## Sheet 1
primary_naics | facility_id | reporting_year | unit_type | unit_name | fuel_type | ghg_name | ghg_quantity | total_fuel_quantity | subpart | capacity | capacity_utiliziation | vintage | floor_space | temperature | steam_generation_est | electricity_generation_est | prime_mover_type | hrsg_bypass | unit_age | start_up | mfgr | orig_m_lb_ds_day | current_rating | no_drums | floor_d_decant_sf_slope_to_front_sr_slope_to_rear | design_psig | operate_psig | superheat_f
311615 | 1000015 | 2023 |  | CP- 1-2 -3 -4 | Distillate Fuel Oil No. 2 | Carbon Dioxide Biogenic | 0 | 0 | C
311615 | 1000015 | 2023 |  | CP- 1-2 -3 -4 | Distillate Fuel Oil No. 2 | Carbon Dioxide Non-Biogenic | 2.1 | 0 | C
311615 | 1000015 | 2023 |  | CP- 1-2 -3 -4 | Distillate Fuel Oil No. 2 | Carbon Dioxide Total | 2.1 | 0 | C
311615 | 1000015 | 2023 |  | CP- 1-2 -3 -4 | Distillate Fuel Oil No. 2 | Methane | 0 | 0 | C
311615 | 1000015 | 2023 |  | CP- 1-2 -3 -4 | Distillate Fuel Oil No. 2 | Methane (Co2 eq) | 0 | 0 | C
311615 | 1000015 | 2023 |  | CP- 1-2 -3 -4 | Distillate Fuel Oil No. 2 | Nitrous Oxide | 0 | 0 | C
311615 | 1000015 | 2023 |  | CP- 1-2 -3 -4 | Distillate Fuel Oil No. 2 | Nitrous Oxide (Co2 eq) | 0 | 0 | C
311615 | 1000015 | 2023 |  | CP- 1-2 -3 -4 | Natural Gas (Weighted U.S. Average) | Carbon Dioxide Biogenic | 0 | 0 | C
311615 | 1000015 | 2023 |  | CP- 1-2 -3 -4 | Natural Gas (Weighted U.S. Average) | Carbon Dioxide Non-Biogenic | 21689.8 | 0 | C
311615 | 1000015 | 2023 |  | CP- 1-2 -3 -4 | Natural Gas (Weighted U.S. Average) | Carbon Dioxide Total | 21689.8 | 0 | C
311615 | 1000015 | 2023 |  | CP- 1-2 -3 -4 | Natural Gas (Weighted U.S. Average) | Methane | 0.41 | 0 | C
311615 | 1000015 | 2023 |  | CP- 1-2 -3 -4 | Natural Gas (Weighted U.S. Average) | Methane (Co2 eq) | 10.2 | 0 | C
311615 | 1000015 | 2023 |  | CP- 1-2 -3 -4 | Natural Gas (Weighted U.S. Average) | Nitrous Oxide | 0.041 | 0 | C
311615 | 1000015 | 2023 |  | CP- 1-2 -3 -4 | Natural Gas (Weighted U.S. Average) | Nitrous Oxide (Co2 eq) | 12.2 | 0 | C
311615 | 1000015 | 2023 |  | CP- 1-2 -3 -4 | Propane | Carbon Dioxide Biogenic | 0 | 0 | C
311615 | 1000015 | 2023 |  | CP- 1-2 -3 -4 | Propane | Carbon Dioxide Non-Biogenic | 68.3 | 0 | C
311615 | 1000015 | 2023 |  | CP- 1-2 -3 -4 | Propane | Carbon Dioxide Total | 68.3 | 0 | C
311615 | 1000015 | 2023 |  | CP- 1-2 -3 -4 | Propane | Methane | 0 | 0 | C
311615 | 1000015 | 2023 |  | CP- 1-2 -3 -4 | Propane | Methane (Co2 eq) | 0.1 | 0 | C
311615 | 1000015 | 2023 |  | CP- 1-2 -3 -4 | Propane | Nitrous Oxide | 0.001 | 0 | C
311615 | 1000015 | 2023 |  | CP- 1-2 -3 -4 | Propane | Nitrous Oxide (Co2 eq) | 0.2 | 0 | C
311613 | 1000016 | 2023 |  | CP-Boilers | Natural Gas (Weighted U.S. Average) | Carbon Dioxide Biogenic | 0 | 0 | C
311613 | 1000016 | 2023 |  | CP-Boilers | Natural Gas (Weighted U.S. Average) | Carbon Dioxide Non-Biogenic | 40250.9 | 0 | C
311613 | 1000016 | 2023 |  | CP-Boilers | Natural Gas (Weighted U.S. Average) | Carbon Dioxide Total | 40250.9 | 0 | C
311613 | 1000016 | 2023 |  | CP-Boilers | Natural Gas (Weighted U.S. Average) | Methane | 0.76 | 0 | C
311613 | 1000016 | 2023 |  | CP-Boilers | Natural Gas (Weighted U.S. Average) | Methane (Co2 eq) | 19 | 0 | C
311613 | 1000016 | 2023 |  | CP-Boilers | Natural Gas (Weighted U.S. Average) | Nitrous Oxide | 0.076 | 0 | C
311613 | 1000016 | 2023 |  | CP-Boilers | Natural Gas (Weighted U.S. Average) | Nitrous Oxide (Co2 eq) | 22.6 | 0 | C
325320 | 1000017 | 2023 | OCS (Other combustion source) | GP-UTIL_07 | Natural Gas (Weighted U.S. Average) | Carbon Dioxide Biogenic | 0 | 0 | C
325320 | 1000017 | 2023 | OCS (Other combustion source) | GP-UTIL_07 | Natural Gas (Weighted U.S. Average) | Carbon Dioxide Non-Biogenic | 128602 | 0 | C
325320 | 1000017 | 2023 | OCS (Other combustion source) | GP-UTIL_07 | Natural Gas (Weighted U.S. Average) | Carbon Dioxide Total | 128602 | 0 | C
325320 | 1000017 | 2023 | OCS (Other combustion source) | GP-UTIL_07 | Natural Gas (Weighted U.S. Average) | Methane | 2.42 | 0 | C
325320 | 1000017 | 2023 | OCS (Other combustion source) | GP-UTIL_07 | Natural Gas (Weighted U.S. Average) | Methane (Co2 eq) | 60.59 | 0 | C
325320 | 1000017 | 2023 | OCS (Other combustion source) | GP-UTIL_07 | Natural Gas (Weighted U.S. Average) | Nitrous Oxide | 0.242 | 0 | C
325320 | 1000017 | 2023 | OCS (Other combustion source) | GP-UTIL_07 | Natural Gas (Weighted U.S. Average) | Nitrous Oxide (Co2 eq) | 72.227 | 0 | C
311313 | 1000019 | 2023 |  | GP-Boilers | Subbituminous | Carbon Dioxide Biogenic | 0 | 10494 | C
311313 | 1000019 | 2023 |  | GP-Boilers | Subbituminous | Carbon Dioxide Non-Biogenic | 18285.3 | 10494 | C
311313 | 1000019 | 2023 |  | GP-Boilers | Subbituminous | Carbon Dioxide Total | 18285.3 | 10494 | C
311313 | 1000019 | 2023 |  | GP-Boilers | Subbituminous | Methane | 2.07 | 10494 | C
311313 | 1000019 | 2023 |  | GP-Boilers | Subbituminous | Methane (Co2 eq) | 51.8 | 10494 | C
311313 | 1000019 | 2023 |  | GP-Boilers | Subbituminous | Nitrous Oxide | 0.301 | 10494 | C
311313 | 1000019 | 2023 |  | GP-Boilers | Subbituminous | Nitrous Oxide (Co2 eq) | 89.7 | 10494 | C
311313 | 1000019 | 2023 |  | GP-Office, Misc. Space Heaters | Natural Gas (Weighted U.S. Average) | Carbon Dioxide Biogenic | 0 | 2210526 | C
311313 | 1000019 | 2023 |  | GP-Office, Misc. Space Heaters | Natural Gas (Weighted U.S. Average) | Carbon Dioxide Non-Biogenic | 126.4 | 2210526 | C
311313 | 1000019 | 2023 |  | GP-Office, Misc. Space Heaters | Natural Gas (Weighted U.S. Average) | Carbon Dioxide Total | 126.4 | 2210526 | C
311313 | 1000019 | 2023 |  | GP-Office, Misc. Space Heaters | Natural Gas (Weighted U.S. Average) | Methane | 0 | 2210526 | C
311313 | 1000019 | 2023 |  | GP-Office, Misc. Space Heaters | Natural Gas (Weighted U.S. Average) | Methane (Co2 eq) | 0.1 | 2210526 | C
311313 | 1000019 | 2023 |  | GP-Office, Misc. Space Heaters | Natural Gas (Weighted U.S. Average) | Nitrous Oxide | 0 | 2210526 | C
311313 | 1000019 | 2023 |  | GP-Office, Misc. Space Heaters | Natural Gas (Weighted U.S. Average) | Nitrous Oxide (Co2 eq) | 0.1 | 2210526 | C
311313 | 1000019 | 2023 | K (Kiln) | Lime Kiln | Natural Gas (Weighted U.S. Average) | Carbon Dioxide Biogenic | 0 | 112302000 | C
311313 | 1000019 | 2023 | K (Kiln) | Lime Kiln | Natural Gas (Weighted U.S. Average) | Carbon Dioxide Non-Biogenic | 6436.4 | 112302000 | C
311313 | 1000019 | 2023 | K (Kiln) | Lime Kiln | Natural Gas (Weighted U.S. Average) | Carbon Dioxide Total | 6436.4 | 112302000 | C
311313 | 1000019 | 2023 | K (Kiln) | Lime Kiln | Natural Gas (Weighted U.S. Average) | Methane | 0.12 | 112302000 | C
311313 | 1000019 | 2023 | K (Kiln) | Lime Kiln | Natural Gas (Weighted U.S. Average) | Methane (Co2 eq) | 3 | 112302000 | C
311313 | 1000019 | 2023 | K (Kiln) | Lime Kiln | Natural Gas (Weighted U.S. Average) | Nitrous Oxide | 0.012 | 112302000 | C
311313 | 1000019 | 2023 | K (Kiln) | Lime Kiln | Natural Gas (Weighted U.S. Average) | Nitrous Oxide (Co2 eq) | 3.6 | 112302000 | C
311313 | 1000019 | 2023 | OB (Boiler, other) | Natural Gas Boiler | Natural Gas (Weighted U.S. Average) | Carbon Dioxide Biogenic | 0 | 540572000 | C
311313 | 1000019 | 2023 | OB (Boiler, other) | Natural Gas Boiler | Natural Gas (Weighted U.S. Average) | Carbon Dioxide Non-Biogenic | 34696.3 | 540572000 | C
311313 | 1000019 | 2023 | OB (Boiler, other) | Natural Gas Boiler | Natural Gas (Weighted U.S. Average) | Carbon Dioxide Total | 34696.3 | 540572000 | C
311313 | 1000019 | 2023 | OB (Boiler, other) | Natural Gas Boiler | Natural Gas (Weighted U.S. Average) | Methane | 0.65 | 540572000 | C
311313 | 1000019 | 2023 | OB (Boiler, other) | Natural Gas Boiler | Natural Gas (Weighted U.S. Average) | Methane (Co2 eq) | 16.4 | 540572000 | C
311313 | 1000019 | 2023 | OB (Boiler, other) | Natural Gas Boiler | Natural Gas (Weighted U.S. Average) | Nitrous Oxide | 0.065 | 540572000 | C
311313 | 1000019 | 2023 | OB (Boiler, other) | Natural Gas Boiler | Natural Gas (Weighted U.S. Average) | Nitrous Oxide (Co2 eq) | 19.5 | 540572000 | C
311313 | 1000019 | 2023 | OB (Boiler, other) | Natural Gas Boiler 15-1 | Natural Gas (Weighted U.S. Average) | Carbon Dioxide Biogenic | 0 | 838488060 | C
311313 | 1000019 | 2023 | OB (Boiler, other) | Natural Gas Boiler 15-1 | Natural Gas (Weighted U.S. Average) | Carbon Dioxide Non-Biogenic | 48075.4 | 838488060 | C
311313 | 1000019 | 2023 | OB (Boiler, other) | Natural Gas Boiler 15-1 | Natural Gas (Weighted U.S. Average) | Carbon Dioxide Total | 48075.4 | 838488060 | C
311313 | 1000019 | 2023 | OB (Boiler, other) | Natural Gas Boiler 15-1 | Natural Gas (Weighted U.S. Average) | Methane | 0.91 | 838488060 | C
311313 | 1000019 | 2023 | OB (Boiler, other) | Natural Gas Boiler 15-1 | Natural Gas (Weighted U.S. Average) | Methane (Co2 eq) | 22.6 | 838488060 | C
311313 | 1000019 | 2023 | OB (Boiler, other) | Natural Gas Boiler 15-1 | Natural Gas (Weighted U.S. Average) | Nitrous Oxide | 0.091 | 838488060 | C
311313 | 1000019 | 2023 | OB (Boiler, other) | Natural Gas Boiler 15-1 | Natural Gas (Weighted U.S. Average) | Nitrous Oxide (Co2 eq) | 27 | 838488060 | C
311313 | 1000019 | 2023 | OB (Boiler, other) | Natural Gas Boiler 15-2 | Natural Gas (Weighted U.S. Average) | Carbon Dioxide Biogenic | 0 | 880613510 | C
311313 | 1000019 | 2023 | OB (Boiler, other) | Natural Gas Boiler 15-2 | Natural Gas (Weighted U.S. Average) | Carbon Dioxide Non-Biogenic | 50496.4 | 880613510 | C
311313 | 1000019 | 2023 | OB (Boiler, other) | Natural Gas Boiler 15-2 | Natural Gas (Weighted U.S. Average) | Carbon Dioxide Total | 50496.4 | 880613510 | C
311313 | 1000019 | 2023 | OB (Boiler, other) | Natural Gas Boiler 15-2 | Natural Gas (Weighted U.S. Average) | Methane | 0.95 | 880613510 | C
311313 | 1000019 | 2023 | OB (Boiler, other) | Natural Gas Boiler 15-2 | Natural Gas (Weighted U.S. Average) | Methane (Co2 eq) | 23.8 | 880613510 | C
311313 | 1000019 | 2023 | OB (Boiler, other) | Natural Gas Boiler 15-2 | Natural Gas (Weighted U.S. Average) | Nitrous Oxide | 0.095 | 880613510 | C
311313 | 1000019 | 2023 | OB (Boiler, other) | Natural Gas Boiler 15-2 | Natural Gas (Weighted U.S. Average) | Nitrous Oxide (Co2 eq) | 28.4 | 880613510 | C
325199 | 1000022 | 2023 |  | GP-Blr | Natural Gas (Weighted U.S. Average) | Carbon Dioxide Biogenic | 0 | 0 | C
325199 | 1000022 | 2023 |  | GP-Blr | Natural Gas (Weighted U.S. Average) | Carbon Dioxide Non-Biogenic | 24674.5 | 0 | C
325199 | 1000022 | 2023 |  | GP-Blr | Natural Gas (Weighted U.S. Average) | Carbon Dioxide Total | 24674.5 | 0 | C
325199 | 1000022 | 2023 |  | GP-Blr | Natural Gas (Weighted U.S. Average) | Methane | 0.47 | 0 | C
325199 | 1000022 | 2023 |  | GP-Blr | Natural Gas (Weighted U.S. Average) | Methane (Co2 eq) | 11.6 | 0 | C
325199 | 1000022 | 2023 |  | GP-Blr | Natural Gas (Weighted U.S. Average) | Nitrous Oxide | 0.047 | 0 | C
325199 | 1000022 | 2023 |  | GP-Blr | Natural Gas (Weighted U.S. Average) | Nitrous Oxide (Co2 eq) | 13.9 | 0 | C
325199 | 1000022 | 2023 |  | GP-Htr | Natural Gas (Weighted U.S. Average) | Carbon Dioxide Biogenic | 0 | 0 | C
325199 | 1000022 | 2023 |  | GP-Htr | Natural Gas (Weighted U.S. Average) | Carbon Dioxide Non-Biogenic | 10726.7 | 0 | C
325199 | 1000022 | 2023 |  | GP-Htr | Natural Gas (Weighted U.S. Average) | Carbon Dioxide Total | 10726.7 | 0 | C
325199 | 1000022 | 2023 |  | GP-Htr | Natural Gas (Weighted U.S. Average) | Methane | 0.2 | 0 | C
325199 | 1000022 | 2023 |  | GP-Htr | Natural Gas (Weighted U.S. Average) | Methane (Co2 eq) | 5.1 | 0 | C
325199 | 1000022 | 2023 |  | GP-Htr | Natural Gas (Weighted U.S. Average) | Nitrous Oxide | 0.02 | 0 | C
325199 | 1000022 | 2023 |  | GP-Htr | Natural Gas (Weighted U.S. Average) | Nitrous Oxide (Co2 eq) | 6 | 0 | C
325212 | 1000032 | 2023 | OB (Boiler, other) | Boiler F-2001 | Distillate Fuel Oil No. 2 | Carbon Dioxide Biogenic | 0 | 0 | C
325212 | 1000032 | 2023 | OB (Boiler, other) | Boiler F-2001 | Distillate Fuel Oil No. 2 | Carbon Dioxide Non-Biogenic | 0 | 0 | C
325212 | 1000032 | 2023 | OB (Boiler, other) | Boiler F-2001 | Distillate Fuel Oil No. 2 | Carbon Dioxide Total | 0 | 0 | C
325212 | 1000032 | 2023 | OB (Boiler, other) | Boiler F-2001 | Distillate Fuel Oil No. 2 | Methane | 0 | 0 | C
325212 | 1000032 | 2023 | OB (Boiler, other) | Boiler F-2001 | Distillate Fuel Oil No. 2 | Methane (Co2 eq) | 0 | 0 | C
325212 | 1000032 | 2023 | OB (Boiler, other) | Boiler F-2001 | Distillate Fuel Oil No. 2 | Nitrous Oxide | 0 | 0 | C
325212 | 1000032 | 2023 | OB (Boiler, other) | Boiler F-2001 | Distillate Fuel Oil No. 2 | Nitrous Oxide (Co2 eq) | 0 | 0 | C
325212 | 1000032 | 2023 | OB (Boiler, other) | Boiler F-2001 | Naphtha (<401 deg F) | Carbon Dioxide Biogenic | 0 | 0 | C
325212 | 1000032 | 2023 | OB (Boiler, other) | Boiler F-2001 | Naphtha (<401 deg F) | Carbon Dioxide Non-Biogenic | 3222.1 | 0 | C
325212 | 1000032 | 2023 | OB (Boiler, other) | Boiler F-2001 | Naphtha (<401 deg F) | Carbon Dioxide Total | 3222.1 | 0 | C
325212 | 1000032 | 2023 | OB (Boiler, other) | Boiler F-2001 | Naphtha (<401 deg F) | Methane | 0.14 | 0 | C
325212 | 1000032 | 2023 | OB (Boiler, other) | Boiler F-2001 | Naphtha (<401 deg F) | Methane (Co2 eq) | 3.6 | 0 | C
325212 | 1000032 | 2023 | OB (Boiler, other) | Boiler F-2001 | Naphtha (<401 deg F) | Nitrous Oxide | 0.028 | 0 | C
325212 | 1000032 | 2023 | OB (Boiler, other) | Boiler F-2001 | Naphtha (<401 deg F) | Nitrous Oxide (Co2 eq) | 8.5 | 0 | C
325212 | 1000032 | 2023 | OB (Boiler, other) | Boiler F-2002 | Distillate Fuel Oil No. 2 | Carbon Dioxide Biogenic | 0 | 0 | C
325212 | 1000032 | 2023 | OB (Boiler, other) | Boiler F-2002 | Distillate Fuel Oil No. 2 | Carbon Dioxide Non-Biogenic | 0 | 0 | C
325212 | 1000032 | 2023 | OB (Boiler, other) | Boiler F-2002 | Distillate Fuel Oil No. 2 | Carbon Dioxide Total | 0 | 0 | C
325212 | 1000032 | 2023 | OB (Boiler, other) | Boiler F-2002 | Distillate Fuel Oil No. 2 | Methane | 0 | 0 | C
325212 | 1000032 | 2023 | OB (Boiler, other) | Boiler F-2002 | Distillate Fuel Oil No. 2 | Methane (Co2 eq) | 0 | 0 | C
325212 | 1000032 | 2023 | OB (Boiler, other) | Boiler F-2002 | Distillate Fuel Oil No. 2 | Nitrous Oxide | 0 | 0 | C
325212 | 1000032 | 2023 | OB (Boiler, other) | Boiler F-2002 | Distillate Fuel Oil No. 2 | Nitrous Oxide (Co2 eq) | 0 | 0 | C
325212 | 1000032 | 2023 | OB (Boiler, other) | Boiler F-2002 | Naphtha (<401 deg F) | Carbon Dioxide Biogenic | 0 | 0 | C
325212 | 1000032 | 2023 | OB (Boiler, other) | Boiler F-2002 | Naphtha (<401 deg F) | Carbon Dioxide Non-Biogenic | 3481.1 | 0 | C
325212 | 1000032 | 2023 | OB (Boiler, other) | Boiler F-2002 | Naphtha (<401 deg F) | Carbon Dioxide Total | 3481.1 | 0 | C
325212 | 1000032 | 2023 | OB (Boiler, other) | Boiler F-2002 | Naphtha (<401 deg F) | Methane | 0.15 | 0 | C
325212 | 1000032 | 2023 | OB (Boiler, other) | Boiler F-2002 | Naphtha (<401 deg F) | Methane (Co2 eq) | 3.8 | 0 | C
325212 | 1000032 | 2023 | OB (Boiler, other) | Boiler F-2002 | Naphtha (<401 deg F) | Nitrous Oxide | 0.031 | 0 | C
325212 | 1000032 | 2023 | OB (Boiler, other) | Boiler F-2002 | Naphtha (<401 deg F) | Nitrous Oxide (Co2 eq) | 9.2 | 0 | C
325212 | 1000032 | 2023 |  | GP-Natural Gas | Natural Gas (Weighted U.S. Average) | Carbon Dioxide Biogenic | 0 | 0 | C
325212 | 1000032 | 2023 |  | GP-Natural Gas | Natural Gas (Weighted U.S. Average) | Carbon Dioxide Non-Biogenic | 202569.9 | 0 | C
325212 | 1000032 | 2023 |  | GP-Natural Gas | Natural Gas (Weighted U.S. Average) | Carbon Dioxide Total | 202569.9 | 0 | C
325212 | 1000032 | 2023 |  | GP-Natural Gas | Natural Gas (Weighted U.S. Average) | Methane | 3.82 | 0 | C
325212 | 1000032 | 2023 |  | GP-Natural Gas | Natural Gas (Weighted U.S. Average) | Methane (Co2 eq) | 95.4 | 0 | C
325212 | 1000032 | 2023 |  | GP-Natural Gas | Natural Gas (Weighted U.S. Average) | Nitrous Oxide | 0.382 | 0 | C
325212 | 1000032 | 2023 |  | GP-Natural Gas | Natural Gas (Weighted U.S. Average) | Nitrous Oxide (Co2 eq) | 113.8 | 0 | C
311224 | 1000034 | 2023 | BFB (Boiler, bubbling fluidized bed) | C05 - Coal | Subbituminous | Carbon Dioxide Biogenic | 0 | 0 | C
311224 | 1000034 | 2023 | BFB (Boiler, bubbling fluidized bed) | C05 - Coal | Subbituminous | Carbon Dioxide Non-Biogenic | 49384 | 0 | C
311224 | 1000034 | 2023 | BFB (Boiler, bubbling fluidized bed) | C05 - Coal | Subbituminous | Carbon Dioxide Total | 49384 | 0 | C
311224 | 1000034 | 2023 | BFB (Boiler, bubbling fluidized bed) | C05 - Coal | Subbituminous | Methane | 5.59 | 0 | C
311224 | 1000034 | 2023 | BFB (Boiler, bubbling fluidized bed) | C05 - Coal | Subbituminous | Methane (Co2 eq) | 139.8 | 0 | C
311224 | 1000034 | 2023 | BFB (Boiler, bubbling fluidized bed) | C05 - Coal | Subbituminous | Nitrous Oxide | 0.813 | 0 | C
311224 | 1000034 | 2023 | BFB (Boiler, bubbling fluidized bed) | C05 - Coal | Subbituminous | Nitrous Oxide (Co2 eq) | 242.3 | 0 | C
311224 | 1000034 | 2023 | OCS (Other combustion source) | CP-1 | Natural Gas (Weighted U.S. Average) | Carbon Dioxide Biogenic | 0 | 0 | C
311224 | 1000034 | 2023 | OCS (Other combustion source) | CP-1 | Natural Gas (Weighted U.S. Average) | Carbon Dioxide Non-Biogenic | 58624.8 | 0 | C
311224 | 1000034 | 2023 | OCS (Other combustion source) | CP-1 | Natural Gas (Weighted U.S. Average) | Carbon Dioxide Total | 58624.8 | 0 | C
311224 | 1000034 | 2023 | OCS (Other combustion source) | CP-1 | Natural Gas (Weighted U.S. Average) | Methane | 1.1 | 0 | C
311224 | 1000034 | 2023 | OCS (Other combustion source) | CP-1 | Natural Gas (Weighted U.S. Average) | Methane (Co2 eq) | 27.6 | 0 | C
311224 | 1000034 | 2023 | OCS (Other combustion source) | CP-1 | Natural Gas (Weighted U.S. Average) | Nitrous Oxide | 0.11 | 0 | C
311224 | 1000034 | 2023 | OCS (Other combustion source) | CP-1 | Natural Gas (Weighted U.S. Average) | Nitrous Oxide (Co2 eq) | 32.9 | 0 | C
311224 | 1000034 | 2023 | OCS (Other combustion source) | GP-1 | Distillate Fuel Oil No. 2 | Carbon Dioxide Biogenic | 0 | 0 | C
311224 | 1000034 | 2023 | OCS (Other combustion source) | GP-1 | Distillate Fuel Oil No. 2 | Carbon Dioxide Non-Biogenic | 6.7 | 0 | C
311224 | 1000034 | 2023 | OCS (Other combustion source) | GP-1 | Distillate Fuel Oil No. 2 | Carbon Dioxide Total | 6.7 | 0 | C
311224 | 1000034 | 2023 | OCS (Other combustion source) | GP-1 | Distillate Fuel Oil No. 2 | Methane | 0 | 0 | C
311224 | 1000034 | 2023 | OCS (Other combustion source) | GP-1 | Distillate Fuel Oil No. 2 | Methane (Co2 eq) | 0 | 0 | C
311224 | 1000034 | 2023 | OCS (Other combustion source) | GP-1 | Distillate Fuel Oil No. 2 | Nitrous Oxide | 0 | 0 | C
311224 | 1000034 | 2023 | OCS (Other combustion source) | GP-1 | Distillate Fuel Oil No. 2 | Nitrous Oxide (Co2 eq) | 0 | 0 | C
325193 | 1000035 | 2023 |  | GP-Greenville Facility | Natural Gas (Weighted U.S. Average) | Carbon Dioxide Biogenic | 0 | 0 | C
325193 | 1000035 | 2023 |  | GP-Greenville Facility | Natural Gas (Weighted U.S. Average) | Carbon Dioxide Non-Biogenic | 197642.2 | 0 | C
325193 | 1000035 | 2023 |  | GP-Greenville Facility | Natural Gas (Weighted U.S. Average) | Carbon Dioxide Total | 197642.2 | 0 | C
325193 | 1000035 | 2023 |  | GP-Greenville Facility | Natural Gas (Weighted U.S. Average) | Methane | 3.72 | 0 | C
325193 | 1000035 | 2023 |  | GP-Greenville Facility | Natural Gas (Weighted U.S. Average) | Methane (Co2 eq) | 93.1 | 0 | C
325193 | 1000035 | 2023 |  | GP-Greenville Facility | Natural Gas (Weighted U.S. Average) | Nitrous Oxide | 0.372 | 0 | C
325193 | 1000035 | 2023 |  | GP-Greenville Facility | Natural Gas (Weighted U.S. Average) | Nitrous Oxide (Co2 eq) | 111 | 0 | C
311611 | 1000037 | 2023 | FLR (Flare) | Biogas Flare | Other Biomass Gases | Carbon Dioxide Biogenic | 2872.2 | 83344524 | C
311611 | 1000037 | 2023 | FLR (Flare) | Biogas Flare | Other Biomass Gases | Carbon Dioxide Non-Biogenic | 0 | 83344524 | C
311611 | 1000037 | 2023 | FLR (Flare) | Biogas Flare | Other Biomass Gases | Carbon Dioxide Total | 2872.2 | 83344524 | C
311611 | 1000037 | 2023 | FLR (Flare) | Biogas Flare | Other Biomass Gases | Methane | 0.18 | 83344524 | C
311611 | 1000037 | 2023 | FLR (Flare) | Biogas Flare | Other Biomass Gases | Methane (Co2 eq) | 4.4 | 83344524 | C
311611 | 1000037 | 2023 | FLR (Flare) | Biogas Flare | Other Biomass Gases | Nitrous Oxide | 0.035 | 83344524 | C
311611 | 1000037 | 2023 | FLR (Flare) | Biogas Flare | Other Biomass Gases | Nitrous Oxide (Co2 eq) | 10.4 | 83344524 | C
311611 | 1000037 | 2023 |  | GP-Fuel Combustion Units | Natural Gas (Weighted U.S. Average) | Carbon Dioxide Biogenic | 0 | 0 | C
311611 | 1000037 | 2023 |  | GP-Fuel Combustion Units | Natural Gas (Weighted U.S. Average) | Carbon Dioxide Non-Biogenic | 31430.5 | 0 | C
311611 | 1000037 | 2023 |  | GP-Fuel Combustion Units | Natural Gas (Weighted U.S. Average) | Carbon Dioxide Total | 31430.5 | 0 | C
311611 | 1000037 | 2023 |  | GP-Fuel Combustion Units | Natural Gas (Weighted U.S. Average) | Methane | 0.59 | 0 | C
311611 | 1000037 | 2023 |  | GP-Fuel Combustion Units | Natural Gas (Weighted U.S. Average) | Methane (Co2 eq) | 14.8 | 0 | C
311611 | 1000037 | 2023 |  | GP-Fuel Combustion Units | Natural Gas (Weighted U.S. Average) | Nitrous Oxide | 0.059 | 0 | C
311611 | 1000037 | 2023 |  | GP-Fuel Combustion Units | Natural Gas (Weighted U.S. Average) | Nitrous Oxide (Co2 eq) | 17.7 | 0 | C
311611 | 1000037 | 2023 |  | GP-Fuel Combustion Units | Other Biomass Gases | Carbon Dioxide Biogenic | 4997.2 | 145008253 | C
311611 | 1000037 | 2023 |  | GP-Fuel Combustion Units | Other Biomass Gases | Carbon Dioxide Non-Biogenic | 0 | 145008253 | C
311611 | 1000037 | 2023 |  | GP-Fuel Combustion Units | Other Biomass Gases | Carbon Dioxide Total | 4997.2 | 145008253 | C
311611 | 1000037 | 2023 |  | GP-Fuel Combustion Units | Other Biomass Gases | Methane | 0.31 | 145008253 | C
311611 | 1000037 | 2023 |  | GP-Fuel Combustion Units | Other Biomass Gases | Methane (Co2 eq) | 7.7 | 145008253 | C
311611 | 1000037 | 2023 |  | GP-Fuel Combustion Units | Other Biomass Gases | Nitrous Oxide | 0.06 | 145008253 | C
311611 | 1000037 | 2023 |  | GP-Fuel Combustion Units | Other Biomass Gases | Nitrous Oxide (Co2 eq) | 18 | 145008253 | C
311611 | 1000038 | 2023 |  | GP-Fuel Combustion Equipment | Natural Gas (Weighted U.S. Average) | Carbon Dioxide Biogenic | 0 | 0 | C
311611 | 1000038 | 2023 |  | GP-Fuel Combustion Equipment | Natural Gas (Weighted U.S. Average) | Carbon Dioxide Non-Biogenic | 25373.5 | 0 | C
311611 | 1000038 | 2023 |  | GP-Fuel Combustion Equipment | Natural Gas (Weighted U.S. Average) | Carbon Dioxide Total | 25373.5 | 0 | C
311611 | 1000038 | 2023 |  | GP-Fuel Combustion Equipment | Natural Gas (Weighted U.S. Average) | Methane | 0.48 | 0 | C
311611 | 1000038 | 2023 |  | GP-Fuel Combustion Equipment | Natural Gas (Weighted U.S. Average) | Methane (Co2 eq) | 12 | 0 | C
311611 | 1000038 | 2023 |  | GP-Fuel Combustion Equipment | Natural Gas (Weighted U.S. Average) | Nitrous Oxide | 0.048 | 0 | C
311611 | 1000038 | 2023 |  | GP-Fuel Combustion Equipment | Natural Gas (Weighted U.S. Average) | Nitrous Oxide (Co2 eq) | 14.3 | 0 | C
311611 | 1000038 | 2023 | OCS (Other combustion source) | Supplemental Air Compressor | Distillate Fuel Oil No. 2 | Carbon Dioxide Biogenic | 0 | 0 | C
311611 | 1000038 | 2023 | OCS (Other combustion source) | Supplemental Air Compressor | Distillate Fuel Oil No. 2 | Carbon Dioxide Non-Biogenic | 1010.8 | 0 | C
311611 | 1000038 | 2023 | OCS (Other combustion source) | Supplemental Air Compressor | Distillate Fuel Oil No. 2 | Carbon Dioxide Total | 1010.8 | 0 | C
311611 | 1000038 | 2023 | OCS (Other combustion source) | Supplemental Air Compressor | Distillate Fuel Oil No. 2 | Methane | 0.04 | 0 | C
311611 | 1000038 | 2023 | OCS (Other combustion source) | Supplemental Air Compressor | Distillate Fuel Oil No. 2 | Methane (Co2 eq) | 1 | 0 | C
311611 | 1000038 | 2023 | OCS (Other combustion source) | Supplemental Air Compressor | Distillate Fuel Oil No. 2 | Nitrous Oxide | 0.008 | 0 | C
311611 | 1000038 | 2023 | OCS (Other combustion source) | Supplemental Air Compressor | Distillate Fuel Oil No. 2 | Nitrous Oxide (Co2 eq) | 2.4 | 0 | C
311611 | 1000040 | 2023 |  | GP-Emergency Generator/Fire Pump | Distillate Fuel Oil No. 2 | Carbon Dioxide Biogenic | 0 | 16753.64 | C
311611 | 1000040 | 2023 |  | GP-Emergency Generator/Fire Pump | Distillate Fuel Oil No. 2 | Carbon Dioxide Non-Biogenic | 171 | 16753.64 | C
311611 | 1000040 | 2023 |  | GP-Emergency Generator/Fire Pump | Distillate Fuel Oil No. 2 | Carbon Dioxide Total | 171 | 16753.64 | C
311611 | 1000040 | 2023 |  | GP-Emergency Generator/Fire Pump | Distillate Fuel Oil No. 2 | Methane | 0.01 | 16753.64 | C
311611 | 1000040 | 2023 |  | GP-Emergency Generator/Fire Pump | Distillate Fuel Oil No. 2 | Methane (Co2 eq) | 0.2 | 16753.64 | C
311611 | 1000040 | 2023 |  | GP-Emergency Generator/Fire Pump | Distillate Fuel Oil No. 2 | Nitrous Oxide | 0.001 | 16753.64 | C
311611 | 1000040 | 2023 |  | GP-Emergency Generator/Fire Pump | Distillate Fuel Oil No. 2 | Nitrous Oxide (Co2 eq) | 0.4 | 16753.64 | C
311611 | 1000040 | 2023 |  | GP-Fuel Combustion equipment | Natural Gas (Weighted U.S. Average) | Carbon Dioxide Biogenic | 0 | 0 | C
311611 | 1000040 | 2023 |  | GP-Fuel Combustion equipment | Natural Gas (Weighted U.S. Average) | Carbon Dioxide Non-Biogenic | 62506 | 0 | C
311611 | 1000040 | 2023 |  | GP-Fuel Combustion equipment | Natural Gas (Weighted U.S. Average) | Carbon Dioxide Total | 62506 | 0 | C
311611 | 1000040 | 2023 |  | GP-Fuel Combustion equipment | Natural Gas (Weighted U.S. Average) | Methane | 1.18 | 0 | C
311611 | 1000040 | 2023 |  | GP-Fuel Combustion equipment | Natural Gas (Weighted U.S. Average) | Methane (Co2 eq) | 29.4 | 0 | C
311611 | 1000040 | 2023 |  | GP-Fuel Combustion equipment | Natural Gas (Weighted U.S. Average) | Nitrous Oxide | 0.118 | 0 | C
311611 | 1000040 | 2023 |  | GP-Fuel Combustion equipment | Natural Gas (Weighted U.S. Average) | Nitrous Oxide (Co2 eq) | 35.1 | 0 | C
311611 | 1000040 | 2023 |  | GP-Fuel Combustion equipment | Other Biomass Gases | Carbon Dioxide Biogenic | 2671.1 | 68979781 | C
311611 | 1000040 | 2023 |  | GP-Fuel Combustion equipment | Other Biomass Gases | Carbon Dioxide Non-Biogenic | 0 | 68979781 | C
311611 | 1000040 | 2023 |  | GP-Fuel Combustion equipment | Other Biomass Gases | Carbon Dioxide Total | 2671.1 | 68979781 | C
311611 | 1000040 | 2023 |  | GP-Fuel Combustion equipment | Other Biomass Gases | Methane | 0.16 | 68979781 | C
311611 | 1000040 | 2023 |  | GP-Fuel Combustion equipment | Other Biomass Gases | Methane (Co2 eq) | 4.1 | 68979781 | C
311611 | 1000040 | 2023 |  | GP-Fuel Combustion equipment | Other Biomass Gases | Nitrous Oxide | 0.032 | 68979781 | C
311611 | 1000040 | 2023 |  | GP-Fuel Combustion equipment | Other Biomass Gases | Nitrous Oxide (Co2 eq) | 9.6 | 68979781 | C
322130 | 1000041 | 2023 |  | GP-01 | Natural Gas (Weighted U.S. Average) | Carbon Dioxide Biogenic | 0 | 0 | C
322130 | 1000041 | 2023 |  | GP-01 | Natural Gas (Weighted U.S. Average) | Carbon Dioxide Non-Biogenic | 36048.9 | 0 | C
322130 | 1000041 | 2023 |  | GP-01 | Natural Gas (Weighted U.S. Average) | Carbon Dioxide Total | 36048.9 | 0 | C
322130 | 1000041 | 2023 |  | GP-01 | Natural Gas (Weighted U.S. Average) | Methane | 0.68 | 0 | C
322130 | 1000041 | 2023 |  | GP-01 | Natural Gas (Weighted U.S. Average) | Methane (Co2 eq) | 17 | 0 | C
322130 | 1000041 | 2023 |  | GP-01 | Natural Gas (Weighted U.S. Average) | Nitrous Oxide | 0.068 | 0 | C
322130 | 1000041 | 2023 |  | GP-01 | Natural Gas (Weighted U.S. Average) | Nitrous Oxide (Co2 eq) | 20.2 | 0 | C
325180 | 1000042 | 2023 |  | CP- Sitewide | Natural Gas (Weighted U.S. Average) | Carbon Dioxide Biogenic | 0 | 0 | C
325180 | 1000042 | 2023 |  | CP- Sitewide | Natural Gas (Weighted U.S. Average) | Carbon Dioxide Non-Biogenic | 23987.1 | 0 | C
325180 | 1000042 | 2023 |  | CP- Sitewide | Natural Gas (Weighted U.S. Average) | Carbon Dioxide Total | 23987.1 | 0 | C
325180 | 1000042 | 2023 |  | CP- Sitewide | Natural Gas (Weighted U.S. Average) | Methane | 0.45 | 0 | C
325180 | 1000042 | 2023 |  | CP- Sitewide | Natural Gas (Weighted U.S. Average) | Methane (Co2 eq) | 11.3 | 0 | C
325180 | 1000042 | 2023 |  | CP- Sitewide | Natural Gas (Weighted U.S. Average) | Nitrous Oxide | 0.045 | 0 | C
325180 | 1000042 | 2023 |  | CP- Sitewide | Natural Gas (Weighted U.S. Average) | Nitrous Oxide (Co2 eq) | 13.5 | 0 | C
325180 | 1000044 | 2023 |  | CP- Sitewide | Natural Gas (Weighted U.S. Average) | Carbon Dioxide Biogenic | 0 | 0 | C
325180 | 1000044 | 2023 |  | CP- Sitewide | Natural Gas (Weighted U.S. Average) | Carbon Dioxide Non-Biogenic | 30137 | 0 | C
325180 | 1000044 | 2023 |  | CP- Sitewide | Natural Gas (Weighted U.S. Average) | Carbon Dioxide Total | 30137 | 0 | C
325180 | 1000044 | 2023 |  | CP- Sitewide | Natural Gas (Weighted U.S. Average) | Methane | 0.57 | 0 | C
325180 | 1000044 | 2023 |  | CP- Sitewide | Natural Gas (Weighted U.S. Average) | Methane (Co2 eq) | 14.2 | 0 | C
325180 | 1000044 | 2023 |  | CP- Sitewide | Natural Gas (Weighted U.S. Average) | Nitrous Oxide | 0.057 | 0 | C
325180 | 1000044 | 2023 |  | CP- Sitewide | Natural Gas (Weighted U.S. Average) | Nitrous Oxide (Co2 eq) | 16.9 | 0 | C
311615 | 1000045 | 2023 |  | GP-Boilers/Ovens/Fryers | Natural Gas (Weighted U.S. Average) | Carbon Dioxide Biogenic | 0 | 0 | C
311615 | 1000045 | 2023 |  | GP-Boilers/Ovens/Fryers | Natural Gas (Weighted U.S. Average) | Carbon Dioxide Non-Biogenic | 52287.6 | 0 | C
311615 | 1000045 | 2023 |  | GP-Boilers/Ovens/Fryers | Natural Gas (Weighted U.S. Average) | Carbon Dioxide Total | 52287.6 | 0 | C
311615 | 1000045 | 2023 |  | GP-Boilers/Ovens/Fryers | Natural Gas (Weighted U.S. Average) | Methane | 0.99 | 0 | C
311615 | 1000045 | 2023 |  | GP-Boilers/Ovens/Fryers | Natural Gas (Weighted U.S. Average) | Methane (Co2 eq) | 24.6 | 0 | C
311615 | 1000045 | 2023 |  | GP-Boilers/Ovens/Fryers | Natural Gas (Weighted U.S. Average) | Nitrous Oxide | 0.099 | 0 | C
311615 | 1000045 | 2023 |  | GP-Boilers/Ovens/Fryers | Natural Gas (Weighted U.S. Average) | Nitrous Oxide (Co2 eq) | 29.4 | 0 | C
311615 | 1000045 | 2023 |  | GP-Generators | Distillate Fuel Oil No. 2 | Carbon Dioxide Biogenic | 0 | 3435 | C
311615 | 1000045 | 2023 |  | GP-Generators | Distillate Fuel Oil No. 2 | Carbon Dioxide Non-Biogenic | 35.1 | 3435 | C
311615 | 1000045 | 2023 |  | GP-Generators | Distillate Fuel Oil No. 2 | Carbon Dioxide Total | 35.1 | 3435 | C
311615 | 1000045 | 2023 |  | GP-Generators | Distillate Fuel Oil No. 2 | Methane | 0 | 3435 | C
311615 | 1000045 | 2023 |  | GP-Generators | Distillate Fuel Oil No. 2 | Methane (Co2 eq) | 0 | 3435 | C
311615 | 1000045 | 2023 |  | GP-Generators | Distillate Fuel Oil No. 2 | Nitrous Oxide | 0 | 3435 | C
311615 | 1000045 | 2023 |  | GP-Generators | Distillate Fuel Oil No. 2 | Nitrous Oxide (Co2 eq) | 0.1 | 3435 | C
325193 | 1000063 | 2023 | OB (Boiler, other) | Natural Gas Boiler | Natural Gas (Weighted U.S. Average) | Carbon Dioxide Biogenic | 0 | 0 | C
325193 | 1000063 | 2023 | OB (Boiler, other) | Natural Gas Boiler | Natural Gas (Weighted U.S. Average) | Carbon Dioxide Non-Biogenic | 82119 | 0 | C
325193 | 1000063 | 2023 | OB (Boiler, other) | Natural Gas Boiler | Natural Gas (Weighted U.S. Average) | Carbon Dioxide Total | 82119 | 0 | C
325193 | 1000063 | 2023 | OB (Boiler, other) | Natural Gas Boiler | Natural Gas (Weighted U.S. Average) | Methane | 1.55 | 0 | C
325193 | 1000063 | 2023 | OB (Boiler, other) | Natural Gas Boiler | Natural Gas (Weighted U.S. Average) | Methane (Co2 eq) | 38.7 | 0 | C
325193 | 1000063 | 2023 | OB (Boiler, other) | Natural Gas Boiler | Natural Gas (Weighted U.S. Average) | Nitrous Oxide | 0.155 | 0 | C
325193 | 1000063 | 2023 | OB (Boiler, other) | Natural Gas Boiler | Natural Gas (Weighted U.S. Average) | Nitrous Oxide (Co2 eq) | 46.1 | 0 | C
325193 | 1000063 | 2023 | OB (Boiler, other) | Natural Gas Boiler #2 (Rentech) | Natural Gas (Weighted U.S. Average) | Carbon Dioxide Biogenic | 0 | 0 | C
325193 | 1000063 | 2023 | OB (Boiler, other) | Natural Gas Boiler #2 (Rentech) | Natural Gas (Weighted U.S. Average) | Carbon Dioxide Non-Biogenic | 38866.9 | 0 | C
325193 | 1000063 | 2023 | OB (Boiler, other) | Natural Gas Boiler #2 (Rentech) | Natural Gas (Weighted U.S. Average) | Carbon Dioxide Total | 38866.9 | 0 | C
325193 | 1000063 | 2023 | OB (Boiler, other) | Natural Gas Boiler #2 (Rentech) | Natural Gas (Weighted U.S. Average) | Methane | 0.73 | 0 | C
325193 | 1000063 | 2023 | OB (Boiler, other) | Natural Gas Boiler #2 (Rentech) | Natural Gas (Weighted U.S. Average) | Methane (Co2 eq) | 18.3 | 0 | C
325193 | 1000063 | 2023 | OB (Boiler, other) | Natural Gas Boiler #2 (Rentech) | Natural Gas (Weighted U.S. Average) | Nitrous Oxide | 0.073 | 0 | C
325193 | 1000063 | 2023 | OB (Boiler, other) | Natural Gas Boiler #2 (Rentech) | Natural Gas (Weighted U.S. Average) | Nitrous Oxide (Co2 eq) | 21.8 | 0 | C
311421 | 1000066 | 2023 |  | GP-1 | Natural Gas (Weighted U.S. Average) | Carbon Dioxide Biogenic | 0 | 0 | C
311421 | 1000066 | 2023 |  | GP-1 | Natural Gas (Weighted U.S. Average) | Carbon Dioxide Non-Biogenic | 44373.5 | 0 | C
311421 | 1000066 | 2023 |  | GP-1 | Natural Gas (Weighted U.S. Average) | Carbon Dioxide Total | 44373.5 | 0 | C
311421 | 1000066 | 2023 |  | GP-1 | Natural Gas (Weighted U.S. Average) | Methane | 0.84 | 0 | C
311421 | 1000066 | 2023 |  | GP-1 | Natural Gas (Weighted U.S. Average) | Methane (Co2 eq) | 20.9 | 0 | C
311421 | 1000066 | 2023 |  | GP-1 | Natural Gas (Weighted U.S. Average) | Nitrous Oxide | 0.084 | 0 | C
311421 | 1000066 | 2023 |  | GP-1 | Natural Gas (Weighted U.S. Average) | Nitrous Oxide (Co2 eq) | 24.9 | 0 | C
311421 | 1000066 | 2023 |  | GP-2 | Natural Gas (Weighted U.S. Average) | Carbon Dioxide Biogenic | 0 | 0 | C
311421 | 1000066 | 2023 |  | GP-2 | Natural Gas (Weighted U.S. Average) | Carbon Dioxide Non-Biogenic | 52263.8 | 0 | C
311421 | 1000066 | 2023 |  | GP-2 | Natural Gas (Weighted U.S. Average) | Carbon Dioxide Total | 52263.8 | 0 | C
311421 | 1000066 | 2023 |  | GP-2 | Natural Gas (Weighted U.S. Average) | Methane | 0.98 | 0 | C
311421 | 1000066 | 2023 |  | GP-2 | Natural Gas (Weighted U.S. Average) | Methane (Co2 eq) | 24.6 | 0 | C
311421 | 1000066 | 2023 |  | GP-2 | Natural Gas (Weighted U.S. Average) | Nitrous Oxide | 0.098 | 0 | C
311421 | 1000066 | 2023 |  | GP-2 | Natural Gas (Weighted U.S. Average) | Nitrous Oxide (Co2 eq) | 29.4 | 0 | C
311421 | 1000066 | 2023 | CCCT (CC (Turbine, combined cycle)) | P2 Microturbine | Natural Gas (Weighted U.S. Average) | Carbon Dioxide Biogenic | 0 | 0 | C
311421 | 1000066 | 2023 | CCCT (CC (Turbine, combined cycle)) | P2 Microturbine | Natural Gas (Weighted U.S. Average) | Carbon Dioxide Non-Biogenic | 35 | 0 | C
311421 | 1000066 | 2023 | CCCT (CC (Turbine, combined cycle)) | P2 Microturbine | Natural Gas (Weighted U.S. Average) | Carbon Dioxide Total | 35 | 0 | C
311421 | 1000066 | 2023 | CCCT (CC (Turbine, combined cycle)) | P2 Microturbine | Natural Gas (Weighted U.S. Average) | Methane | 0 | 0 | C
311421 | 1000066 | 2023 | CCCT (CC (Turbine, combined cycle)) | P2 Microturbine | Natural Gas (Weighted U.S. Average) | Methane (Co2 eq) | 0 | 0 | C
311421 | 1000066 | 2023 | CCCT (CC (Turbine, combined cycle)) | P2 Microturbine | Natural Gas (Weighted U.S. Average) | Nitrous Oxide | 0 | 0 | C
311421 | 1000066 | 2023 | CCCT (CC (Turbine, combined cycle)) | P2 Microturbine | Natural Gas (Weighted U.S. Average) | Nitrous Oxide (Co2 eq) | 0 | 0 | C
325130 | 1000086 | 2023 |  | GP-1 | Natural Gas (Weighted U.S. Average) | Carbon Dioxide Biogenic | 0 | 1485047000 | C
325130 | 1000086 | 2023 |  | GP-1 | Natural Gas (Weighted U.S. Average) | Carbon Dioxide Non-Biogenic | 80845.3 | 1485047000 | C
325130 | 1000086 | 2023 |  | GP-1 | Natural Gas (Weighted U.S. Average) | Carbon Dioxide Total | 80845.3 | 1485047000 | C
325130 | 1000086 | 2023 |  | GP-1 | Natural Gas (Weighted U.S. Average) | Methane | 1.52 | 1485047000 | C
325130 | 1000086 | 2023 |  | GP-1 | Natural Gas (Weighted U.S. Average) | Methane (Co2 eq) | 38.1 | 1485047000 | C
325130 | 1000086 | 2023 |  | GP-1 | Natural Gas (Weighted U.S. Average) | Nitrous Oxide | 0.152 | 1485047000 | C
325130 | 1000086 | 2023 |  | GP-1 | Natural Gas (Weighted U.S. Average) | Nitrous Oxide (Co2 eq) | 45.4 | 1485047000 | C
325130 | 1000086 | 2023 |  | GP-2 | Distillate Fuel Oil No. 2 | Carbon Dioxide Biogenic | 0 | 26609.83 | C
325130 | 1000086 | 2023 |  | GP-2 | Distillate Fuel Oil No. 2 | Carbon Dioxide Non-Biogenic | 271.6 | 26609.83 | C
325130 | 1000086 | 2023 |  | GP-2 | Distillate Fuel Oil No. 2 | Carbon Dioxide Total | 271.6 | 26609.83 | C
325130 | 1000086 | 2023 |  | GP-2 | Distillate Fuel Oil No. 2 | Methane | 0.01 | 26609.83 | C
325130 | 1000086 | 2023 |  | GP-2 | Distillate Fuel Oil No. 2 | Methane (Co2 eq) | 0.3 | 26609.83 | C
325130 | 1000086 | 2023 |  | GP-2 | Distillate Fuel Oil No. 2 | Nitrous Oxide | 0.002 | 26609.83 | C
325130 | 1000086 | 2023 |  | GP-2 | Distillate Fuel Oil No. 2 | Nitrous Oxide (Co2 eq) | 0.7 | 26609.83 | C
325130 | 1000086 | 2023 | RICE (Reciprocating internal combustion engine) | Propane-fired RICE | Propane | Carbon Dioxide Biogenic | 0 | 154.5 | C
325130 | 1000086 | 2023 | RICE (Reciprocating internal combustion engine) | Propane-fired RICE | Propane | Carbon Dioxide Non-Biogenic | 0.9 | 154.5 | C
325130 | 1000086 | 2023 | RICE (Reciprocating internal combustion engine) | Propane-fired RICE | Propane | Carbon Dioxide Total | 0.9 | 154.5 | C
325130 | 1000086 | 2023 | RICE (Reciprocating internal combustion engine) | Propane-fired RICE | Propane | Methane | 0 | 154.5 | C
325130 | 1000086 | 2023 | RICE (Reciprocating internal combustion engine) | Propane-fired RICE | Propane | Methane (Co2 eq) | 0 | 154.5 | C
325130 | 1000086 | 2023 | RICE (Reciprocating internal combustion engine) | Propane-fired RICE | Propane | Nitrous Oxide | 0 | 154.5 | C
325130 | 1000086 | 2023 | RICE (Reciprocating internal combustion engine) | Propane-fired RICE | Propane | Nitrous Oxide (Co2 eq) | 0 | 154.5 | C
325194 | 1000089 | 2023 | OB (Boiler, other) | BL-001 | Distillate Fuel Oil No. 2 | Carbon Dioxide Biogenic | 0 | 0 | C
325194 | 1000089 | 2023 | OB (Boiler, other) | BL-001 | Distillate Fuel Oil No. 2 | Carbon Dioxide Non-Biogenic | 25.9 | 0 | C
325194 | 1000089 | 2023 | OB (Boiler, other) | BL-001 | Distillate Fuel Oil No. 2 | Carbon Dioxide Total | 25.9 | 0 | C
325194 | 1000089 | 2023 | OB (Boiler, other) | BL-001 | Distillate Fuel Oil No. 2 | Methane | 0 | 0 | C
325194 | 1000089 | 2023 | OB (Boiler, other) | BL-001 | Distillate Fuel Oil No. 2 | Methane (Co2 eq) | 0 | 0 | C
325194 | 1000089 | 2023 | OB (Boiler, other) | BL-001 | Distillate Fuel Oil No. 2 | Nitrous Oxide | 0 | 0 | C
325194 | 1000089 | 2023 | OB (Boiler, other) | BL-001 | Distillate Fuel Oil No. 2 | Nitrous Oxide (Co2 eq) | 0.1 | 0 | C
325194 | 1000089 | 2023 | OB (Boiler, other) | BL-701 | Natural Gas (Weighted U.S. Average) | Carbon Dioxide Biogenic | 0 | 0 | C
325194 | 1000089 | 2023 | OB (Boiler, other) | BL-701 | Natural Gas (Weighted U.S. Average) | Carbon Dioxide Non-Biogenic | 48943.2 | 0 | C
325194 | 1000089 | 2023 | OB (Boiler, other) | BL-701 | Natural Gas (Weighted U.S. Average) | Carbon Dioxide Total | 48943.2 | 0 | C
325194 | 1000089 | 2023 | OB (Boiler, other) | BL-701 | Natural Gas (Weighted U.S. Average) | Methane | 0.92 | 0 | C
325194 | 1000089 | 2023 | OB (Boiler, other) | BL-701 | Natural Gas (Weighted U.S. Average) | Methane (Co2 eq) | 23.1 | 0 | C
325194 | 1000089 | 2023 | OB (Boiler, other) | BL-701 | Natural Gas (Weighted U.S. Average) | Nitrous Oxide | 0.092 | 0 | C
325194 | 1000089 | 2023 | OB (Boiler, other) | BL-701 | Natural Gas (Weighted U.S. Average) | Nitrous Oxide (Co2 eq) | 27.5 | 0 | C
325194 | 1000089 | 2023 | OB (Boiler, other) | BL-702 | Natural Gas (Weighted U.S. Average) | Carbon Dioxide Biogenic | 0 | 0 | C
325194 | 1000089 | 2023 | OB (Boiler, other) | BL-702 | Natural Gas (Weighted U.S. Average) | Carbon Dioxide Non-Biogenic | 37735 | 0 | C
325194 | 1000089 | 2023 | OB (Boiler, other) | BL-702 | Natural Gas (Weighted U.S. Average) | Carbon Dioxide Total | 37735 | 0 | C
325194 | 1000089 | 2023 | OB (Boiler, other) | BL-702 | Natural Gas (Weighted U.S. Average) | Methane | 0.71 | 0 | C
325194 | 1000089 | 2023 | OB (Boiler, other) | BL-702 | Natural Gas (Weighted U.S. Average) | Methane (Co2 eq) | 17.8 | 0 | C
325194 | 1000089 | 2023 | OB (Boiler, other) | BL-702 | Natural Gas (Weighted U.S. Average) | Nitrous Oxide | 0.071 | 0 | C
325194 | 1000089 | 2023 | OB (Boiler, other) | BL-702 | Natural Gas (Weighted U.S. Average) | Nitrous Oxide (Co2 eq) | 21.2 | 0 | C
325194 | 1000089 | 2023 | OB (Boiler, other) | BL-703 | Natural Gas (Weighted U.S. Average) | Carbon Dioxide Biogenic | 0 | 0 | C
325194 | 1000089 | 2023 | OB (Boiler, other) | BL-703 | Natural Gas (Weighted U.S. Average) | Carbon Dioxide Non-Biogenic | 65437.9 | 0 | C
325194 | 1000089 | 2023 | OB (Boiler, other) | BL-703 | Natural Gas (Weighted U.S. Average) | Carbon Dioxide Total | 65437.9 | 0 | C
325194 | 1000089 | 2023 | OB (Boiler, other) | BL-703 | Natural Gas (Weighted U.S. Average) | Methane | 1.23 | 0 | C
325194 | 1000089 | 2023 | OB (Boiler, other) | BL-703 | Natural Gas (Weighted U.S. Average) | Methane (Co2 eq) | 30.8 | 0 | C
325194 | 1000089 | 2023 | OB (Boiler, other) | BL-703 | Natural Gas (Weighted U.S. Average) | Nitrous Oxide | 0.123 | 0 | C
325194 | 1000089 | 2023 | OB (Boiler, other) | BL-703 | Natural Gas (Weighted U.S. Average) | Nitrous Oxide (Co2 eq) | 36.8 | 0 | C
325194 | 1000089 | 2023 | OCS (Other combustion source) | CR-601 | Natural Gas (Weighted U.S. Average) | Carbon Dioxide Biogenic | 0 | 0 | C
325194 | 1000089 | 2023 | OCS (Other combustion source) | CR-601 | Natural Gas (Weighted U.S. Average) | Carbon Dioxide Non-Biogenic | 5358.5 | 0 | C
325194 | 1000089 | 2023 | OCS (Other combustion source) | CR-601 | Natural Gas (Weighted U.S. Average) | Carbon Dioxide Total | 5358.5 | 0 | C
325194 | 1000089 | 2023 | OCS (Other combustion source) | CR-601 | Natural Gas (Weighted U.S. Average) | Methane | 0.1 | 0 | C
325194 | 1000089 | 2023 | OCS (Other combustion source) | CR-601 | Natural Gas (Weighted U.S. Average) | Methane (Co2 eq) | 2.5 | 0 | C
325194 | 1000089 | 2023 | OCS (Other combustion source) | CR-601 | Natural Gas (Weighted U.S. Average) | Nitrous Oxide | 0.01 | 0 | C
325194 | 1000089 | 2023 | OCS (Other combustion source) | CR-601 | Natural Gas (Weighted U.S. Average) | Nitrous Oxide (Co2 eq) | 3 | 0 | C
325194 | 1000089 | 2023 | TODF (Thermal oxidizer, direct fired, no heat recovery) | TR-601 | Natural Gas (Weighted U.S. Average) | Carbon Dioxide Biogenic | 0 | 0 | C
325194 | 1000089 | 2023 | TODF (Thermal oxidizer, direct fired, no heat recovery) | TR-601 | Natural Gas (Weighted U.S. Average) | Carbon Dioxide Non-Biogenic | 1999.6 | 0 | C
325194 | 1000089 | 2023 | TODF (Thermal oxidizer, direct fired, no heat recovery) | TR-601 | Natural Gas (Weighted U.S. Average) | Carbon Dioxide Total | 1999.6 | 0 | C
325194 | 1000089 | 2023 | TODF (Thermal oxidizer, direct fired, no heat recovery) | TR-601 | Natural Gas (Weighted U.S. Average) | Methane | 0.04 | 0 | C
325194 | 1000089 | 2023 | TODF (Thermal oxidizer, direct fired, no heat recovery) | TR-601 | Natural Gas (Weighted U.S. Average) | Methane (Co2 eq) | 0.9 | 0 | C
325194 | 1000089 | 2023 | TODF (Thermal oxidizer, direct fired, no heat recovery) | TR-601 | Natural Gas (Weighted U.S. Average) | Nitrous Oxide | 0.004 | 0 | C
325194 | 1000089 | 2023 | TODF (Thermal oxidizer, direct fired, no heat recovery) | TR-601 | Natural Gas (Weighted U.S. Average) | Nitrous Oxide (Co2 eq) | 1.1 | 0 | C
325211 | 1000093 | 2023 |  | CP-1 Supplied to Facility | Natural Gas (Weighted U.S. Average) | Carbon Dioxide Biogenic |  | 1094410000 | C
325211 | 1000093 | 2023 |  | CP-1 Supplied to Facility | Natural Gas (Weighted U.S. Average) | Carbon Dioxide Non-Biogenic | 59675.6 | 1094410000 | C
325211 | 1000093 | 2023 |  | CP-1 Supplied to Facility | Natural Gas (Weighted U.S. Average) | Carbon Dioxide Total | 59675.6 | 1094410000 | C
325211 | 1000093 | 2023 |  | CP-1 Supplied to Facility | Natural Gas (Weighted U.S. Average) | Methane | 1.12 | 1094410000 | C
325211 | 1000093 | 2023 |  | CP-1 Supplied to Facility | Natural Gas (Weighted U.S. Average) | Methane (Co2 eq) | 28.1 | 1094410000 | C
325211 | 1000093 | 2023 |  | CP-1 Supplied to Facility | Natural Gas (Weighted U.S. Average) | Nitrous Oxide | 0.112 | 1094410000 | C
325211 | 1000093 | 2023 |  | CP-1 Supplied to Facility | Natural Gas (Weighted U.S. Average) | Nitrous Oxide (Co2 eq) | 33.5 | 1094410000 | C
325199 | 1000158 | 2023 |  | X015 | Natural Gas (Weighted U.S. Average) | Carbon Dioxide Biogenic | 0 | 0 | C
325199 | 1000158 | 2023 |  | X015 | Natural Gas (Weighted U.S. Average) | Carbon Dioxide Non-Biogenic | 0 | 0 | C
325199 | 1000158 | 2023 |  | X015 | Natural Gas (Weighted U.S. Average) | Carbon Dioxide Total | 0 | 0 | C
325199 | 1000158 | 2023 |  | X015 | Natural Gas (Weighted U.S. Average) | Methane | 0 | 0 | C
325199 | 1000158 | 2023 |  | X015 | Natural Gas (Weighted U.S. Average) | Methane (Co2 eq) | 0 | 0 | C
325199 | 1000158 | 2023 |  | X015 | Natural Gas (Weighted U.S. Average) | Nitrous Oxide | 0 | 0 | C
325199 | 1000158 | 2023 |  | X015 | Natural Gas (Weighted U.S. Average) | Nitrous Oxide (Co2 eq) | 0 | 0 | C
325199 | 1000158 | 2023 | SCCT (CT (Turbine, simple cycle combustion)) | X116 - CTG-1 | Natural Gas (Weighted U.S. Average) | Carbon Dioxide Biogenic | 0 | 2288225355 | C
325199 | 1000158 | 2023 | SCCT (CT (Turbine, simple cycle combustion)) | X116 - CTG-1 | Natural Gas (Weighted U.S. Average) | Carbon Dioxide Non-Biogenic | 126176.1 | 2288225355 | C
325199 | 1000158 | 2023 | SCCT (CT (Turbine, simple cycle combustion)) | X116 - CTG-1 | Natural Gas (Weighted U.S. Average) | Carbon Dioxide Total | 126176.1 | 2288225355 | C
325199 | 1000158 | 2023 | SCCT (CT (Turbine, simple cycle combustion)) | X116 - CTG-1 | Natural Gas (Weighted U.S. Average) | Methane | 2.43 | 2288225355 | C
325199 | 1000158 | 2023 | SCCT (CT (Turbine, simple cycle combustion)) | X116 - CTG-1 | Natural Gas (Weighted U.S. Average) | Methane (Co2 eq) | 60.6 | 2288225355 | C
325199 | 1000158 | 2023 | SCCT (CT (Turbine, simple cycle combustion)) | X116 - CTG-1 | Natural Gas (Weighted U.S. Average) | Nitrous Oxide | 0.243 | 2288225355 | C
325199 | 1000158 | 2023 | SCCT (CT (Turbine, simple cycle combustion)) | X116 - CTG-1 | Natural Gas (Weighted U.S. Average) | Nitrous Oxide (Co2 eq) | 72.3 | 2288225355 | C
325199 | 1000158 | 2023 | SCCT (CT (Turbine, simple cycle combustion)) | X116 - CTG-2 | Natural Gas (Weighted U.S. Average) | Carbon Dioxide Biogenic | 0 | 2345918404 | C
325199 | 1000158 | 2023 | SCCT (CT (Turbine, simple cycle combustion)) | X116 - CTG-2 | Natural Gas (Weighted U.S. Average) | Carbon Dioxide Non-Biogenic | 129307.4 | 2345918404 | C
325199 | 1000158 | 2023 | SCCT (CT (Turbine, simple cycle combustion)) | X116 - CTG-2 | Natural Gas (Weighted U.S. Average) | Carbon Dioxide Total | 129307.4 | 2345918404 | C
325199 | 1000158 | 2023 | SCCT (CT (Turbine, simple cycle combustion)) | X116 - CTG-2 | Natural Gas (Weighted U.S. Average) | Methane | 2.48 | 2345918404 | C
325199 | 1000158 | 2023 | SCCT (CT (Turbine, simple cycle combustion)) | X116 - CTG-2 | Natural Gas (Weighted U.S. Average) | Methane (Co2 eq) | 62 | 2345918404 | C
325199 | 1000158 | 2023 | SCCT (CT (Turbine, simple cycle combustion)) | X116 - CTG-2 | Natural Gas (Weighted U.S. Average) | Nitrous Oxide | 0.248 | 2345918404 | C
325199 | 1000158 | 2023 | SCCT (CT (Turbine, simple cycle combustion)) | X116 - CTG-2 | Natural Gas (Weighted U.S. Average) | Nitrous Oxide (Co2 eq) | 74 | 2345918404 | C
325199 | 1000158 | 2023 | SCCT (CT (Turbine, simple cycle combustion)) | X116 - CTG-3 | Natural Gas (Weighted U.S. Average) | Carbon Dioxide Biogenic | 0 | 2364766568 | C
325199 | 1000158 | 2023 | SCCT (CT (Turbine, simple cycle combustion)) | X116 - CTG-3 | Natural Gas (Weighted U.S. Average) | Carbon Dioxide Non-Biogenic | 130358.4 | 2364766568 | C
325199 | 1000158 | 2023 | SCCT (CT (Turbine, simple cycle combustion)) | X116 - CTG-3 | Natural Gas (Weighted U.S. Average) | Carbon Dioxide Total | 130358.4 | 2364766568 | C
325199 | 1000158 | 2023 | SCCT (CT (Turbine, simple cycle combustion)) | X116 - CTG-3 | Natural Gas (Weighted U.S. Average) | Methane | 2.51 | 2364766568 | C
325199 | 1000158 | 2023 | SCCT (CT (Turbine, simple cycle combustion)) | X116 - CTG-3 | Natural Gas (Weighted U.S. Average) | Methane (Co2 eq) | 62.7 | 2364766568 | C
325199 | 1000158 | 2023 | SCCT (CT (Turbine, simple cycle combustion)) | X116 - CTG-3 | Natural Gas (Weighted U.S. Average) | Nitrous Oxide | 0.251 | 2364766568 | C
325199 | 1000158 | 2023 | SCCT (CT (Turbine, simple cycle combustion)) | X116 - CTG-3 | Natural Gas (Weighted U.S. Average) | Nitrous Oxide (Co2 eq) | 74.7 | 2364766568 | C
325199 | 1000158 | 2023 | PRH (Process Heater) | X116 - Dew Point Heater | Natural Gas (Weighted U.S. Average) | Carbon Dioxide Biogenic | 0 | 9591738 | C
325199 | 1000158 | 2023 | PRH (Process Heater) | X116 - Dew Point Heater | Natural Gas (Weighted U.S. Average) | Carbon Dioxide Non-Biogenic | 539.4 | 9591738 | C
325199 | 1000158 | 2023 | PRH (Process Heater) | X116 - Dew Point Heater | Natural Gas (Weighted U.S. Average) | Carbon Dioxide Total | 539.4 | 9591738 | C
325199 | 1000158 | 2023 | PRH (Process Heater) | X116 - Dew Point Heater | Natural Gas (Weighted U.S. Average) | Methane | 0.01 | 9591738 | C
325199 | 1000158 | 2023 | PRH (Process Heater) | X116 - Dew Point Heater | Natural Gas (Weighted U.S. Average) | Methane (Co2 eq) | 0.3 | 9591738 | C
325199 | 1000158 | 2023 | PRH (Process Heater) | X116 - Dew Point Heater | Natural Gas (Weighted U.S. Average) | Nitrous Oxide | 0.001 | 9591738 | C
325199 | 1000158 | 2023 | PRH (Process Heater) | X116 - Dew Point Heater | Natural Gas (Weighted U.S. Average) | Nitrous Oxide (Co2 eq) | 0.3 | 9591738 | C
322120 | 1000166 | 2023 | Chemical Recovery Furnace | 08-PU-012 |  | Carbon Dioxide Biogenic (Spent Liquor) | 566420 |  | AA | [9 empty] | 51 | 1974 | B&W | 2.13 |  | 2 | S | 1000 | 850 | 790
322120 | 1000166 | 2023 | Chemical Recovery Furnace | 08-PU-012 |  | Carbon Dioxide Non-Biogenic | 1216.6 |  | AA | [9 empty] | 51 | 1974 | B&W | 2.13 |  | 2 | S | 1000 | 850 | 790
322120 | 1000166 | 2023 | Chemical Recovery Furnace | 08-PU-012 |  | Methane | 0.05 |  | AA | [9 empty] | 51 | 1974 | B&W | 2.13 |  | 2 | S | 1000 | 850 | 790
322120 | 1000166 | 2023 | Chemical Recovery Furnace | 08-PU-012 |  | Methane Spent Liquor | 11.4 |  | AA | [9 empty] | 51 | 1974 | B&W | 2.13 |  | 2 | S | 1000 | 850 | 790
322120 | 1000166 | 2023 | Chemical Recovery Furnace | 08-PU-012 |  | Nitrous Oxide | 0.01 |  | AA | [9 empty] | 51 | 1974 | B&W | 2.13 |  | 2 | S | 1000 | 850 | 790
322120 | 1000166 | 2023 | Chemical Recovery Furnace | 08-PU-012 |  | Nitrous Oxide Spent Liquor | 2.52 |  | AA | [9 empty] | 51 | 1974 | B&W | 2.13 |  | 2 | S | 1000 | 850 | 790
322120 | 1000166 | 2023 | Pulp Mill Lime Kiln | 09-PU-004 |  | Carbon Dioxide Biogenic (Spent Liquor) | 0 |  | AA
322120 | 1000166 | 2023 | Pulp Mill Lime Kiln | 09-PU-004 |  | Carbon Dioxide Non-Biogenic | 23897.9 |  | AA
322120 | 1000166 | 2023 | Pulp Mill Lime Kiln | 09-PU-004 |  | Methane | 1.22 |  | AA
322120 | 1000166 | 2023 | Pulp Mill Lime Kiln | 09-PU-004 |  | Methane Spent Liquor | 0 |  | AA
322120 | 1000166 | 2023 | Pulp Mill Lime Kiln | 09-PU-004 |  | Nitrous Oxide | 0 |  | AA
322120 | 1000166 | 2023 | Pulp Mill Lime Kiln | 09-PU-004 |  | Nitrous Oxide Spent Liquor | 0 |  | AA
322120 | 1000166 | 2023 | OB (Boiler, other) | No. 4 Package Boiler, 11-CU-035 | Natural Gas (Weighted U.S. Average) | Carbon Dioxide Biogenic | 0 | 0 | C
322120 | 1000166 | 2023 | OB (Boiler, other) | No. 4 Package Boiler, 11-CU-035 | Natural Gas (Weighted U.S. Average) | Carbon Dioxide Non-Biogenic | 56027.5 | 0 | C
322120 | 1000166 | 2023 | OB (Boiler, other) | No. 4 Package Boiler, 11-CU-035 | Natural Gas (Weighted U.S. Average) | Carbon Dioxide Total | 56027.5 | 0 | C
322120 | 1000166 | 2023 | OB (Boiler, other) | No. 4 Package Boiler, 11-CU-035 | Natural Gas (Weighted U.S. Average) | Methane | 1.06 | 0 | C
322120 | 1000166 | 2023 | OB (Boiler, other) | No. 4 Package Boiler, 11-CU-035 | Natural Gas (Weighted U.S. Average) | Methane (Co2 eq) | 26.4 | 0 | C
322120 | 1000166 | 2023 | OB (Boiler, other) | No. 4 Package Boiler, 11-CU-035 | Natural Gas (Weighted U.S. Average) | Nitrous Oxide | 0.106 | 0 | C
322120 | 1000166 | 2023 | OB (Boiler, other) | No. 4 Package Boiler, 11-CU-035 | Natural Gas (Weighted U.S. Average) | Nitrous Oxide (Co2 eq) | 31.5 | 0 | C
322120 | 1000166 | 2023 | PCT (Pulverized coal, tangentially-fired) | No.1 Power Boiler | Bituminous | Carbon Dioxide Biogenic | 0 | 0 | C
322120 | 1000166 | 2023 | PCT (Pulverized coal, tangentially-fired) | No.1 Power Boiler | Bituminous | Carbon Dioxide Non-Biogenic | 136546.1 | 0 | C
322120 | 1000166 | 2023 | PCT (Pulverized coal, tangentially-fired) | No.1 Power Boiler | Bituminous | Carbon Dioxide Total | 136546.1 | 0 | C
322120 | 1000166 | 2023 | PCT (Pulverized coal, tangentially-fired) | No.1 Power Boiler | Bituminous | Methane | 16.4 | 0 | C
322120 | 1000166 | 2023 | PCT (Pulverized coal, tangentially-fired) | No.1 Power Boiler | Bituminous | Methane (Co2 eq) | 409.9 | 0 | C
322120 | 1000166 | 2023 | PCT (Pulverized coal, tangentially-fired) | No.1 Power Boiler | Bituminous | Nitrous Oxide | 2.385 | 0 | C
322120 | 1000166 | 2023 | PCT (Pulverized coal, tangentially-fired) | No.1 Power Boiler | Bituminous | Nitrous Oxide (Co2 eq) | 710.7 | 0 | C
322120 | 1000166 | 2023 | PCT (Pulverized coal, tangentially-fired) | No.1 Power Boiler | Distillate Fuel Oil No. 4 | Carbon Dioxide Biogenic | 0 | 0 | C
322120 | 1000166 | 2023 | PCT (Pulverized coal, tangentially-fired) | No.1 Power Boiler | Distillate Fuel Oil No. 4 | Carbon Dioxide Non-Biogenic | 210.5 | 0 | C
322120 | 1000166 | 2023 | PCT (Pulverized coal, tangentially-fired) | No.1 Power Boiler | Distillate Fuel Oil No. 4 | Carbon Dioxide Total | 210.5 | 0 | C
322120 | 1000166 | 2023 | PCT (Pulverized coal, tangentially-fired) | No.1 Power Boiler | Distillate Fuel Oil No. 4 | Methane | 0.01 | 0 | C
322120 | 1000166 | 2023 | PCT (Pulverized coal, tangentially-fired) | No.1 Power Boiler | Distillate Fuel Oil No. 4 | Methane (Co2 eq) | 0.2 | 0 | C
322120 | 1000166 | 2023 | PCT (Pulverized coal, tangentially-fired) | No.1 Power Boiler | Distillate Fuel Oil No. 4 | Nitrous Oxide | 0.002 | 0 | C
322120 | 1000166 | 2023 | PCT (Pulverized coal, tangentially-fired) | No.1 Power Boiler | Distillate Fuel Oil No. 4 | Nitrous Oxide (Co2 eq) | 0.5 | 0 | C
322120 | 1000166 | 2023 | PCT (Pulverized coal, tangentially-fired) | No.1 Power Boiler | Wood and Wood Residuals (dry basis) | Carbon Dioxide Biogenic | 101318.9 | 0 | C
322120 | 1000166 | 2023 | PCT (Pulverized coal, tangentially-fired) | No.1 Power Boiler | Wood and Wood Residuals (dry basis) | Carbon Dioxide Non-Biogenic | 0 | 0 | C
322120 | 1000166 | 2023 | PCT (Pulverized coal, tangentially-fired) | No.1 Power Boiler | Wood and Wood Residuals (dry basis) | Carbon Dioxide Total | 101318.9 | 0 | C
322120 | 1000166 | 2023 | PCT (Pulverized coal, tangentially-fired) | No.1 Power Boiler | Wood and Wood Residuals (dry basis) | Methane | 7.78 | 0 | C
322120 | 1000166 | 2023 | PCT (Pulverized coal, tangentially-fired) | No.1 Power Boiler | Wood and Wood Residuals (dry basis) | Methane (Co2 eq) | 194.4 | 0 | C
322120 | 1000166 | 2023 | PCT (Pulverized coal, tangentially-fired) | No.1 Power Boiler | Wood and Wood Residuals (dry basis) | Nitrous Oxide | 3.889 | 0 | C
322120 | 1000166 | 2023 | PCT (Pulverized coal, tangentially-fired) | No.1 Power Boiler | Wood and Wood Residuals (dry basis) | Nitrous Oxide (Co2 eq) | 1158.8 | 0 | C
322120 | 1000183 | 2023 | OB (Boiler, other) | B002-2 | Distillate Fuel Oil No. 2 | Carbon Dioxide Biogenic | 0 | 0 | C
322120 | 1000183 | 2023 | OB (Boiler, other) | B002-2 | Distillate Fuel Oil No. 2 | Carbon Dioxide Non-Biogenic | 0 | 0 | C
322120 | 1000183 | 2023 | OB (Boiler, other) | B002-2 | Distillate Fuel Oil No. 2 | Carbon Dioxide Total | 0 | 0 | C
322120 | 1000183 | 2023 | OB (Boiler, other) | B002-2 | Distillate Fuel Oil No. 2 | Methane | 0 | 0 | C
322120 | 1000183 | 2023 | OB (Boiler, other) | B002-2 | Distillate Fuel Oil No. 2 | Methane (Co2 eq) | 0 | 0 | C
322120 | 1000183 | 2023 | OB (Boiler, other) | B002-2 | Distillate Fuel Oil No. 2 | Nitrous Oxide | 0 | 0 | C
322120 | 1000183 | 2023 | OB (Boiler, other) | B002-2 | Distillate Fuel Oil No. 2 | Nitrous Oxide (Co2 eq) | 0 | 0 | C
322120 | 1000183 | 2023 | OB (Boiler, other) | B002-2 | Natural Gas (Weighted U.S. Average) | Carbon Dioxide Biogenic | 0 | 1534600000 | C
322120 | 1000183 | 2023 | OB (Boiler, other) | B002-2 | Natural Gas (Weighted U.S. Average) | Carbon Dioxide Non-Biogenic | 87939.9 | 1534600000 | C
322120 | 1000183 | 2023 | OB (Boiler, other) | B002-2 | Natural Gas (Weighted U.S. Average) | Carbon Dioxide Total | 87939.9 | 1534600000 | C
322120 | 1000183 | 2023 | OB (Boiler, other) | B002-2 | Natural Gas (Weighted U.S. Average) | Methane | 1.66 | 1534600000 | C
322120 | 1000183 | 2023 | OB (Boiler, other) | B002-2 | Natural Gas (Weighted U.S. Average) | Methane (Co2 eq) | 41.4 | 1534600000 | C
322120 | 1000183 | 2023 | OB (Boiler, other) | B002-2 | Natural Gas (Weighted U.S. Average) | Nitrous Oxide | 0.166 | 1534600000 | C
322120 | 1000183 | 2023 | OB (Boiler, other) | B002-2 | Natural Gas (Weighted U.S. Average) | Nitrous Oxide (Co2 eq) | 49.4 | 1534600000 | C
322120 | 1000183 | 2023 | OB (Boiler, other) | B003-2 | Distillate Fuel Oil No. 2 | Carbon Dioxide Biogenic | 0 | 0 | C
322120 | 1000183 | 2023 | OB (Boiler, other) | B003-2 | Distillate Fuel Oil No. 2 | Carbon Dioxide Non-Biogenic | 0 | 0 | C
322120 | 1000183 | 2023 | OB (Boiler, other) | B003-2 | Distillate Fuel Oil No. 2 | Carbon Dioxide Total | 0 | 0 | C
322120 | 1000183 | 2023 | OB (Boiler, other) | B003-2 | Distillate Fuel Oil No. 2 | Methane | 0 | 0 | C
322120 | 1000183 | 2023 | OB (Boiler, other) | B003-2 | Distillate Fuel Oil No. 2 | Methane (Co2 eq) | 0 | 0 | C
322120 | 1000183 | 2023 | OB (Boiler, other) | B003-2 | Distillate Fuel Oil No. 2 | Nitrous Oxide | 0 | 0 | C
322120 | 1000183 | 2023 | OB (Boiler, other) | B003-2 | Distillate Fuel Oil No. 2 | Nitrous Oxide (Co2 eq) | 0 | 0 | C
322120 | 1000183 | 2023 | OB (Boiler, other) | B003-2 | Natural Gas (Weighted U.S. Average) | Carbon Dioxide Biogenic | 0 | 2489023000 | C
322120 | 1000183 | 2023 | OB (Boiler, other) | B003-2 | Natural Gas (Weighted U.S. Average) | Carbon Dioxide Non-Biogenic | 142633 | 2489023000 | C
322120 | 1000183 | 2023 | OB (Boiler, other) | B003-2 | Natural Gas (Weighted U.S. Average) | Carbon Dioxide Total | 142633 | 2489023000 | C
322120 | 1000183 | 2023 | OB (Boiler, other) | B003-2 | Natural Gas (Weighted U.S. Average) | Methane | 2.69 | 2489023000 | C
322120 | 1000183 | 2023 | OB (Boiler, other) | B003-2 | Natural Gas (Weighted U.S. Average) | Methane (Co2 eq) | 67.2 | 2489023000 | C
322120 | 1000183 | 2023 | OB (Boiler, other) | B003-2 | Natural Gas (Weighted U.S. Average) | Nitrous Oxide | 0.269 | 2489023000 | C
322120 | 1000183 | 2023 | OB (Boiler, other) | B003-2 | Natural Gas (Weighted U.S. Average) | Nitrous Oxide (Co2 eq) | 80.1 | 2489023000 | C
322120 | 1000183 | 2023 | Chemical Recovery Furnace | B011 |  | Carbon Dioxide Biogenic (Spent Liquor) | 390855.7 |  | AA | [9 empty] | 47 | 1978 | B&W | 2.48 |  |  |  | 1075 | 900
322120 | 1000183 | 2023 | Chemical Recovery Furnace | B011 |  | Carbon Dioxide Non-Biogenic | 9121.2 |  | AA | [9 empty] | 47 | 1978 | B&W | 2.48 |  |  |  | 1075 | 900
322120 | 1000183 | 2023 | Chemical Recovery Furnace | B011 |  | Methane | 0.37 |  | AA | [9 empty] | 47 | 1978 | B&W | 2.48 |  |  |  | 1075 | 900
322120 | 1000183 | 2023 | Chemical Recovery Furnace | B011 |  | Methane Spent Liquor | 7.9 |  | AA | [9 empty] | 47 | 1978 | B&W | 2.48 |  |  |  | 1075 | 900
322120 | 1000183 | 2023 | Chemical Recovery Furnace | B011 |  | Nitrous Oxide | 0.074 |  | AA | [9 empty] | 47 | 1978 | B&W | 2.48 |  |  |  | 1075 | 900
322120 | 1000183 | 2023 | Chemical Recovery Furnace | B011 |  | Nitrous Oxide Spent Liquor | 1.747 |  | AA | [9 empty] | 47 | 1978 | B&W | 2.48 |  |  |  | 1075 | 900
322120 | 1000183 | 2023 | OB (Boiler, other) | B013 | Distillate Fuel Oil No. 2 | Carbon Dioxide Biogenic | 0 | 140719 | C
322120 | 1000183 | 2023 | OB (Boiler, other) | B013 | Distillate Fuel Oil No. 2 | Carbon Dioxide Non-Biogenic | 1477.9 | 140719 | C
322120 | 1000183 | 2023 | OB (Boiler, other) | B013 | Distillate Fuel Oil No. 2 | Carbon Dioxide Total | 1477.9 | 140719 | C
322120 | 1000183 | 2023 | OB (Boiler, other) | B013 | Distillate Fuel Oil No. 2 | Methane | 0.06 | 140719 | C
322120 | 1000183 | 2023 | OB (Boiler, other) | B013 | Distillate Fuel Oil No. 2 | Methane (Co2 eq) | 1.5 | 140719 | C
322120 | 1000183 | 2023 | OB (Boiler, other) | B013 | Distillate Fuel Oil No. 2 | Nitrous Oxide | 0.012 | 140719 | C
322120 | 1000183 | 2023 | OB (Boiler, other) | B013 | Distillate Fuel Oil No. 2 | Nitrous Oxide (Co2 eq) | 3.6 | 140719 | C
322120 | 1000183 | 2023 | OB (Boiler, other) | B013 | Tires | Carbon Dioxide Biogenic | 0 | 9867 | C
322120 | 1000183 | 2023 | OB (Boiler, other) | B013 | Tires | Carbon Dioxide Non-Biogenic | 26206.6 | 9867 | C
322120 | 1000183 | 2023 | OB (Boiler, other) | B013 | Tires | Carbon Dioxide Total | 26206.6 | 9867 | C
322120 | 1000183 | 2023 | OB (Boiler, other) | B013 | Tires | Methane | 10.05 | 9867 | C
322120 | 1000183 | 2023 | OB (Boiler, other) | B013 | Tires | Methane (Co2 eq) | 251.2 | 9867 | C
322120 | 1000183 | 2023 | OB (Boiler, other) | B013 | Tires | Nitrous Oxide | 1.319 | 9867 | C
322120 | 1000183 | 2023 | OB (Boiler, other) | B013 | Tires | Nitrous Oxide (Co2 eq) | 393 | 9867 | C
322120 | 1000183 | 2023 | OB (Boiler, other) | B013 | Wood and Wood Residuals (dry basis) | Carbon Dioxide Biogenic | 148022.1 | 155117 | C
322120 | 1000183 | 2023 | OB (Boiler, other) | B013 | Wood and Wood Residuals (dry basis) | Carbon Dioxide Non-Biogenic | 0 | 155117 | C
322120 | 1000183 | 2023 | OB (Boiler, other) | B013 | Wood and Wood Residuals (dry basis) | Carbon Dioxide Total | 148022.1 | 155117 | C
322120 | 1000183 | 2023 | OB (Boiler, other) | B013 | Wood and Wood Residuals (dry basis) | Methane | 11.36 | 155117 | C
322120 | 1000183 | 2023 | OB (Boiler, other) | B013 | Wood and Wood Residuals (dry basis) | Methane (Co2 eq) | 284.1 | 155117 | C
322120 | 1000183 | 2023 | OB (Boiler, other) | B013 | Wood and Wood Residuals (dry basis) | Nitrous Oxide | 5.681 | 155117 | C
322120 | 1000183 | 2023 | OB (Boiler, other) | B013 | Wood and Wood Residuals (dry basis) | Nitrous Oxide (Co2 eq) | 1692.9 | 155117 | C
322120 | 1000183 | 2023 | OB (Boiler, other) | B014 | Natural Gas (Weighted U.S. Average) | Carbon Dioxide Biogenic | 0 | 183762000 | C
322120 | 1000183 | 2023 | OB (Boiler, other) | B014 | Natural Gas (Weighted U.S. Average) | Carbon Dioxide Non-Biogenic | 10003.9 | 183762000 | C
322120 | 1000183 | 2023 | OB (Boiler, other) | B014 | Natural Gas (Weighted U.S. Average) | Carbon Dioxide Total | 10003.9 | 183762000 | C
322120 | 1000183 | 2023 | OB (Boiler, other) | B014 | Natural Gas (Weighted U.S. Average) | Methane | 0.19 | 183762000 | C
322120 | 1000183 | 2023 | OB (Boiler, other) | B014 | Natural Gas (Weighted U.S. Average) | Methane (Co2 eq) | 4.7 | 183762000 | C
322120 | 1000183 | 2023 | OB (Boiler, other) | B014 | Natural Gas (Weighted U.S. Average) | Nitrous Oxide | 0.019 | 183762000 | C
322120 | 1000183 | 2023 | OB (Boiler, other) | B014 | Natural Gas (Weighted U.S. Average) | Nitrous Oxide (Co2 eq) | 5.6 | 183762000 | C
322120 | 1000183 | 2023 | OB (Boiler, other) | B015 | Natural Gas (Weighted U.S. Average) | Carbon Dioxide Biogenic | 0 | 183762000 | C
322120 | 1000183 | 2023 | OB (Boiler, other) | B015 | Natural Gas (Weighted U.S. Average) | Carbon Dioxide Non-Biogenic | 10003.9 | 183762000 | C
322120 | 1000183 | 2023 | OB (Boiler, other) | B015 | Natural Gas (Weighted U.S. Average) | Carbon Dioxide Total | 10003.9 | 183762000 | C
322120 | 1000183 | 2023 | OB (Boiler, other) | B015 | Natural Gas (Weighted U.S. Average) | Methane | 0.19 | 183762000 | C
322120 | 1000183 | 2023 | OB (Boiler, other) | B015 | Natural Gas (Weighted U.S. Average) | Methane (Co2 eq) | 4.7 | 183762000 | C
322120 | 1000183 | 2023 | OB (Boiler, other) | B015 | Natural Gas (Weighted U.S. Average) | Nitrous Oxide | 0.019 | 183762000 | C
322120 | 1000183 | 2023 | OB (Boiler, other) | B015 | Natural Gas (Weighted U.S. Average) | Nitrous Oxide (Co2 eq) | 5.6 | 183762000 | C
322120 | 1000183 | 2023 | TODF (Thermal oxidizer, direct fired, no heat recovery) | NC-101 | Natural Gas (Weighted U.S. Average) | Carbon Dioxide Biogenic | 0 | 6075000 | C
322120 | 1000183 | 2023 | TODF (Thermal oxidizer, direct fired, no heat recovery) | NC-101 | Natural Gas (Weighted U.S. Average) | Carbon Dioxide Non-Biogenic | 330.7 | 6075000 | C
322120 | 1000183 | 2023 | TODF (Thermal oxidizer, direct fired, no heat recovery) | NC-101 | Natural Gas (Weighted U.S. Average) | Carbon Dioxide Total | 330.7 | 6075000 | C
322120 | 1000183 | 2023 | TODF (Thermal oxidizer, direct fired, no heat recovery) | NC-101 | Natural Gas (Weighted U.S. Average) | Methane | 0.01 | 6075000 | C
322120 | 1000183 | 2023 | TODF (Thermal oxidizer, direct fired, no heat recovery) | NC-101 | Natural Gas (Weighted U.S. Average) | Methane (Co2 eq) | 0.2 | 6075000 | C
322120 | 1000183 | 2023 | TODF (Thermal oxidizer, direct fired, no heat recovery) | NC-101 | Natural Gas (Weighted U.S. Average) | Nitrous Oxide | 0.001 | 6075000 | C
322120 | 1000183 | 2023 | TODF (Thermal oxidizer, direct fired, no heat recovery) | NC-101 | Natural Gas (Weighted U.S. Average) | Nitrous Oxide (Co2 eq) | 0.2 | 6075000 | C
322120 | 1000183 | 2023 | Pulp Mill Lime Kiln | P001 |  | Carbon Dioxide Biogenic (Spent Liquor) | 0 |  | AA
322120 | 1000183 | 2023 | Pulp Mill Lime Kiln | P001 |  | Carbon Dioxide Non-Biogenic | 21536.3 |  | AA
322120 | 1000183 | 2023 | Pulp Mill Lime Kiln | P001 |  | Methane | 1.1 |  | AA
322120 | 1000183 | 2023 | Pulp Mill Lime Kiln | P001 |  | Methane Spent Liquor | 0 |  | AA
322120 | 1000183 | 2023 | Pulp Mill Lime Kiln | P001 |  | Nitrous Oxide | 0 |  | AA
322120 | 1000183 | 2023 | Pulp Mill Lime Kiln | P001 |  | Nitrous Oxide Spent Liquor | 0 |  | AA
322120 | 1000183 | 2023 | PD (Product or intermediate product dryer) | P025 | Natural Gas (Weighted U.S. Average) | Carbon Dioxide Biogenic | 0 | 0 | C
322120 | 1000183 | 2023 | PD (Product or intermediate product dryer) | P025 | Natural Gas (Weighted U.S. Average) | Carbon Dioxide Non-Biogenic | 0 | 0 | C
322120 | 1000183 | 2023 | PD (Product or intermediate product dryer) | P025 | Natural Gas (Weighted U.S. Average) | Carbon Dioxide Total | 0 | 0 | C
322120 | 1000183 | 2023 | PD (Product or intermediate product dryer) | P025 | Natural Gas (Weighted U.S. Average) | Methane | 0 | 0 | C
322120 | 1000183 | 2023 | PD (Product or intermediate product dryer) | P025 | Natural Gas (Weighted U.S. Average) | Methane (Co2 eq) | 0 | 0 | C
322120 | 1000183 | 2023 | PD (Product or intermediate product dryer) | P025 | Natural Gas (Weighted U.S. Average) | Nitrous Oxide | 0 | 0 | C
322120 | 1000183 | 2023 | PD (Product or intermediate product dryer) | P025 | Natural Gas (Weighted U.S. Average) | Nitrous Oxide (Co2 eq) | 0 | 0 | C
325611 | 1000186 | 2023 | OB (Boiler, other) | Boiler 4 NEW | Natural Gas (Weighted U.S. Average) | Carbon Dioxide Biogenic | 0 | 1339423000 | C
325611 | 1000186 | 2023 | OB (Boiler, other) | Boiler 4 NEW | Natural Gas (Weighted U.S. Average) | Carbon Dioxide Non-Biogenic | 75945.6 | 1339423000 | C
325611 | 1000186 | 2023 | OB (Boiler, other) | Boiler 4 NEW | Natural Gas (Weighted U.S. Average) | Carbon Dioxide Total | 75945.6 | 1339423000 | C
325611 | 1000186 | 2023 | OB (Boiler, other) | Boiler 4 NEW | Natural Gas (Weighted U.S. Average) | Methane | 1.43 | 1339423000 | C
325611 | 1000186 | 2023 | OB (Boiler, other) | Boiler 4 NEW | Natural Gas (Weighted U.S. Average) | Methane (Co2 eq) | 35.8 | 1339423000 | C
325611 | 1000186 | 2023 | OB (Boiler, other) | Boiler 4 NEW | Natural Gas (Weighted U.S. Average) | Nitrous Oxide | 0.143 | 1339423000 | C
325611 | 1000186 | 2023 | OB (Boiler, other) | Boiler 4 NEW | Natural Gas (Weighted U.S. Average) | Nitrous Oxide (Co2 eq) | 42.7 | 1339423000 | C
325611 | 1000186 | 2023 |  | GP-FHCIC | Natural Gas (Weighted U.S. Average) | Carbon Dioxide Biogenic | 0 | 2561200 | C
325611 | 1000186 | 2023 |  | GP-FHCIC | Natural Gas (Weighted U.S. Average) | Carbon Dioxide Non-Biogenic | 145.5 | 2561200 | C
325611 | 1000186 | 2023 |  | GP-FHCIC | Natural Gas (Weighted U.S. Average) | Carbon Dioxide Total | 145.5 | 2561200 | C
325611 | 1000186 | 2023 |  | GP-FHCIC | Natural Gas (Weighted U.S. Average) | Methane | 0 | 2561200 | C
325611 | 1000186 | 2023 |  | GP-FHCIC | Natural Gas (Weighted U.S. Average) | Methane (Co2 eq) | 0.1 | 2561200 | C
325611 | 1000186 | 2023 |  | GP-FHCIC | Natural Gas (Weighted U.S. Average) | Nitrous Oxide | 0 | 2561200 | C
325611 | 1000186 | 2023 |  | GP-FHCIC | Natural Gas (Weighted U.S. Average) | Nitrous Oxide (Co2 eq) | 0.1 | 2561200 | C
325611 | 1000186 | 2023 |  | GP-GPDF | Natural Gas (Weighted U.S. Average) | Carbon Dioxide Biogenic | 0 | 148400 | C
325611 | 1000186 | 2023 |  | GP-GPDF | Natural Gas (Weighted U.S. Average) | Carbon Dioxide Non-Biogenic | 8.4 | 148400 | C
325611 | 1000186 | 2023 |  | GP-GPDF | Natural Gas (Weighted U.S. Average) | Carbon Dioxide Total | 8.4 | 148400 | C
325611 | 1000186 | 2023 |  | GP-GPDF | Natural Gas (Weighted U.S. Average) | Methane | 0 | 148400 | C
325611 | 1000186 | 2023 |  | GP-GPDF | Natural Gas (Weighted U.S. Average) | Methane (Co2 eq) | 0 | 148400 | C
325611 | 1000186 | 2023 |  | GP-GPDF | Natural Gas (Weighted U.S. Average) | Nitrous Oxide | 0 | 148400 | C
325611 | 1000186 | 2023 |  | GP-GPDF | Natural Gas (Weighted U.S. Average) | Nitrous Oxide (Co2 eq) | 0 | 148400 | C
325611 | 1000186 | 2023 |  | GP-TSDC | Natural Gas (Weighted U.S. Average) | Carbon Dioxide Biogenic | 0 | 256000 | C
325611 | 1000186 | 2023 |  | GP-TSDC | Natural Gas (Weighted U.S. Average) | Carbon Dioxide Non-Biogenic | 14.5 | 256000 | C
325611 | 1000186 | 2023 |  | GP-TSDC | Natural Gas (Weighted U.S. Average) | Carbon Dioxide Total | 14.5 | 256000 | C
325611 | 1000186 | 2023 |  | GP-TSDC | Natural Gas (Weighted U.S. Average) | Methane | 0 | 256000 | C
325611 | 1000186 | 2023 |  | GP-TSDC | Natural Gas (Weighted U.S. Average) | Methane (Co2 eq) | 0 | 256000 | C
325611 | 1000186 | 2023 |  | GP-TSDC | Natural Gas (Weighted U.S. Average) | Nitrous Oxide | 0 | 256000 | C
325611 | 1000186 | 2023 |  | GP-TSDC | Natural Gas (Weighted U.S. Average) | Nitrous Oxide (Co2 eq) | 0 | 256000 | C
325611 | 1000186 | 2023 | F (Furnace) | PB1 | Distillate Fuel Oil No. 2 | Carbon Dioxide Biogenic | 0 | 818 | C
325611 | 1000186 | 2023 | F (Furnace) | PB1 | Distillate Fuel Oil No. 2 | Carbon Dioxide Non-Biogenic | 8.5 | 818 | C
325611 | 1000186 | 2023 | F (Furnace) | PB1 | Distillate Fuel Oil No. 2 | Carbon Dioxide Total | 8.5 | 818 | C
325611 | 1000186 | 2023 | F (Furnace) | PB1 | Distillate Fuel Oil No. 2 | Methane | 0 | 818 | C
325611 | 1000186 | 2023 | F (Furnace) | PB1 | Distillate Fuel Oil No. 2 | Methane (Co2 eq) | 0 | 818 | C
325611 | 1000186 | 2023 | F (Furnace) | PB1 | Distillate Fuel Oil No. 2 | Nitrous Oxide | 0 | 818 | C
325611 | 1000186 | 2023 | F (Furnace) | PB1 | Distillate Fuel Oil No. 2 | Nitrous Oxide (Co2 eq) | 0 | 818 | C
325611 | 1000186 | 2023 | F (Furnace) | PB1 | Natural Gas (Weighted U.S. Average) | Carbon Dioxide Biogenic | 0 | 112938900 | C
325611 | 1000186 | 2023 | F (Furnace) | PB1 | Natural Gas (Weighted U.S. Average) | Carbon Dioxide Non-Biogenic | 6397.6 | 112938900 | C
325611 | 1000186 | 2023 | F (Furnace) | PB1 | Natural Gas (Weighted U.S. Average) | Carbon Dioxide Total | 6397.6 | 112938900 | C
325611 | 1000186 | 2023 | F (Furnace) | PB1 | Natural Gas (Weighted U.S. Average) | Methane | 0.12 | 112938900 | C
325611 | 1000186 | 2023 | F (Furnace) | PB1 | Natural Gas (Weighted U.S. Average) | Methane (Co2 eq) | 3 | 112938900 | C
325611 | 1000186 | 2023 | F (Furnace) | PB1 | Natural Gas (Weighted U.S. Average) | Nitrous Oxide | 0.012 | 112938900 | C
325611 | 1000186 | 2023 | F (Furnace) | PB1 | Natural Gas (Weighted U.S. Average) | Nitrous Oxide (Co2 eq) | 3.6 | 112938900 | C
325611 | 1000186 | 2023 | F (Furnace) | PB2 | Distillate Fuel Oil No. 2 | Carbon Dioxide Biogenic | 0 | 351 | C
325611 | 1000186 | 2023 | F (Furnace) | PB2 | Distillate Fuel Oil No. 2 | Carbon Dioxide Non-Biogenic | 3.6 | 351 | C
325611 | 1000186 | 2023 | F (Furnace) | PB2 | Distillate Fuel Oil No. 2 | Carbon Dioxide Total | 3.6 | 351 | C
325611 | 1000186 | 2023 | F (Furnace) | PB2 | Distillate Fuel Oil No. 2 | Methane | 0 | 351 | C
325611 | 1000186 | 2023 | F (Furnace) | PB2 | Distillate Fuel Oil No. 2 | Methane (Co2 eq) | 0 | 351 | C
325611 | 1000186 | 2023 | F (Furnace) | PB2 | Distillate Fuel Oil No. 2 | Nitrous Oxide | 0 | 351 | C
325611 | 1000186 | 2023 | F (Furnace) | PB2 | Distillate Fuel Oil No. 2 | Nitrous Oxide (Co2 eq) | 0 | 351 | C
325611 | 1000186 | 2023 | F (Furnace) | PB2 | Natural Gas (Weighted U.S. Average) | Carbon Dioxide Biogenic | 0 | 9415020 | C
325611 | 1000186 | 2023 | F (Furnace) | PB2 | Natural Gas (Weighted U.S. Average) | Carbon Dioxide Non-Biogenic | 533.1 | 9415020 | C
325611 | 1000186 | 2023 | F (Furnace) | PB2 | Natural Gas (Weighted U.S. Average) | Carbon Dioxide Total | 533.1 | 9415020 | C
325611 | 1000186 | 2023 | F (Furnace) | PB2 | Natural Gas (Weighted U.S. Average) | Methane | 0.01 | 9415020 | C
325611 | 1000186 | 2023 | F (Furnace) | PB2 | Natural Gas (Weighted U.S. Average) | Methane (Co2 eq) | 0.3 | 9415020 | C
325611 | 1000186 | 2023 | F (Furnace) | PB2 | Natural Gas (Weighted U.S. Average) | Nitrous Oxide | 0.001 | 9415020 | C
325611 | 1000186 | 2023 | F (Furnace) | PB2 | Natural Gas (Weighted U.S. Average) | Nitrous Oxide (Co2 eq) | 0.3 | 9415020 | C
322130 | 1000196 | 2023 | Chemical Recovery Furnace | #1 Recovery Boiler |  | Carbon Dioxide Biogenic (Spent Liquor) | 350706.1 |  | AA | [9 empty] | 50 | 1975 | B&W | 2.33 |  | 2 | SR | 1000 | 850 | 760
322130 | 1000196 | 2023 | Chemical Recovery Furnace | #1 Recovery Boiler |  | Carbon Dioxide Non-Biogenic | 16434.6 |  | AA | [9 empty] | 50 | 1975 | B&W | 2.33 |  | 2 | SR | 1000 | 850 | 760
322130 | 1000196 | 2023 | Chemical Recovery Furnace | #1 Recovery Boiler |  | Methane | 0.31 |  | AA | [9 empty] | 50 | 1975 | B&W | 2.33 |  | 2 | SR | 1000 | 850 | 760
322130 | 1000196 | 2023 | Chemical Recovery Furnace | #1 Recovery Boiler |  | Methane Spent Liquor | 7.06 |  | AA | [9 empty] | 50 | 1975 | B&W | 2.33 |  | 2 | SR | 1000 | 850 | 760
322130 | 1000196 | 2023 | Chemical Recovery Furnace | #1 Recovery Boiler |  | Nitrous Oxide | 0.031 |  | AA | [9 empty] | 50 | 1975 | B&W | 2.33 |  | 2 | SR | 1000 | 850 | 760
322130 | 1000196 | 2023 | Chemical Recovery Furnace | #1 Recovery Boiler |  | Nitrous Oxide Spent Liquor | 1.56 |  | AA | [9 empty] | 50 | 1975 | B&W | 2.33 |  | 2 | SR | 1000 | 850 | 760
322130 | 1000196 | 2023 | Pulp Mill Lime Kiln | Lime Kiln |  | Carbon Dioxide Biogenic (Spent Liquor) | 0 |  | AA
322130 | 1000196 | 2023 | Pulp Mill Lime Kiln | Lime Kiln |  | Carbon Dioxide Non-Biogenic | 42393.6 |  | AA
322130 | 1000196 | 2023 | Pulp Mill Lime Kiln | Lime Kiln |  | Methane | 0.8 |  | AA
322130 | 1000196 | 2023 | Pulp Mill Lime Kiln | Lime Kiln |  | Methane Spent Liquor | 0 |  | AA
322130 | 1000196 | 2023 | Pulp Mill Lime Kiln | Lime Kiln |  | Nitrous Oxide | 0.08 |  | AA
322130 | 1000196 | 2023 | Pulp Mill Lime Kiln | Lime Kiln |  | Nitrous Oxide Spent Liquor | 0 |  | AA
322130 | 1000196 | 2023 | Chemical Recovery Furnace | No. 2 Recovery Boiler |  | Carbon Dioxide Biogenic (Spent Liquor) | 331926.7 |  | AA | [9 empty] | 50 | 1975 | B&W | 2.33 |  | 2 | SR | 1000 | 850 | 760
322130 | 1000196 | 2023 | Chemical Recovery Furnace | No. 2 Recovery Boiler |  | Carbon Dioxide Non-Biogenic | 21719 |  | AA | [9 empty] | 50 | 1975 | B&W | 2.33 |  | 2 | SR | 1000 | 850 | 760
322130 | 1000196 | 2023 | Chemical Recovery Furnace | No. 2 Recovery Boiler |  | Methane | 0.41 |  | AA | [9 empty] | 50 | 1975 | B&W | 2.33 |  | 2 | SR | 1000 | 850 | 760
322130 | 1000196 | 2023 | Chemical Recovery Furnace | No. 2 Recovery Boiler |  | Methane Spent Liquor | 6.68 |  | AA | [9 empty] | 50 | 1975 | B&W | 2.33 |  | 2 | SR | 1000 | 850 | 760
322130 | 1000196 | 2023 | Chemical Recovery Furnace | No. 2 Recovery Boiler |  | Nitrous Oxide | 0.041 |  | AA | [9 empty] | 50 | 1975 | B&W | 2.33 |  | 2 | SR | 1000 | 850 | 760
322130 | 1000196 | 2023 | Chemical Recovery Furnace | No. 2 Recovery Boiler |  | Nitrous Oxide Spent Liquor | 1.477 |  | AA | [9 empty] | 50 | 1975 | B&W | 2.33 |  | 2 | SR | 1000 | 850 | 760
322130 | 1000196 | 2023 | OB (Boiler, other) | No. 3 Gas Power Boiler | Natural Gas (Weighted U.S. Average) | Carbon Dioxide Biogenic | 0 | 0 | C
322130 | 1000196 | 2023 | OB (Boiler, other) | No. 3 Gas Power Boiler | Natural Gas (Weighted U.S. Average) | Carbon Dioxide Non-Biogenic | 26298.2 | 0 | C
322130 | 1000196 | 2023 | OB (Boiler, other) | No. 3 Gas Power Boiler | Natural Gas (Weighted U.S. Average) | Carbon Dioxide Total | 26298.2 | 0 | C
322130 | 1000196 | 2023 | OB (Boiler, other) | No. 3 Gas Power Boiler | Natural Gas (Weighted U.S. Average) | Methane | 0.5 | 0 | C
322130 | 1000196 | 2023 | OB (Boiler, other) | No. 3 Gas Power Boiler | Natural Gas (Weighted U.S. Average) | Methane (Co2 eq) | 12.4 | 0 | C
322130 | 1000196 | 2023 | OB (Boiler, other) | No. 3 Gas Power Boiler | Natural Gas (Weighted U.S. Average) | Nitrous Oxide | 0.05 | 0 | C
322130 | 1000196 | 2023 | OB (Boiler, other) | No. 3 Gas Power Boiler | Natural Gas (Weighted U.S. Average) | Nitrous Oxide (Co2 eq) | 14.8 | 0 | C
322130 | 1000196 | 2023 | S (Stoker Boiler) | No. 4 Power Boiler | Natural Gas (Weighted U.S. Average) | Carbon Dioxide Biogenic | 0 | 0 | C
322130 | 1000196 | 2023 | S (Stoker Boiler) | No. 4 Power Boiler | Natural Gas (Weighted U.S. Average) | Carbon Dioxide Non-Biogenic | 0 | 0 | C
322130 | 1000196 | 2023 | S (Stoker Boiler) | No. 4 Power Boiler | Natural Gas (Weighted U.S. Average) | Carbon Dioxide Total | 0 | 0 | C
322130 | 1000196 | 2023 | S (Stoker Boiler) | No. 4 Power Boiler | Natural Gas (Weighted U.S. Average) | Methane | 0.42 | 0 | C
322130 | 1000196 | 2023 | S (Stoker Boiler) | No. 4 Power Boiler | Natural Gas (Weighted U.S. Average) | Methane (Co2 eq) | 10.6 | 0 | C
322130 | 1000196 | 2023 | S (Stoker Boiler) | No. 4 Power Boiler | Natural Gas (Weighted U.S. Average) | Nitrous Oxide | 0.042 | 0 | C
322130 | 1000196 | 2023 | S (Stoker Boiler) | No. 4 Power Boiler | Natural Gas (Weighted U.S. Average) | Nitrous Oxide (Co2 eq) | 12.7 | 0 | C
322130 | 1000196 | 2023 | S (Stoker Boiler) | No. 4 Power Boiler | Subbituminous | Carbon Dioxide Biogenic | 0 | 0 | C
322130 | 1000196 | 2023 | S (Stoker Boiler) | No. 4 Power Boiler | Subbituminous | Carbon Dioxide Non-Biogenic | 0 | 0 | C
322130 | 1000196 | 2023 | S (Stoker Boiler) | No. 4 Power Boiler | Subbituminous | Carbon Dioxide Total | 0 | 0 | C
322130 | 1000196 | 2023 | S (Stoker Boiler) | No. 4 Power Boiler | Subbituminous | Methane | 0 | 0 | C
322130 | 1000196 | 2023 | S (Stoker Boiler) | No. 4 Power Boiler | Subbituminous | Methane (Co2 eq) | 0 | 0 | C
322130 | 1000196 | 2023 | S (Stoker Boiler) | No. 4 Power Boiler | Subbituminous | Nitrous Oxide | 0 | 0 | C
322130 | 1000196 | 2023 | S (Stoker Boiler) | No. 4 Power Boiler | Subbituminous | Nitrous Oxide (Co2 eq) | 0 | 0 | C
322130 | 1000196 | 2023 | S (Stoker Boiler) | No. 4 Power Boiler | Wood and Wood Residuals (dry basis) | Carbon Dioxide Biogenic | 0 | 0 | C
322130 | 1000196 | 2023 | S (Stoker Boiler) | No. 4 Power Boiler | Wood and Wood Residuals (dry basis) | Carbon Dioxide Non-Biogenic | 0 | 0 | C
322130 | 1000196 | 2023 | S (Stoker Boiler) | No. 4 Power Boiler | Wood and Wood Residuals (dry basis) | Carbon Dioxide Total | 0 | 0 | C
322130 | 1000196 | 2023 | S (Stoker Boiler) | No. 4 Power Boiler | Wood and Wood Residuals (dry basis) | Methane | 23.05 | 0 | C
322130 | 1000196 | 2023 | S (Stoker Boiler) | No. 4 Power Boiler | Wood and Wood Residuals (dry basis) | Methane (Co2 eq) | 576.3 | 0 | C
322130 | 1000196 | 2023 | S (Stoker Boiler) | No. 4 Power Boiler | Wood and Wood Residuals (dry basis) | Nitrous Oxide | 11.527 | 0 | C
322130 | 1000196 | 2023 | S (Stoker Boiler) | No. 4 Power Boiler | Wood and Wood Residuals (dry basis) | Nitrous Oxide (Co2 eq) | 3435 | 0 | C
322130 | 1000196 | 2023 | OB (Boiler, other) | No. 6 Power Boiler | Natural Gas (Weighted U.S. Average) | Carbon Dioxide Biogenic | 0 | 0 | C
322130 | 1000196 | 2023 | OB (Boiler, other) | No. 6 Power Boiler | Natural Gas (Weighted U.S. Average) | Carbon Dioxide Non-Biogenic | 87881.1 | 0 | C
322130 | 1000196 | 2023 | OB (Boiler, other) | No. 6 Power Boiler | Natural Gas (Weighted U.S. Average) | Carbon Dioxide Total | 87881.1 | 0 | C
322130 | 1000196 | 2023 | OB (Boiler, other) | No. 6 Power Boiler | Natural Gas (Weighted U.S. Average) | Methane | 1.66 | 0 | C
322130 | 1000196 | 2023 | OB (Boiler, other) | No. 6 Power Boiler | Natural Gas (Weighted U.S. Average) | Methane (Co2 eq) | 41.4 | 0 | C
322130 | 1000196 | 2023 | OB (Boiler, other) | No. 6 Power Boiler | Natural Gas (Weighted U.S. Average) | Nitrous Oxide | 0.166 | 0 | C
322130 | 1000196 | 2023 | OB (Boiler, other) | No. 6 Power Boiler | Natural Gas (Weighted U.S. Average) | Nitrous Oxide (Co2 eq) | 49.4 | 0 | C
322130 | 1000196 | 2023 | ICI (Incinerator, commercial and industrial) | Thermal Oxidizer | Natural Gas (Weighted U.S. Average) | Carbon Dioxide Biogenic | 0 | 0 | C
322130 | 1000196 | 2023 | ICI (Incinerator, commercial and industrial) | Thermal Oxidizer | Natural Gas (Weighted U.S. Average) | Carbon Dioxide Non-Biogenic | 2023.6 | 0 | C
322130 | 1000196 | 2023 | ICI (Incinerator, commercial and industrial) | Thermal Oxidizer | Natural Gas (Weighted U.S. Average) | Carbon Dioxide Total | 2023.6 | 0 | C
322130 | 1000196 | 2023 | ICI (Incinerator, commercial and industrial) | Thermal Oxidizer | Natural Gas (Weighted U.S. Average) | Methane | 0.04 | 0 | C
322130 | 1000196 | 2023 | ICI (Incinerator, commercial and industrial) | Thermal Oxidizer | Natural Gas (Weighted U.S. Average) | Methane (Co2 eq) | 1 | 0 | C
322130 | 1000196 | 2023 | ICI (Incinerator, commercial and industrial) | Thermal Oxidizer | Natural Gas (Weighted U.S. Average) | Nitrous Oxide | 0.004 | 0 | C
322130 | 1000196 | 2023 | ICI (Incinerator, commercial and industrial) | Thermal Oxidizer | Natural Gas (Weighted U.S. Average) | Nitrous Oxide (Co2 eq) | 1.1 | 0 | C
311611 | 1000197 | 2023 |  | GP-combustion units | Natural Gas (Weighted U.S. Average) | Carbon Dioxide Biogenic | 0 | 1251715000 | C
311611 | 1000197 | 2023 |  | GP-combustion units | Natural Gas (Weighted U.S. Average) | Carbon Dioxide Non-Biogenic | 68142.8 | 1251715000 | C
311611 | 1000197 | 2023 |  | GP-combustion units | Natural Gas (Weighted U.S. Average) | Carbon Dioxide Total | 68142.8 | 1251715000 | C
311611 | 1000197 | 2023 |  | GP-combustion units | Natural Gas (Weighted U.S. Average) | Methane | 1.28 | 1251715000 | C
311611 | 1000197 | 2023 |  | GP-combustion units | Natural Gas (Weighted U.S. Average) | Methane (Co2 eq) | 32.1 | 1251715000 | C
311611 | 1000197 | 2023 |  | GP-combustion units | Natural Gas (Weighted U.S. Average) | Nitrous Oxide | 0.128 | 1251715000 | C
311611 | 1000197 | 2023 |  | GP-combustion units | Natural Gas (Weighted U.S. Average) | Nitrous Oxide (Co2 eq) | 38.3 | 1251715000 | C
322110 | 1000228 | 2023 | OB (Boiler, other) | ES 150-001 | Natural Gas (Weighted U.S. Average) | Carbon Dioxide Biogenic | 0 | 0 | C
322110 | 1000228 | 2023 | OB (Boiler, other) | ES 150-001 | Natural Gas (Weighted U.S. Average) | Carbon Dioxide Non-Biogenic | 27969 | 0 | C
322110 | 1000228 | 2023 | OB (Boiler, other) | ES 150-001 | Natural Gas (Weighted U.S. Average) | Carbon Dioxide Total | 27969 | 0 | C
322110 | 1000228 | 2023 | OB (Boiler, other) | ES 150-001 | Natural Gas (Weighted U.S. Average) | Methane | 0.53 | 0 | C
322110 | 1000228 | 2023 | OB (Boiler, other) | ES 150-001 | Natural Gas (Weighted U.S. Average) | Methane (Co2 eq) | 13.2 | 0 | C
322110 | 1000228 | 2023 | OB (Boiler, other) | ES 150-001 | Natural Gas (Weighted U.S. Average) | Nitrous Oxide | 0.053 | 0 | C
322110 | 1000228 | 2023 | OB (Boiler, other) | ES 150-001 | Natural Gas (Weighted U.S. Average) | Nitrous Oxide (Co2 eq) | 15.7 | 0 | C
322110 | 1000228 | 2023 | OB (Boiler, other) | ES 161-001 | Distillate Fuel Oil No. 2 | Carbon Dioxide Biogenic | 0 | 0 | C
322110 | 1000228 | 2023 | OB (Boiler, other) | ES 161-001 | Distillate Fuel Oil No. 2 | Carbon Dioxide Non-Biogenic | 0 | 0 | C
322110 | 1000228 | 2023 | OB (Boiler, other) | ES 161-001 | Distillate Fuel Oil No. 2 | Carbon Dioxide Total | 0 | 0 | C
322110 | 1000228 | 2023 | OB (Boiler, other) | ES 161-001 | Distillate Fuel Oil No. 2 | Methane | 0 | 0 | C
322110 | 1000228 | 2023 | OB (Boiler, other) | ES 161-001 | Distillate Fuel Oil No. 2 | Methane (Co2 eq) | 0 | 0 | C
322110 | 1000228 | 2023 | OB (Boiler, other) | ES 161-001 | Distillate Fuel Oil No. 2 | Nitrous Oxide | 0 | 0 | C
322110 | 1000228 | 2023 | OB (Boiler, other) | ES 161-001 | Distillate Fuel Oil No. 2 | Nitrous Oxide (Co2 eq) | 0 | 0 | C
322110 | 1000228 | 2023 | OB (Boiler, other) | ES 161-001 | Natural Gas (Weighted U.S. Average) | Carbon Dioxide Biogenic | 0 | 0 | C
322110 | 1000228 | 2023 | OB (Boiler, other) | ES 161-001 | Natural Gas (Weighted U.S. Average) | Carbon Dioxide Non-Biogenic | 33837.7 | 0 | C
322110 | 1000228 | 2023 | OB (Boiler, other) | ES 161-001 | Natural Gas (Weighted U.S. Average) | Carbon Dioxide Total | 33837.7 | 0 | C
322110 | 1000228 | 2023 | OB (Boiler, other) | ES 161-001 | Natural Gas (Weighted U.S. Average) | Methane | 0.64 | 0 | C
322110 | 1000228 | 2023 | OB (Boiler, other) | ES 161-001 | Natural Gas (Weighted U.S. Average) | Methane (Co2 eq) | 15.9 | 0 | C
322110 | 1000228 | 2023 | OB (Boiler, other) | ES 161-001 | Natural Gas (Weighted U.S. Average) | Nitrous Oxide | 0.064 | 0 | C
322110 | 1000228 | 2023 | OB (Boiler, other) | ES 161-001 | Natural Gas (Weighted U.S. Average) | Nitrous Oxide (Co2 eq) | 19 | 0 | C
322110 | 1000228 | 2023 | Pulp Mill Lime Kiln | ES 455-061 |  | Carbon Dioxide Biogenic (Spent Liquor) | 0 |  | AA
322110 | 1000228 | 2023 | Pulp Mill Lime Kiln | ES 455-061 |  | Carbon Dioxide Non-Biogenic | 31489.1 |  | AA
322110 | 1000228 | 2023 | Pulp Mill Lime Kiln | ES 455-061 |  | Methane | 1.6 |  | AA
322110 | 1000228 | 2023 | Pulp Mill Lime Kiln | ES 455-061 |  | Methane Spent Liquor | 0 |  | AA
322110 | 1000228 | 2023 | Pulp Mill Lime Kiln | ES 455-061 |  | Nitrous Oxide | 0 |  | AA
322110 | 1000228 | 2023 | Pulp Mill Lime Kiln | ES 455-061 |  | Nitrous Oxide Spent Liquor | 0 |  | AA
322110 | 1000228 | 2023 |  | GP-3 | Distillate Fuel Oil No. 2 | Carbon Dioxide Biogenic | 0 | 0 | C
322110 | 1000228 | 2023 |  | GP-3 | Distillate Fuel Oil No. 2 | Carbon Dioxide Non-Biogenic | 4.6 | 0 | C
322110 | 1000228 | 2023 |  | GP-3 | Distillate Fuel Oil No. 2 | Carbon Dioxide Total | 4.6 | 0 | C
322110 | 1000228 | 2023 |  | GP-3 | Distillate Fuel Oil No. 2 | Methane | 0 | 0 | C
322110 | 1000228 | 2023 |  | GP-3 | Distillate Fuel Oil No. 2 | Methane (Co2 eq) | 0 | 0 | C
322110 | 1000228 | 2023 |  | GP-3 | Distillate Fuel Oil No. 2 | Nitrous Oxide | 0 | 0 | C
322110 | 1000228 | 2023 |  | GP-3 | Distillate Fuel Oil No. 2 | Nitrous Oxide (Co2 eq) | 0 | 0 | C
322110 | 1000228 | 2023 | Chemical Recovery Furnace | Recovery Furnace |  | Carbon Dioxide Biogenic (Spent Liquor) | 643155.5 |  | AA | [9 empty] | 56 | 1969 | ALSTOM | 2.6 |  | 2 | D | 1000 | 875 | 825
322110 | 1000228 | 2023 | Chemical Recovery Furnace | Recovery Furnace |  | Carbon Dioxide Non-Biogenic | 7229 |  | AA | [9 empty] | 56 | 1969 | ALSTOM | 2.6 |  | 2 | D | 1000 | 875 | 825
322110 | 1000228 | 2023 | Chemical Recovery Furnace | Recovery Furnace |  | Methane | 0.14 |  | AA | [9 empty] | 56 | 1969 | ALSTOM | 2.6 |  | 2 | D | 1000 | 875 | 825
322110 | 1000228 | 2023 | Chemical Recovery Furnace | Recovery Furnace |  | Methane Spent Liquor | 12.94 |  | AA | [9 empty] | 56 | 1969 | ALSTOM | 2.6 |  | 2 | D | 1000 | 875 | 825
322110 | 1000228 | 2023 | Chemical Recovery Furnace | Recovery Furnace |  | Nitrous Oxide | 0.014 |  | AA | [9 empty] | 56 | 1969 | ALSTOM | 2.6 |  | 2 | D | 1000 | 875 | 825
322110 | 1000228 | 2023 | Chemical Recovery Furnace | Recovery Furnace |  | Nitrous Oxide Spent Liquor | 2.861 |  | AA | [9 empty] | 56 | 1969 | ALSTOM | 2.6 |  | 2 | D | 1000 | 875 | 825
322110 | 1000229 | 2023 | Pulp Mill Lime Kiln | Lime Kiln |  | Carbon Dioxide Biogenic (Spent Liquor) | 0 |  | AA
322110 | 1000229 | 2023 | Pulp Mill Lime Kiln | Lime Kiln |  | Carbon Dioxide Non-Biogenic | 38185.9 |  | AA
322110 | 1000229 | 2023 | Pulp Mill Lime Kiln | Lime Kiln |  | Methane | 1.94 |  | AA
322110 | 1000229 | 2023 | Pulp Mill Lime Kiln | Lime Kiln |  | Methane Spent Liquor | 0 |  | AA
322110 | 1000229 | 2023 | Pulp Mill Lime Kiln | Lime Kiln |  | Nitrous Oxide | 0 |  | AA
322110 | 1000229 | 2023 | Pulp Mill Lime Kiln | Lime Kiln |  | Nitrous Oxide Spent Liquor | 0 |  | AA
322110 | 1000229 | 2023 | S (Stoker Boiler) | No. 2 Hog Fuel Boiler | Distillate Fuel Oil No. 2 | Carbon Dioxide Biogenic | 0 | 0 | C
322110 | 1000229 | 2023 | S (Stoker Boiler) | No. 2 Hog Fuel Boiler | Distillate Fuel Oil No. 2 | Carbon Dioxide Non-Biogenic | 0 | 0 | C
322110 | 1000229 | 2023 | S (Stoker Boiler) | No. 2 Hog Fuel Boiler | Distillate Fuel Oil No. 2 | Carbon Dioxide Total | 0 | 0 | C
322110 | 1000229 | 2023 | S (Stoker Boiler) | No. 2 Hog Fuel Boiler | Distillate Fuel Oil No. 2 | Methane | 0 | 0 | C
322110 | 1000229 | 2023 | S (Stoker Boiler) | No. 2 Hog Fuel Boiler | Distillate Fuel Oil No. 2 | Methane (Co2 eq) | 0 | 0 | C
322110 | 1000229 | 2023 | S (Stoker Boiler) | No. 2 Hog Fuel Boiler | Distillate Fuel Oil No. 2 | Nitrous Oxide | 0 | 0 | C
322110 | 1000229 | 2023 | S (Stoker Boiler) | No. 2 Hog Fuel Boiler | Distillate Fuel Oil No. 2 | Nitrous Oxide (Co2 eq) | 0 | 0 | C
322110 | 1000229 | 2023 | S (Stoker Boiler) | No. 2 Hog Fuel Boiler | Natural Gas (Weighted U.S. Average) | Carbon Dioxide Biogenic | 0 | 0 | C
322110 | 1000229 | 2023 | S (Stoker Boiler) | No. 2 Hog Fuel Boiler | Natural Gas (Weighted U.S. Average) | Carbon Dioxide Non-Biogenic | 0 | 0 | C
322110 | 1000229 | 2023 | S (Stoker Boiler) | No. 2 Hog Fuel Boiler | Natural Gas (Weighted U.S. Average) | Carbon Dioxide Total | 0 | 0 | C
322110 | 1000229 | 2023 | S (Stoker Boiler) | No. 2 Hog Fuel Boiler | Natural Gas (Weighted U.S. Average) | Methane | 1.71 | 0 | C
322110 | 1000229 | 2023 | S (Stoker Boiler) | No. 2 Hog Fuel Boiler | Natural Gas (Weighted U.S. Average) | Methane (Co2 eq) | 42.6 | 0 | C
322110 | 1000229 | 2023 | S (Stoker Boiler) | No. 2 Hog Fuel Boiler | Natural Gas (Weighted U.S. Average) | Nitrous Oxide | 0.171 | 0 | C
322110 | 1000229 | 2023 | S (Stoker Boiler) | No. 2 Hog Fuel Boiler | Natural Gas (Weighted U.S. Average) | Nitrous Oxide (Co2 eq) | 50.8 | 0 | C
322110 | 1000229 | 2023 | S (Stoker Boiler) | No. 2 Hog Fuel Boiler | Solid Byproducts | Carbon Dioxide Biogenic | 0 | 0 | C
322110 | 1000229 | 2023 | S (Stoker Boiler) | No. 2 Hog Fuel Boiler | Solid Byproducts | Carbon Dioxide Non-Biogenic | 0 | 0 | C
322110 | 1000229 | 2023 | S (Stoker Boiler) | No. 2 Hog Fuel Boiler | Solid Byproducts | Carbon Dioxide Total | 0 | 0 | C
322110 | 1000229 | 2023 | S (Stoker Boiler) | No. 2 Hog Fuel Boiler | Solid Byproducts | Methane | 0.19 | 0 | C
322110 | 1000229 | 2023 | S (Stoker Boiler) | No. 2 Hog Fuel Boiler | Solid Byproducts | Methane (Co2 eq) | 4.7 | 0 | C
322110 | 1000229 | 2023 | S (Stoker Boiler) | No. 2 Hog Fuel Boiler | Solid Byproducts | Nitrous Oxide | 0.025 | 0 | C
322110 | 1000229 | 2023 | S (Stoker Boiler) | No. 2 Hog Fuel Boiler | Solid Byproducts | Nitrous Oxide (Co2 eq) | 7.3 | 0 | C
322110 | 1000229 | 2023 | S (Stoker Boiler) | No. 2 Hog Fuel Boiler | Used Oil | Carbon Dioxide Biogenic | 0 | 0 | C
322110 | 1000229 | 2023 | S (Stoker Boiler) | No. 2 Hog Fuel Boiler | Used Oil | Carbon Dioxide Non-Biogenic | 0 | 0 | C
322110 | 1000229 | 2023 | S (Stoker Boiler) | No. 2 Hog Fuel Boiler | Used Oil | Carbon Dioxide Total | 0 | 0 | C
322110 | 1000229 | 2023 | S (Stoker Boiler) | No. 2 Hog Fuel Boiler | Used Oil | Methane | 0 | 0 | C
322110 | 1000229 | 2023 | S (Stoker Boiler) | No. 2 Hog Fuel Boiler | Used Oil | Methane (Co2 eq) | 0.1 | 0 | C
322110 | 1000229 | 2023 | S (Stoker Boiler) | No. 2 Hog Fuel Boiler | Used Oil | Nitrous Oxide | 0.001 | 0 | C
322110 | 1000229 | 2023 | S (Stoker Boiler) | No. 2 Hog Fuel Boiler | Used Oil | Nitrous Oxide (Co2 eq) | 0.3 | 0 | C
322110 | 1000229 | 2023 | S (Stoker Boiler) | No. 2 Hog Fuel Boiler | Wood and Wood Residuals (dry basis) | Carbon Dioxide Biogenic | 0 | 0 | C
322110 | 1000229 | 2023 | S (Stoker Boiler) | No. 2 Hog Fuel Boiler | Wood and Wood Residuals (dry basis) | Carbon Dioxide Non-Biogenic | 0 | 0 | C
322110 | 1000229 | 2023 | S (Stoker Boiler) | No. 2 Hog Fuel Boiler | Wood and Wood Residuals (dry basis) | Carbon Dioxide Total | 0 | 0 | C
322110 | 1000229 | 2023 | S (Stoker Boiler) | No. 2 Hog Fuel Boiler | Wood and Wood Residuals (dry basis) | Methane | 33.24 | 0 | C
322110 | 1000229 | 2023 | S (Stoker Boiler) | No. 2 Hog Fuel Boiler | Wood and Wood Residuals (dry basis) | Methane (Co2 eq) | 831 | 0 | C
322110 | 1000229 | 2023 | S (Stoker Boiler) | No. 2 Hog Fuel Boiler | Wood and Wood Residuals (dry basis) | Nitrous Oxide | 16.621 | 0 | C
322110 | 1000229 | 2023 | S (Stoker Boiler) | No. 2 Hog Fuel Boiler | Wood and Wood Residuals (dry basis) | Nitrous Oxide (Co2 eq) | 4952.9 | 0 | C
322110 | 1000229 | 2023 | S (Stoker Boiler) | No. 2 Hog Fuel Boiler |  | Carbon Dioxide Biogenic | 0 | 0 | C
322110 | 1000229 | 2023 | S (Stoker Boiler) | No. 2 Hog Fuel Boiler |  | Carbon Dioxide Non-Biogenic | 0 | 0 | C
322110 | 1000229 | 2023 | S (Stoker Boiler) | No. 2 Hog Fuel Boiler |  | Carbon Dioxide Total | 0 | 0 | C
322110 | 1000229 | 2023 | S (Stoker Boiler) | No. 2 Hog Fuel Boiler |  | Methane | 0 | 0 | C
322110 | 1000229 | 2023 | S (Stoker Boiler) | No. 2 Hog Fuel Boiler |  | Methane (Co2 eq) | 0 | 0 | C
322110 | 1000229 | 2023 | S (Stoker Boiler) | No. 2 Hog Fuel Boiler |  | Nitrous Oxide | 0 | 0 | C
322110 | 1000229 | 2023 | S (Stoker Boiler) | No. 2 Hog Fuel Boiler |  | Nitrous Oxide (Co2 eq) | 0 | 0 | C
322110 | 1000229 | 2023 | Chemical Recovery Furnace | No. 5 Recovery Furnace |  | Carbon Dioxide Biogenic (Spent Liquor) | 823830.5 |  | AA | [9 empty] | 50 | 1975 | ALSTOM | 5.8 |  |  | D | 1040 | 850 | 800
322110 | 1000229 | 2023 | Chemical Recovery Furnace | No. 5 Recovery Furnace |  | Carbon Dioxide Non-Biogenic | 15409.2 |  | AA | [9 empty] | 50 | 1975 | ALSTOM | 5.8 |  |  | D | 1040 | 850 | 800
322110 | 1000229 | 2023 | Chemical Recovery Furnace | No. 5 Recovery Furnace |  | Methane | 0.63 |  | AA | [9 empty] | 50 | 1975 | ALSTOM | 5.8 |  |  | D | 1040 | 850 | 800
322110 | 1000229 | 2023 | Chemical Recovery Furnace | No. 5 Recovery Furnace |  | Methane Spent Liquor | 16.58 |  | AA | [9 empty] | 50 | 1975 | ALSTOM | 5.8 |  |  | D | 1040 | 850 | 800
322110 | 1000229 | 2023 | Chemical Recovery Furnace | No. 5 Recovery Furnace |  | Nitrous Oxide | 0.125 |  | AA | [9 empty] | 50 | 1975 | ALSTOM | 5.8 |  |  | D | 1040 | 850 | 800
322110 | 1000229 | 2023 | Chemical Recovery Furnace | No. 5 Recovery Furnace |  | Nitrous Oxide Spent Liquor | 3.665 |  | AA | [9 empty] | 50 | 1975 | ALSTOM | 5.8 |  |  | D | 1040 | 850 | 800
322110 | 1000230 | 2023 |  | GP-1 | Propane | Carbon Dioxide Biogenic | 0 | 0 | C
322110 | 1000230 | 2023 |  | GP-1 | Propane | Carbon Dioxide Non-Biogenic | 20.8 | 0 | C
322110 | 1000230 | 2023 |  | GP-1 | Propane | Carbon Dioxide Total | 20.8 | 0 | C
322110 | 1000230 | 2023 |  | GP-1 | Propane | Methane | 0 | 0 | C
322110 | 1000230 | 2023 |  | GP-1 | Propane | Methane (Co2 eq) | 0 | 0 | C
322110 | 1000230 | 2023 |  | GP-1 | Propane | Nitrous Oxide | 0 | 0 | C
322110 | 1000230 | 2023 |  | GP-1 | Propane | Nitrous Oxide (Co2 eq) | 0.1 | 0 | C
322110 | 1000230 | 2023 |  | GP-2 | Natural Gas (Weighted U.S. Average) | Carbon Dioxide Biogenic | 0 | 0 | C
322110 | 1000230 | 2023 |  | GP-2 | Natural Gas (Weighted U.S. Average) | Carbon Dioxide Non-Biogenic | 1997.2 | 0 | C
322110 | 1000230 | 2023 |  | GP-2 | Natural Gas (Weighted U.S. Average) | Carbon Dioxide Total | 1997.2 | 0 | C
322110 | 1000230 | 2023 |  | GP-2 | Natural Gas (Weighted U.S. Average) | Methane | 0.04 | 0 | C
322110 | 1000230 | 2023 |  | GP-2 | Natural Gas (Weighted U.S. Average) | Methane (Co2 eq) | 0.9 | 0 | C
322110 | 1000230 | 2023 |  | GP-2 | Natural Gas (Weighted U.S. Average) | Nitrous Oxide | 0.004 | 0 | C
322110 | 1000230 | 2023 |  | GP-2 | Natural Gas (Weighted U.S. Average) | Nitrous Oxide (Co2 eq) | 1.1 | 0 | C
322110 | 1000230 | 2023 | Pulp Mill Lime Kiln | Lime Kiln No.4 |  | Carbon Dioxide Biogenic (Spent Liquor) | 0 |  | AA
322110 | 1000230 | 2023 | Pulp Mill Lime Kiln | Lime Kiln No.4 |  | Carbon Dioxide Non-Biogenic | 4508.5 |  | AA
322110 | 1000230 | 2023 | Pulp Mill Lime Kiln | Lime Kiln No.4 |  | Methane | 0.09 |  | AA
322110 | 1000230 | 2023 | Pulp Mill Lime Kiln | Lime Kiln No.4 |  | Methane Spent Liquor | 0 |  | AA
322110 | 1000230 | 2023 | Pulp Mill Lime Kiln | Lime Kiln No.4 |  | Nitrous Oxide | 0.01 |  | AA
322110 | 1000230 | 2023 | Pulp Mill Lime Kiln | Lime Kiln No.4 |  | Nitrous Oxide Spent Liquor | 0 |  | AA
322110 | 1000230 | 2023 | Pulp Mill Lime Kiln | Lime Kiln No.5 |  | Carbon Dioxide Biogenic (Spent Liquor) | 0 |  | AA
322110 | 1000230 | 2023 | Pulp Mill Lime Kiln | Lime Kiln No.5 |  | Carbon Dioxide Non-Biogenic | 8679 |  | AA
322110 | 1000230 | 2023 | Pulp Mill Lime Kiln | Lime Kiln No.5 |  | Methane | 0.18 |  | AA
322110 | 1000230 | 2023 | Pulp Mill Lime Kiln | Lime Kiln No.5 |  | Methane Spent Liquor | 0 |  | AA
322110 | 1000230 | 2023 | Pulp Mill Lime Kiln | Lime Kiln No.5 |  | Nitrous Oxide | 0.022 |  | AA
322110 | 1000230 | 2023 | Pulp Mill Lime Kiln | Lime Kiln No.5 |  | Nitrous Oxide Spent Liquor | 0 |  | AA
322110 | 1000230 | 2023 | OB (Boiler, other) | PB - No. 1 Natural Gas Package Boiler | Natural Gas (Weighted U.S. Average) | Carbon Dioxide Biogenic | 0 | 0 | C
322110 | 1000230 | 2023 | OB (Boiler, other) | PB - No. 1 Natural Gas Package Boiler | Natural Gas (Weighted U.S. Average) | Carbon Dioxide Non-Biogenic | 29312.4 | 0 | C
322110 | 1000230 | 2023 | OB (Boiler, other) | PB - No. 1 Natural Gas Package Boiler | Natural Gas (Weighted U.S. Average) | Carbon Dioxide Total | 29312.4 | 0 | C
322110 | 1000230 | 2023 | OB (Boiler, other) | PB - No. 1 Natural Gas Package Boiler | Natural Gas (Weighted U.S. Average) | Methane | 0.55 | 0 | C
322110 | 1000230 | 2023 | OB (Boiler, other) | PB - No. 1 Natural Gas Package Boiler | Natural Gas (Weighted U.S. Average) | Methane (Co2 eq) | 13.8 | 0 | C
322110 | 1000230 | 2023 | OB (Boiler, other) | PB - No. 1 Natural Gas Package Boiler | Natural Gas (Weighted U.S. Average) | Nitrous Oxide | 0.055 | 0 | C
322110 | 1000230 | 2023 | OB (Boiler, other) | PB - No. 1 Natural Gas Package Boiler | Natural Gas (Weighted U.S. Average) | Nitrous Oxide (Co2 eq) | 16.5 | 0 | C
322110 | 1000230 | 2023 | OB (Boiler, other) | PB - No. 2 Natural Gas Package Boiler | Natural Gas (Weighted U.S. Average) | Carbon Dioxide Biogenic | 0 | 0 | C
322110 | 1000230 | 2023 | OB (Boiler, other) | PB - No. 2 Natural Gas Package Boiler | Natural Gas (Weighted U.S. Average) | Carbon Dioxide Non-Biogenic | 30196 | 0 | C
322110 | 1000230 | 2023 | OB (Boiler, other) | PB - No. 2 Natural Gas Package Boiler | Natural Gas (Weighted U.S. Average) | Carbon Dioxide Total | 30196 | 0 | C
322110 | 1000230 | 2023 | OB (Boiler, other) | PB - No. 2 Natural Gas Package Boiler | Natural Gas (Weighted U.S. Average) | Methane | 0.57 | 0 | C
322110 | 1000230 | 2023 | OB (Boiler, other) | PB - No. 2 Natural Gas Package Boiler | Natural Gas (Weighted U.S. Average) | Methane (Co2 eq) | 14.2 | 0 | C
322110 | 1000230 | 2023 | OB (Boiler, other) | PB - No. 2 Natural Gas Package Boiler | Natural Gas (Weighted U.S. Average) | Nitrous Oxide | 0.057 | 0 | C
322110 | 1000230 | 2023 | OB (Boiler, other) | PB - No. 2 Natural Gas Package Boiler | Natural Gas (Weighted U.S. Average) | Nitrous Oxide (Co2 eq) | 17 | 0 | C
322110 | 1000230 | 2023 | PCT (Pulverized coal, tangentially-fired) | PB - No. 4 | Bituminous | Carbon Dioxide Biogenic | 0 | 0 | C
322110 | 1000230 | 2023 | PCT (Pulverized coal, tangentially-fired) | PB - No. 4 | Bituminous | Carbon Dioxide Non-Biogenic | 138410.9 | 0 | C
322110 | 1000230 | 2023 | PCT (Pulverized coal, tangentially-fired) | PB - No. 4 | Bituminous | Carbon Dioxide Total | 138410.9 | 0 | C
322110 | 1000230 | 2023 | PCT (Pulverized coal, tangentially-fired) | PB - No. 4 | Bituminous | Methane | 14.65 | 0 | C
322110 | 1000230 | 2023 | PCT (Pulverized coal, tangentially-fired) | PB - No. 4 | Bituminous | Methane (Co2 eq) | 366.3 | 0 | C
322110 | 1000230 | 2023 | PCT (Pulverized coal, tangentially-fired) | PB - No. 4 | Bituminous | Nitrous Oxide | 2.131 | 0 | C
322110 | 1000230 | 2023 | PCT (Pulverized coal, tangentially-fired) | PB - No. 4 | Bituminous | Nitrous Oxide (Co2 eq) | 635.1 | 0 | C
322110 | 1000230 | 2023 | PCT (Pulverized coal, tangentially-fired) | PB - No. 4 | Natural Gas (Weighted U.S. Average) | Carbon Dioxide Biogenic | 0 | 0 | C
322110 | 1000230 | 2023 | PCT (Pulverized coal, tangentially-fired) | PB - No. 4 | Natural Gas (Weighted U.S. Average) | Carbon Dioxide Non-Biogenic | 5898.8 | 0 | C
322110 | 1000230 | 2023 | PCT (Pulverized coal, tangentially-fired) | PB - No. 4 | Natural Gas (Weighted U.S. Average) | Carbon Dioxide Total | 5898.8 | 0 | C
322110 | 1000230 | 2023 | PCT (Pulverized coal, tangentially-fired) | PB - No. 4 | Natural Gas (Weighted U.S. Average) | Methane | 0.11 | 0 | C
322110 | 1000230 | 2023 | PCT (Pulverized coal, tangentially-fired) | PB - No. 4 | Natural Gas (Weighted U.S. Average) | Methane (Co2 eq) | 2.8 | 0 | C
322110 | 1000230 | 2023 | PCT (Pulverized coal, tangentially-fired) | PB - No. 4 | Natural Gas (Weighted U.S. Average) | Nitrous Oxide | 0.011 | 0 | C
322110 | 1000230 | 2023 | PCT (Pulverized coal, tangentially-fired) | PB - No. 4 | Natural Gas (Weighted U.S. Average) | Nitrous Oxide (Co2 eq) | 3.3 | 0 | C
322110 | 1000230 | 2023 | S (Stoker Boiler) | PB - Riley Bark | Bituminous | Carbon Dioxide Biogenic | 0 | 0 | C
322110 | 1000230 | 2023 | S (Stoker Boiler) | PB - Riley Bark | Bituminous | Carbon Dioxide Non-Biogenic | 46215.4 | 0 | C
322110 | 1000230 | 2023 | S (Stoker Boiler) | PB - Riley Bark | Bituminous | Carbon Dioxide Total | 46215.4 | 0 | C
322110 | 1000230 | 2023 | S (Stoker Boiler) | PB - Riley Bark | Bituminous | Methane | 4.83 | 0 | C
322110 | 1000230 | 2023 | S (Stoker Boiler) | PB - Riley Bark | Bituminous | Methane (Co2 eq) | 120.8 | 0 | C
322110 | 1000230 | 2023 | S (Stoker Boiler) | PB - Riley Bark | Bituminous | Nitrous Oxide | 0.703 | 0 | C
322110 | 1000230 | 2023 | S (Stoker Boiler) | PB - Riley Bark | Bituminous | Nitrous Oxide (Co2 eq) | 209.4 | 0 | C
322110 | 1000230 | 2023 | S (Stoker Boiler) | PB - Riley Bark | Used Oil | Carbon Dioxide Biogenic | 0 | 0 | C
322110 | 1000230 | 2023 | S (Stoker Boiler) | PB - Riley Bark | Used Oil | Carbon Dioxide Non-Biogenic | 0 | 0 | C
322110 | 1000230 | 2023 | S (Stoker Boiler) | PB - Riley Bark | Used Oil | Carbon Dioxide Total | 0 | 0 | C
322110 | 1000230 | 2023 | S (Stoker Boiler) | PB - Riley Bark | Used Oil | Methane | 0 | 0 | C
322110 | 1000230 | 2023 | S (Stoker Boiler) | PB - Riley Bark | Used Oil | Methane (Co2 eq) | 0 | 0 | C
322110 | 1000230 | 2023 | S (Stoker Boiler) | PB - Riley Bark | Used Oil | Nitrous Oxide | 0 | 0 | C
322110 | 1000230 | 2023 | S (Stoker Boiler) | PB - Riley Bark | Used Oil | Nitrous Oxide (Co2 eq) | 0 | 0 | C
322110 | 1000230 | 2023 | S (Stoker Boiler) | PB - Riley Bark | Wood and Wood Residuals (dry basis) | Carbon Dioxide Biogenic | 20410.7 | 0 | C
322110 | 1000230 | 2023 | S (Stoker Boiler) | PB - Riley Bark | Wood and Wood Residuals (dry basis) | Carbon Dioxide Non-Biogenic | 0 | 0 | C
322110 | 1000230 | 2023 | S (Stoker Boiler) | PB - Riley Bark | Wood and Wood Residuals (dry basis) | Carbon Dioxide Total | 20410.7 | 0 | C
322110 | 1000230 | 2023 | S (Stoker Boiler) | PB - Riley Bark | Wood and Wood Residuals (dry basis) | Methane | 1.57 | 0 | C
322110 | 1000230 | 2023 | S (Stoker Boiler) | PB - Riley Bark | Wood and Wood Residuals (dry basis) | Methane (Co2 eq) | 39.2 | 0 | C
322110 | 1000230 | 2023 | S (Stoker Boiler) | PB - Riley Bark | Wood and Wood Residuals (dry basis) | Nitrous Oxide | 0.783 | 0 | C
322110 | 1000230 | 2023 | S (Stoker Boiler) | PB - Riley Bark | Wood and Wood Residuals (dry basis) | Nitrous Oxide (Co2 eq) | 233.4 | 0 | C
322110 | 1000230 | 2023 | PCWD (Pulverized coal, wall-fired, dry bottom) | PB - Riley Coal | Bituminous | Carbon Dioxide Biogenic | 0 | 0 | C
322110 | 1000230 | 2023 | PCWD (Pulverized coal, wall-fired, dry bottom) | PB - Riley Coal | Bituminous | Carbon Dioxide Non-Biogenic | 20245.5 | 0 | C
322110 | 1000230 | 2023 | PCWD (Pulverized coal, wall-fired, dry bottom) | PB - Riley Coal | Bituminous | Carbon Dioxide Total | 20245.5 | 0 | C
322110 | 1000230 | 2023 | PCWD (Pulverized coal, wall-fired, dry bottom) | PB - Riley Coal | Bituminous | Methane | 2.15 | 0 | C
322110 | 1000230 | 2023 | PCWD (Pulverized coal, wall-fired, dry bottom) | PB - Riley Coal | Bituminous | Methane (Co2 eq) | 53.7 | 0 | C
322110 | 1000230 | 2023 | PCWD (Pulverized coal, wall-fired, dry bottom) | PB - Riley Coal | Bituminous | Nitrous Oxide | 0.312 | 0 | C
322110 | 1000230 | 2023 | PCWD (Pulverized coal, wall-fired, dry bottom) | PB - Riley Coal | Bituminous | Nitrous Oxide (Co2 eq) | 93.1 | 0 | C
322110 | 1000230 | 2023 | PCWD (Pulverized coal, wall-fired, dry bottom) | PB - Riley Coal | Natural Gas (Weighted U.S. Average) | Carbon Dioxide Biogenic | 0 | 0 | C
322110 | 1000230 | 2023 | PCWD (Pulverized coal, wall-fired, dry bottom) | PB - Riley Coal | Natural Gas (Weighted U.S. Average) | Carbon Dioxide Non-Biogenic | 2695.8 | 0 | C
322110 | 1000230 | 2023 | PCWD (Pulverized coal, wall-fired, dry bottom) | PB - Riley Coal | Natural Gas (Weighted U.S. Average) | Carbon Dioxide Total | 2695.8 | 0 | C
322110 | 1000230 | 2023 | PCWD (Pulverized coal, wall-fired, dry bottom) | PB - Riley Coal | Natural Gas (Weighted U.S. Average) | Methane | 0.05 | 0 | C
322110 | 1000230 | 2023 | PCWD (Pulverized coal, wall-fired, dry bottom) | PB - Riley Coal | Natural Gas (Weighted U.S. Average) | Methane (Co2 eq) | 1.3 | 0 | C
322110 | 1000230 | 2023 | PCWD (Pulverized coal, wall-fired, dry bottom) | PB - Riley Coal | Natural Gas (Weighted U.S. Average) | Nitrous Oxide | 0.005 | 0 | C
322110 | 1000230 | 2023 | PCWD (Pulverized coal, wall-fired, dry bottom) | PB - Riley Coal | Natural Gas (Weighted U.S. Average) | Nitrous Oxide (Co2 eq) | 1.5 | 0 | C
322110 | 1000230 | 2023 | Chemical Recovery Furnace | Recovery Furnace No.10 |  | Carbon Dioxide Biogenic (Spent Liquor) | 277378 |  | AA
322110 | 1000230 | 2023 | Chemical Recovery Furnace | Recovery Furnace No.10 |  | Carbon Dioxide Non-Biogenic | 18597.8 |  | AA
322110 | 1000230 | 2023 | Chemical Recovery Furnace | Recovery Furnace No.10 |  | Methane | 0.76 |  | AA
322110 | 1000230 | 2023 | Chemical Recovery Furnace | Recovery Furnace No.10 |  | Methane Spent Liquor | 5.6 |  | AA
322110 | 1000230 | 2023 | Chemical Recovery Furnace | Recovery Furnace No.10 |  | Nitrous Oxide | 0.152 |  | AA
322110 | 1000230 | 2023 | Chemical Recovery Furnace | Recovery Furnace No.10 |  | Nitrous Oxide Spent Liquor | 1.24 |  | AA
322110 | 1000230 | 2023 | Chemical Recovery Furnace | Recovery Furnace No.11 |  | Carbon Dioxide Biogenic (Spent Liquor) | 340422.4 |  | AA
322110 | 1000230 | 2023 | Chemical Recovery Furnace | Recovery Furnace No.11 |  | Carbon Dioxide Non-Biogenic | 15003.5 |  | AA
322110 | 1000230 | 2023 | Chemical Recovery Furnace | Recovery Furnace No.11 |  | Methane | 0.61 |  | AA
322110 | 1000230 | 2023 | Chemical Recovery Furnace | Recovery Furnace No.11 |  | Methane Spent Liquor | 6.88 |  | AA
322110 | 1000230 | 2023 | Chemical Recovery Furnace | Recovery Furnace No.11 |  | Nitrous Oxide | 0.122 |  | AA
322110 | 1000230 | 2023 | Chemical Recovery Furnace | Recovery Furnace No.11 |  | Nitrous Oxide Spent Liquor | 1.52 |  | AA
325211 | 1000232 | 2023 | OCS (Other combustion source) | CP-TNO-NGAGC | Natural Gas (Weighted U.S. Average) | Carbon Dioxide Biogenic | 0 | 0 | C
325211 | 1000232 | 2023 | OCS (Other combustion source) | CP-TNO-NGAGC | Natural Gas (Weighted U.S. Average) | Carbon Dioxide Non-Biogenic | 1096.6 | 0 | C
325211 | 1000232 | 2023 | OCS (Other combustion source) | CP-TNO-NGAGC | Natural Gas (Weighted U.S. Average) | Carbon Dioxide Total | 1096.6 | 0 | C
325211 | 1000232 | 2023 | OCS (Other combustion source) | CP-TNO-NGAGC | Natural Gas (Weighted U.S. Average) | Methane | 0.02 | 0 | C
325211 | 1000232 | 2023 | OCS (Other combustion source) | CP-TNO-NGAGC | Natural Gas (Weighted U.S. Average) | Methane (Co2 eq) | 0.5 | 0 | C
325211 | 1000232 | 2023 | OCS (Other combustion source) | CP-TNO-NGAGC | Natural Gas (Weighted U.S. Average) | Nitrous Oxide | 0.002 | 0 | C
325211 | 1000232 | 2023 | OCS (Other combustion source) | CP-TNO-NGAGC | Natural Gas (Weighted U.S. Average) | Nitrous Oxide (Co2 eq) | 0.6 | 0 | C
325211 | 1000232 | 2023 | OCS (Other combustion source) | CP-TNO-NGHP | Natural Gas (Weighted U.S. Average) | Carbon Dioxide Biogenic | 0 | 0 | C
325211 | 1000232 | 2023 | OCS (Other combustion source) | CP-TNO-NGHP | Natural Gas (Weighted U.S. Average) | Carbon Dioxide Non-Biogenic | 83372.6 | 0 | C
325211 | 1000232 | 2023 | OCS (Other combustion source) | CP-TNO-NGHP | Natural Gas (Weighted U.S. Average) | Carbon Dioxide Total | 83372.6 | 0 | C
325211 | 1000232 | 2023 | OCS (Other combustion source) | CP-TNO-NGHP | Natural Gas (Weighted U.S. Average) | Methane | 1.57 | 0 | C
325211 | 1000232 | 2023 | OCS (Other combustion source) | CP-TNO-NGHP | Natural Gas (Weighted U.S. Average) | Methane (Co2 eq) | 39.3 | 0 | C
325211 | 1000232 | 2023 | OCS (Other combustion source) | CP-TNO-NGHP | Natural Gas (Weighted U.S. Average) | Nitrous Oxide | 0.157 | 0 | C
325211 | 1000232 | 2023 | OCS (Other combustion source) | CP-TNO-NGHP | Natural Gas (Weighted U.S. Average) | Nitrous Oxide (Co2 eq) | 46.8 | 0 | C
325211 | 1000232 | 2023 | OCS (Other combustion source) | CP-TNO-NGLP | Natural Gas (Weighted U.S. Average) | Carbon Dioxide Biogenic | 0 | 0 | C
325211 | 1000232 | 2023 | OCS (Other combustion source) | CP-TNO-NGLP | Natural Gas (Weighted U.S. Average) | Carbon Dioxide Non-Biogenic | 135821.2 | 0 | C
325211 | 1000232 | 2023 | OCS (Other combustion source) | CP-TNO-NGLP | Natural Gas (Weighted U.S. Average) | Carbon Dioxide Total | 135821.2 | 0 | C
325211 | 1000232 | 2023 | OCS (Other combustion source) | CP-TNO-NGLP | Natural Gas (Weighted U.S. Average) | Methane | 2.56 | 0 | C
325211 | 1000232 | 2023 | OCS (Other combustion source) | CP-TNO-NGLP | Natural Gas (Weighted U.S. Average) | Methane (Co2 eq) | 64 | 0 | C
325211 | 1000232 | 2023 | OCS (Other combustion source) | CP-TNO-NGLP | Natural Gas (Weighted U.S. Average) | Nitrous Oxide | 0.256 | 0 | C
325211 | 1000232 | 2023 | OCS (Other combustion source) | CP-TNO-NGLP | Natural Gas (Weighted U.S. Average) | Nitrous Oxide (Co2 eq) | 76.3 | 0 | C
325211 | 1000232 | 2023 | OB (Boiler, other) | CS253-25 | Natural Gas (Weighted U.S. Average) | Carbon Dioxide Biogenic | 0 | 0 | C
325211 | 1000232 | 2023 | OB (Boiler, other) | CS253-25 | Natural Gas (Weighted U.S. Average) | Carbon Dioxide Non-Biogenic | 0 | 0 | C
325211 | 1000232 | 2023 | OB (Boiler, other) | CS253-25 | Natural Gas (Weighted U.S. Average) | Carbon Dioxide Total | 0 | 0 | C
325211 | 1000232 | 2023 | OB (Boiler, other) | CS253-25 | Natural Gas (Weighted U.S. Average) | Methane | 5.01 | 0 | C
325211 | 1000232 | 2023 | OB (Boiler, other) | CS253-25 | Natural Gas (Weighted U.S. Average) | Methane (Co2 eq) | 125.3 | 0 | C
325211 | 1000232 | 2023 | OB (Boiler, other) | CS253-25 | Natural Gas (Weighted U.S. Average) | Nitrous Oxide | 0.501 | 0 | C
325211 | 1000232 | 2023 | OB (Boiler, other) | CS253-25 | Natural Gas (Weighted U.S. Average) | Nitrous Oxide (Co2 eq) | 149.3 | 0 | C
325211 | 1000232 | 2023 | OB (Boiler, other) | CS253-26 | Natural Gas (Weighted U.S. Average) | Carbon Dioxide Biogenic | 0 | 0 | C
325211 | 1000232 | 2023 | OB (Boiler, other) | CS253-26 | Natural Gas (Weighted U.S. Average) | Carbon Dioxide Non-Biogenic | 0 | 0 | C
325211 | 1000232 | 2023 | OB (Boiler, other) | CS253-26 | Natural Gas (Weighted U.S. Average) | Carbon Dioxide Total | 0 | 0 | C
325211 | 1000232 | 2023 | OB (Boiler, other) | CS253-26 | Natural Gas (Weighted U.S. Average) | Methane | 5.17 | 0 | C
325211 | 1000232 | 2023 | OB (Boiler, other) | CS253-26 | Natural Gas (Weighted U.S. Average) | Methane (Co2 eq) | 129.3 | 0 | C
325211 | 1000232 | 2023 | OB (Boiler, other) | CS253-26 | Natural Gas (Weighted U.S. Average) | Nitrous Oxide | 0.517 | 0 | C
325211 | 1000232 | 2023 | OB (Boiler, other) | CS253-26 | Natural Gas (Weighted U.S. Average) | Nitrous Oxide (Co2 eq) | 154.1 | 0 | C
325211 | 1000232 | 2023 | OB (Boiler, other) | CS253-27 | Natural Gas (Weighted U.S. Average) | Carbon Dioxide Biogenic | 0 | 0 | C
325211 | 1000232 | 2023 | OB (Boiler, other) | CS253-27 | Natural Gas (Weighted U.S. Average) | Carbon Dioxide Non-Biogenic | 0 | 0 | C
325211 | 1000232 | 2023 | OB (Boiler, other) | CS253-27 | Natural Gas (Weighted U.S. Average) | Carbon Dioxide Total | 0 | 0 | C
325211 | 1000232 | 2023 | OB (Boiler, other) | CS253-27 | Natural Gas (Weighted U.S. Average) | Methane | 4.49 | 0 | C
325211 | 1000232 | 2023 | OB (Boiler, other) | CS253-27 | Natural Gas (Weighted U.S. Average) | Methane (Co2 eq) | 112.3 | 0 | C
325211 | 1000232 | 2023 | OB (Boiler, other) | CS253-27 | Natural Gas (Weighted U.S. Average) | Nitrous Oxide | 0.449 | 0 | C
325211 | 1000232 | 2023 | OB (Boiler, other) | CS253-27 | Natural Gas (Weighted U.S. Average) | Nitrous Oxide (Co2 eq) | 133.8 | 0 | C
325211 | 1000232 | 2023 | OB (Boiler, other) | CS253-28 | Natural Gas (Weighted U.S. Average) | Carbon Dioxide Biogenic | 0 | 0 | C
325211 | 1000232 | 2023 | OB (Boiler, other) | CS253-28 | Natural Gas (Weighted U.S. Average) | Carbon Dioxide Non-Biogenic | 0 | 0 | C
325211 | 1000232 | 2023 | OB (Boiler, other) | CS253-28 | Natural Gas (Weighted U.S. Average) | Carbon Dioxide Total | 0 | 0 | C
325211 | 1000232 | 2023 | OB (Boiler, other) | CS253-28 | Natural Gas (Weighted U.S. Average) | Methane | 4.8 | 0 | C
325211 | 1000232 | 2023 | OB (Boiler, other) | CS253-28 | Natural Gas (Weighted U.S. Average) | Methane (Co2 eq) | 120 | 0 | C
325211 | 1000232 | 2023 | OB (Boiler, other) | CS253-28 | Natural Gas (Weighted U.S. Average) | Nitrous Oxide | 0.48 | 0 | C
325211 | 1000232 | 2023 | OB (Boiler, other) | CS253-28 | Natural Gas (Weighted U.S. Average) | Nitrous Oxide (Co2 eq) | 143 | 0 | C
325211 | 1000232 | 2023 | OB (Boiler, other) | CS253-29 | Natural Gas (Weighted U.S. Average) | Carbon Dioxide Biogenic | 0 | 0 | C
325211 | 1000232 | 2023 | OB (Boiler, other) | CS253-29 | Natural Gas (Weighted U.S. Average) | Carbon Dioxide Non-Biogenic | 0 | 0 | C
325211 | 1000232 | 2023 | OB (Boiler, other) | CS253-29 | Natural Gas (Weighted U.S. Average) | Carbon Dioxide Total | 0 | 0 | C
325211 | 1000232 | 2023 | OB (Boiler, other) | CS253-29 | Natural Gas (Weighted U.S. Average) | Methane | 3.17 | 0 | C
325211 | 1000232 | 2023 | OB (Boiler, other) | CS253-29 | Natural Gas (Weighted U.S. Average) | Methane (Co2 eq) | 79.3 | 0 | C
325211 | 1000232 | 2023 | OB (Boiler, other) | CS253-29 | Natural Gas (Weighted U.S. Average) | Nitrous Oxide | 0.317 | 0 | C
325211 | 1000232 | 2023 | OB (Boiler, other) | CS253-29 | Natural Gas (Weighted U.S. Average) | Nitrous Oxide (Co2 eq) | 94.5 | 0 | C
325211 | 1000232 | 2023 | PCT (Pulverized coal, tangentially-fired) | CS325-30 | Bituminous | Carbon Dioxide Biogenic | 0 | 0 | C
325211 | 1000232 | 2023 | PCT (Pulverized coal, tangentially-fired) | CS325-30 | Bituminous | Carbon Dioxide Non-Biogenic | 0 | 0 | C
325211 | 1000232 | 2023 | PCT (Pulverized coal, tangentially-fired) | CS325-30 | Bituminous | Carbon Dioxide Total | 0 | 0 | C
325211 | 1000232 | 2023 | PCT (Pulverized coal, tangentially-fired) | CS325-30 | Bituminous | Methane | 51.5 | 0 | C
325211 | 1000232 | 2023 | PCT (Pulverized coal, tangentially-fired) | CS325-30 | Bituminous | Methane (Co2 eq) | 1287.5 | 0 | C
325211 | 1000232 | 2023 | PCT (Pulverized coal, tangentially-fired) | CS325-30 | Bituminous | Nitrous Oxide | 7.491 | 0 | C
325211 | 1000232 | 2023 | PCT (Pulverized coal, tangentially-fired) | CS325-30 | Bituminous | Nitrous Oxide (Co2 eq) | 2232.3 | 0 | C
325211 | 1000232 | 2023 | PCT (Pulverized coal, tangentially-fired) | CS325-30 | Natural Gas (Weighted U.S. Average) | Carbon Dioxide Biogenic | 0 | 0 | C
325211 | 1000232 | 2023 | PCT (Pulverized coal, tangentially-fired) | CS325-30 | Natural Gas (Weighted U.S. Average) | Carbon Dioxide Non-Biogenic | 0 | 0 | C
325211 | 1000232 | 2023 | PCT (Pulverized coal, tangentially-fired) | CS325-30 | Natural Gas (Weighted U.S. Average) | Carbon Dioxide Total | 0 | 0 | C
325211 | 1000232 | 2023 | PCT (Pulverized coal, tangentially-fired) | CS325-30 | Natural Gas (Weighted U.S. Average) | Methane | 0.52 | 0 | C
325211 | 1000232 | 2023 | PCT (Pulverized coal, tangentially-fired) | CS325-30 | Natural Gas (Weighted U.S. Average) | Methane (Co2 eq) | 13 | 0 | C
325211 | 1000232 | 2023 | PCT (Pulverized coal, tangentially-fired) | CS325-30 | Natural Gas (Weighted U.S. Average) | Nitrous Oxide | 0.052 | 0 | C
325211 | 1000232 | 2023 | PCT (Pulverized coal, tangentially-fired) | CS325-30 | Natural Gas (Weighted U.S. Average) | Nitrous Oxide (Co2 eq) | 15.5 | 0 | C
325211 | 1000232 | 2023 | PCT (Pulverized coal, tangentially-fired) | CS325-30 | Used Oil | Carbon Dioxide Biogenic | 0 | 0 | C
325211 | 1000232 | 2023 | PCT (Pulverized coal, tangentially-fired) | CS325-30 | Used Oil | Carbon Dioxide Non-Biogenic | 0 | 0 | C
325211 | 1000232 | 2023 | PCT (Pulverized coal, tangentially-fired) | CS325-30 | Used Oil | Carbon Dioxide Total | 0 | 0 | C
325211 | 1000232 | 2023 | PCT (Pulverized coal, tangentially-fired) | CS325-30 | Used Oil | Methane | 0.01 | 0 | C
325211 | 1000232 | 2023 | PCT (Pulverized coal, tangentially-fired) | CS325-30 | Used Oil | Methane (Co2 eq) | 0.3 | 0 | C
325211 | 1000232 | 2023 | PCT (Pulverized coal, tangentially-fired) | CS325-30 | Used Oil | Nitrous Oxide | 0.003 | 0 | C
325211 | 1000232 | 2023 | PCT (Pulverized coal, tangentially-fired) | CS325-30 | Used Oil | Nitrous Oxide (Co2 eq) | 0.9 | 0 | C
325211 | 1000232 | 2023 | PCWD (Pulverized coal, wall-fired, dry bottom) | CS325-31 | Bituminous | Carbon Dioxide Biogenic | 0 | 0 | C
325211 | 1000232 | 2023 | PCWD (Pulverized coal, wall-fired, dry bottom) | CS325-31 | Bituminous | Carbon Dioxide Non-Biogenic | 0 | 0 | C
325211 | 1000232 | 2023 | PCWD (Pulverized coal, wall-fired, dry bottom) | CS325-31 | Bituminous | Carbon Dioxide Total | 0 | 0 | C
325211 | 1000232 | 2023 | PCWD (Pulverized coal, wall-fired, dry bottom) | CS325-31 | Bituminous | Methane | 48.16 | 0 | C
325211 | 1000232 | 2023 | PCWD (Pulverized coal, wall-fired, dry bottom) | CS325-31 | Bituminous | Methane (Co2 eq) | 1204 | 0 | C
325211 | 1000232 | 2023 | PCWD (Pulverized coal, wall-fired, dry bottom) | CS325-31 | Bituminous | Nitrous Oxide | 7.005 | 0 | C
325211 | 1000232 | 2023 | PCWD (Pulverized coal, wall-fired, dry bottom) | CS325-31 | Bituminous | Nitrous Oxide (Co2 eq) | 2087.5 | 0 | C
325211 | 1000232 | 2023 | PCWD (Pulverized coal, wall-fired, dry bottom) | CS325-31 | Natural Gas (Weighted U.S. Average) | Carbon Dioxide Biogenic | 0 | 0 | C
325211 | 1000232 | 2023 | PCWD (Pulverized coal, wall-fired, dry bottom) | CS325-31 | Natural Gas (Weighted U.S. Average) | Carbon Dioxide Non-Biogenic | 0 | 0 | C
325211 | 1000232 | 2023 | PCWD (Pulverized coal, wall-fired, dry bottom) | CS325-31 | Natural Gas (Weighted U.S. Average) | Carbon Dioxide Total | 0 | 0 | C
325211 | 1000232 | 2023 | PCWD (Pulverized coal, wall-fired, dry bottom) | CS325-31 | Natural Gas (Weighted U.S. Average) | Methane | 0.7 | 0 | C
325211 | 1000232 | 2023 | PCWD (Pulverized coal, wall-fired, dry bottom) | CS325-31 | Natural Gas (Weighted U.S. Average) | Methane (Co2 eq) | 17.5 | 0 | C
325211 | 1000232 | 2023 | PCWD (Pulverized coal, wall-fired, dry bottom) | CS325-31 | Natural Gas (Weighted U.S. Average) | Nitrous Oxide | 0.07 | 0 | C
325211 | 1000232 | 2023 | PCWD (Pulverized coal, wall-fired, dry bottom) | CS325-31 | Natural Gas (Weighted U.S. Average) | Nitrous Oxide (Co2 eq) | 20.9 | 0 | C
325211 | 1000232 | 2023 | S (Stoker Boiler) | CS83-23 | Bituminous | Carbon Dioxide Biogenic | 0 | 0 | C
325211 | 1000232 | 2023 | S (Stoker Boiler) | CS83-23 | Bituminous | Carbon Dioxide Non-Biogenic | 0 | 0 | C
325211 | 1000232 | 2023 | S (Stoker Boiler) | CS83-23 | Bituminous | Carbon Dioxide Total | 0 | 0 | C
325211 | 1000232 | 2023 | S (Stoker Boiler) | CS83-23 | Bituminous | Methane | 21.73 | 0 | C
325211 | 1000232 | 2023 | S (Stoker Boiler) | CS83-23 | Bituminous | Methane (Co2 eq) | 543.3 | 0 | C
325211 | 1000232 | 2023 | S (Stoker Boiler) | CS83-23 | Bituminous | Nitrous Oxide | 3.161 | 0 | C
325211 | 1000232 | 2023 | S (Stoker Boiler) | CS83-23 | Bituminous | Nitrous Oxide (Co2 eq) | 942 | 0 | C
325211 | 1000232 | 2023 | S (Stoker Boiler) | CS83-23 | Used Oil | Carbon Dioxide Biogenic | 0 | 0 | C
325211 | 1000232 | 2023 | S (Stoker Boiler) | CS83-23 | Used Oil | Carbon Dioxide Non-Biogenic | 0 | 0 | C
325211 | 1000232 | 2023 | S (Stoker Boiler) | CS83-23 | Used Oil | Carbon Dioxide Total | 0 | 0 | C
325211 | 1000232 | 2023 | S (Stoker Boiler) | CS83-23 | Used Oil | Methane | 0 | 0 | C
325211 | 1000232 | 2023 | S (Stoker Boiler) | CS83-23 | Used Oil | Methane (Co2 eq) | 0 | 0 | C
325211 | 1000232 | 2023 | S (Stoker Boiler) | CS83-23 | Used Oil | Nitrous Oxide | 0 | 0 | C
325211 | 1000232 | 2023 | S (Stoker Boiler) | CS83-23 | Used Oil | Nitrous Oxide (Co2 eq) | 0 | 0 | C
325211 | 1000232 | 2023 | S (Stoker Boiler) | CS83-23 |  | Carbon Dioxide Biogenic | 0 | 0 | C
325211 | 1000232 | 2023 | S (Stoker Boiler) | CS83-23 |  | Carbon Dioxide Non-Biogenic | 0 | 0 | C
325211 | 1000232 | 2023 | S (Stoker Boiler) | CS83-23 |  | Carbon Dioxide Total | 0 | 0 | C
325211 | 1000232 | 2023 | S (Stoker Boiler) | CS83-23 |  | Methane | 0 | 0 | C
325211 | 1000232 | 2023 | S (Stoker Boiler) | CS83-23 |  | Methane (Co2 eq) | 0 | 0 | C
325211 | 1000232 | 2023 | S (Stoker Boiler) | CS83-23 |  | Nitrous Oxide | 0 | 0 | C
325211 | 1000232 | 2023 | S (Stoker Boiler) | CS83-23 |  | Nitrous Oxide (Co2 eq) | 0 | 0 | C
325211 | 1000232 | 2023 | S (Stoker Boiler) | CS83-24 | Subbituminous | Carbon Dioxide Biogenic | 0 | 0 | C
325211 | 1000232 | 2023 | S (Stoker Boiler) | CS83-24 | Subbituminous | Carbon Dioxide Non-Biogenic | 0 | 0 | C
325211 | 1000232 | 2023 | S (Stoker Boiler) | CS83-24 | Subbituminous | Carbon Dioxide Total | 0 | 0 | C
325211 | 1000232 | 2023 | S (Stoker Boiler) | CS83-24 | Subbituminous | Methane | 23.4 | 0 | C
325211 | 1000232 | 2023 | S (Stoker Boiler) | CS83-24 | Subbituminous | Methane (Co2 eq) | 585 | 0 | C
325211 | 1000232 | 2023 | S (Stoker Boiler) | CS83-24 | Subbituminous | Nitrous Oxide | 3.403 | 0 | C
325211 | 1000232 | 2023 | S (Stoker Boiler) | CS83-24 | Subbituminous | Nitrous Oxide (Co2 eq) | 1014.1 | 0 | C
325211 | 1000232 | 2023 | S (Stoker Boiler) | CS83-24 | Used Oil | Carbon Dioxide Biogenic | 0 | 0 | C
325211 | 1000232 | 2023 | S (Stoker Boiler) | CS83-24 | Used Oil | Carbon Dioxide Non-Biogenic | 0 | 0 | C
325211 | 1000232 | 2023 | S (Stoker Boiler) | CS83-24 | Used Oil | Carbon Dioxide Total | 0 | 0 | C
325211 | 1000232 | 2023 | S (Stoker Boiler) | CS83-24 | Used Oil | Methane | 0 | 0 | C
325211 | 1000232 | 2023 | S (Stoker Boiler) | CS83-24 | Used Oil | Methane (Co2 eq) | 0 | 0 | C
325211 | 1000232 | 2023 | S (Stoker Boiler) | CS83-24 | Used Oil | Nitrous Oxide | 0 | 0 | C
325211 | 1000232 | 2023 | S (Stoker Boiler) | CS83-24 | Used Oil | Nitrous Oxide (Co2 eq) | 0 | 0 | C
325211 | 1000232 | 2023 | S (Stoker Boiler) | CS83-24 |  | Carbon Dioxide Biogenic | 0 | 0 | C
325211 | 1000232 | 2023 | S (Stoker Boiler) | CS83-24 |  | Carbon Dioxide Non-Biogenic | 0 | 0 | C
325211 | 1000232 | 2023 | S (Stoker Boiler) | CS83-24 |  | Carbon Dioxide Total | 0 | 0 | C
325211 | 1000232 | 2023 | S (Stoker Boiler) | CS83-24 |  | Methane | 0 | 0 | C
325211 | 1000232 | 2023 | S (Stoker Boiler) | CS83-24 |  | Methane (Co2 eq) | 0 | 0 | C
325211 | 1000232 | 2023 | S (Stoker Boiler) | CS83-24 |  | Nitrous Oxide | 0 | 0 | C
325211 | 1000232 | 2023 | S (Stoker Boiler) | CS83-24 |  | Nitrous Oxide (Co2 eq) | 0 | 0 | C
325211 | 1000232 | 2023 | OCS (Other combustion source) | GP-TNO-B83 | Bituminous | Carbon Dioxide Biogenic | 0 | 0 | C
325211 | 1000232 | 2023 | OCS (Other combustion source) | GP-TNO-B83 | Bituminous | Carbon Dioxide Non-Biogenic | 206699.2 | 0 | C
325211 | 1000232 | 2023 | OCS (Other combustion source) | GP-TNO-B83 | Bituminous | Carbon Dioxide Total | 206699.2 | 0 | C
325211 | 1000232 | 2023 | OCS (Other combustion source) | GP-TNO-B83 | Bituminous | Methane | 24.37 | 0 | C
325211 | 1000232 | 2023 | OCS (Other combustion source) | GP-TNO-B83 | Bituminous | Methane (Co2 eq) | 609.3 | 0 | C
325211 | 1000232 | 2023 | OCS (Other combustion source) | GP-TNO-B83 | Bituminous | Nitrous Oxide | 3.545 | 0 | C
325211 | 1000232 | 2023 | OCS (Other combustion source) | GP-TNO-B83 | Bituminous | Nitrous Oxide (Co2 eq) | 1056.4 | 0 | C
325211 | 1000232 | 2023 | OCS (Other combustion source) | GP-TNO-T1 | Distillate Fuel Oil No. 2 | Carbon Dioxide Biogenic | 0 | 0 | C
325211 | 1000232 | 2023 | OCS (Other combustion source) | GP-TNO-T1 | Distillate Fuel Oil No. 2 | Carbon Dioxide Non-Biogenic | 2746 | 0 | C
325211 | 1000232 | 2023 | OCS (Other combustion source) | GP-TNO-T1 | Distillate Fuel Oil No. 2 | Carbon Dioxide Total | 2746 | 0 | C
325211 | 1000232 | 2023 | OCS (Other combustion source) | GP-TNO-T1 | Distillate Fuel Oil No. 2 | Methane | 0.11 | 0 | C
325211 | 1000232 | 2023 | OCS (Other combustion source) | GP-TNO-T1 | Distillate Fuel Oil No. 2 | Methane (Co2 eq) | 2.8 | 0 | C
325211 | 1000232 | 2023 | OCS (Other combustion source) | GP-TNO-T1 | Distillate Fuel Oil No. 2 | Nitrous Oxide | 0.022 | 0 | C
325211 | 1000232 | 2023 | OCS (Other combustion source) | GP-TNO-T1 | Distillate Fuel Oil No. 2 | Nitrous Oxide (Co2 eq) | 6.6 | 0 | C
325211 | 1000232 | 2023 | OCS (Other combustion source) | GP-TNO-T1 | Natural Gas (Weighted U.S. Average) | Carbon Dioxide Biogenic | 0 | 0 | C
325211 | 1000232 | 2023 | OCS (Other combustion source) | GP-TNO-T1 | Natural Gas (Weighted U.S. Average) | Carbon Dioxide Non-Biogenic | 749.1 | 0 | C
325211 | 1000232 | 2023 | OCS (Other combustion source) | GP-TNO-T1 | Natural Gas (Weighted U.S. Average) | Carbon Dioxide Total | 749.1 | 0 | C
325211 | 1000232 | 2023 | OCS (Other combustion source) | GP-TNO-T1 | Natural Gas (Weighted U.S. Average) | Methane | 0.01 | 0 | C
325211 | 1000232 | 2023 | OCS (Other combustion source) | GP-TNO-T1 | Natural Gas (Weighted U.S. Average) | Methane (Co2 eq) | 0.3 | 0 | C
325211 | 1000232 | 2023 | OCS (Other combustion source) | GP-TNO-T1 | Natural Gas (Weighted U.S. Average) | Nitrous Oxide | 0.001 | 0 | C
325211 | 1000232 | 2023 | OCS (Other combustion source) | GP-TNO-T1 | Natural Gas (Weighted U.S. Average) | Nitrous Oxide (Co2 eq) | 0.3 | 0 | C
325211 | 1000232 | 2023 | OCS (Other combustion source) | GP-TNO-T1 | Propane | Carbon Dioxide Biogenic | 0 | 0 | C
325211 | 1000232 | 2023 | OCS (Other combustion source) | GP-TNO-T1 | Propane | Carbon Dioxide Non-Biogenic | 5.1 | 0 | C
325211 | 1000232 | 2023 | OCS (Other combustion source) | GP-TNO-T1 | Propane | Carbon Dioxide Total | 5.1 | 0 | C
325211 | 1000232 | 2023 | OCS (Other combustion source) | GP-TNO-T1 | Propane | Methane | 0 | 0 | C
325211 | 1000232 | 2023 | OCS (Other combustion source) | GP-TNO-T1 | Propane | Methane (Co2 eq) | 0 | 0 | C
325211 | 1000232 | 2023 | OCS (Other combustion source) | GP-TNO-T1 | Propane | Nitrous Oxide | 0 | 0 | C
325211 | 1000232 | 2023 | OCS (Other combustion source) | GP-TNO-T1 | Propane | Nitrous Oxide (Co2 eq) | 0 | 0 | C
325211 | 1000232 | 2023 | Petrochemical process unit | Methanol |  | Carbon Dioxide | 336306 |  | X
322120 | 1000240 | 2023 | CCCT (CC (Turbine, combined cycle)) | GT/HRSG | Natural Gas (Weighted U.S. Average) | Carbon Dioxide Biogenic | 0 | 0 | C
322120 | 1000240 | 2023 | CCCT (CC (Turbine, combined cycle)) | GT/HRSG | Natural Gas (Weighted U.S. Average) | Carbon Dioxide Non-Biogenic | 37476.3 | 0 | C
322120 | 1000240 | 2023 | CCCT (CC (Turbine, combined cycle)) | GT/HRSG | Natural Gas (Weighted U.S. Average) | Carbon Dioxide Total | 37476.3 | 0 | C
322120 | 1000240 | 2023 | CCCT (CC (Turbine, combined cycle)) | GT/HRSG | Natural Gas (Weighted U.S. Average) | Methane | 0.71 | 0 | C
322120 | 1000240 | 2023 | CCCT (CC (Turbine, combined cycle)) | GT/HRSG | Natural Gas (Weighted U.S. Average) | Methane (Co2 eq) | 17.7 | 0 | C
322120 | 1000240 | 2023 | CCCT (CC (Turbine, combined cycle)) | GT/HRSG | Natural Gas (Weighted U.S. Average) | Nitrous Oxide | 0.071 | 0 | C
322120 | 1000240 | 2023 | CCCT (CC (Turbine, combined cycle)) | GT/HRSG | Natural Gas (Weighted U.S. Average) | Nitrous Oxide (Co2 eq) | 21 | 0 | C
322120 | 1000240 | 2023 | OB (Boiler, other) | PKB1 | Natural Gas (Weighted U.S. Average) | Carbon Dioxide Biogenic | 0 | 0 | C
322120 | 1000240 | 2023 | OB (Boiler, other) | PKB1 | Natural Gas (Weighted U.S. Average) | Carbon Dioxide Non-Biogenic | 18720.2 | 0 | C
322120 | 1000240 | 2023 | OB (Boiler, other) | PKB1 | Natural Gas (Weighted U.S. Average) | Carbon Dioxide Total | 18720.2 | 0 | C
322120 | 1000240 | 2023 | OB (Boiler, other) | PKB1 | Natural Gas (Weighted U.S. Average) | Methane | 0.35 | 0 | C
322120 | 1000240 | 2023 | OB (Boiler, other) | PKB1 | Natural Gas (Weighted U.S. Average) | Methane (Co2 eq) | 8.8 | 0 | C
322120 | 1000240 | 2023 | OB (Boiler, other) | PKB1 | Natural Gas (Weighted U.S. Average) | Nitrous Oxide | 0.035 | 0 | C
322120 | 1000240 | 2023 | OB (Boiler, other) | PKB1 | Natural Gas (Weighted U.S. Average) | Nitrous Oxide (Co2 eq) | 10.5 | 0 | C
322120 | 1000248 | 2023 |  | GP-Mill plus package boiler | Natural Gas (Weighted U.S. Average) | Carbon Dioxide Biogenic | 0 | 0 | C
322120 | 1000248 | 2023 |  | GP-Mill plus package boiler | Natural Gas (Weighted U.S. Average) | Carbon Dioxide Non-Biogenic | 1970.1 | 0 | C
322120 | 1000248 | 2023 |  | GP-Mill plus package boiler | Natural Gas (Weighted U.S. Average) | Carbon Dioxide Total | 1970.1 | 0 | C
322120 | 1000248 | 2023 |  | GP-Mill plus package boiler | Natural Gas (Weighted U.S. Average) | Methane | 0.04 | 0 | C
322120 | 1000248 | 2023 |  | GP-Mill plus package boiler | Natural Gas (Weighted U.S. Average) | Methane (Co2 eq) | 0.9 | 0 | C
322120 | 1000248 | 2023 |  | GP-Mill plus package boiler | Natural Gas (Weighted U.S. Average) | Nitrous Oxide | 0.004 | 0 | C
322120 | 1000248 | 2023 |  | GP-Mill plus package boiler | Natural Gas (Weighted U.S. Average) | Nitrous Oxide (Co2 eq) | 1.1 | 0 | C
322120 | 1000248 | 2023 | CCCT (CC (Turbine, combined cycle)) | North Turbine 0024 | Natural Gas (Weighted U.S. Average) | Carbon Dioxide Biogenic | 0 | 0 | C
322120 | 1000248 | 2023 | CCCT (CC (Turbine, combined cycle)) | North Turbine 0024 | Natural Gas (Weighted U.S. Average) | Carbon Dioxide Non-Biogenic | 50090.5 | 0 | C
322120 | 1000248 | 2023 | CCCT (CC (Turbine, combined cycle)) | North Turbine 0024 | Natural Gas (Weighted U.S. Average) | Carbon Dioxide Total | 50090.5 | 0 | C
322120 | 1000248 | 2023 | CCCT (CC (Turbine, combined cycle)) | North Turbine 0024 | Natural Gas (Weighted U.S. Average) | Methane | 0.94 | 0 | C
322120 | 1000248 | 2023 | CCCT (CC (Turbine, combined cycle)) | North Turbine 0024 | Natural Gas (Weighted U.S. Average) | Methane (Co2 eq) | 23.6 | 0 | C
322120 | 1000248 | 2023 | CCCT (CC (Turbine, combined cycle)) | North Turbine 0024 | Natural Gas (Weighted U.S. Average) | Nitrous Oxide | 0.094 | 0 | C
322120 | 1000248 | 2023 | CCCT (CC (Turbine, combined cycle)) | North Turbine 0024 | Natural Gas (Weighted U.S. Average) | Nitrous Oxide (Co2 eq) | 28.1 | 0 | C
322120 | 1000248 | 2023 | CCCT (CC (Turbine, combined cycle)) | South Turbine 0025 | Natural Gas (Weighted U.S. Average) | Carbon Dioxide Biogenic | 0 | 0 | C
322120 | 1000248 | 2023 | CCCT (CC (Turbine, combined cycle)) | South Turbine 0025 | Natural Gas (Weighted U.S. Average) | Carbon Dioxide Non-Biogenic | 59175.9 | 0 | C
322120 | 1000248 | 2023 | CCCT (CC (Turbine, combined cycle)) | South Turbine 0025 | Natural Gas (Weighted U.S. Average) | Carbon Dioxide Total | 59175.9 | 0 | C
322120 | 1000248 | 2023 | CCCT (CC (Turbine, combined cycle)) | South Turbine 0025 | Natural Gas (Weighted U.S. Average) | Methane | 1.12 | 0 | C
322120 | 1000248 | 2023 | CCCT (CC (Turbine, combined cycle)) | South Turbine 0025 | Natural Gas (Weighted U.S. Average) | Methane (Co2 eq) | 27.9 | 0 | C
322120 | 1000248 | 2023 | CCCT (CC (Turbine, combined cycle)) | South Turbine 0025 | Natural Gas (Weighted U.S. Average) | Nitrous Oxide | 0.112 | 0 | C
322120 | 1000248 | 2023 | CCCT (CC (Turbine, combined cycle)) | South Turbine 0025 | Natural Gas (Weighted U.S. Average) | Nitrous Oxide (Co2 eq) | 33.2 | 0 | C
325180 | 1000254 | 2023 | OB (Boiler, other) | 001 | Natural Gas (Weighted U.S. Average) | Carbon Dioxide Biogenic | 0 | 0 | C
325180 | 1000254 | 2023 | OB (Boiler, other) | 001 | Natural Gas (Weighted U.S. Average) | Carbon Dioxide Non-Biogenic | 178909.5 | 0 | C
325180 | 1000254 | 2023 | OB (Boiler, other) | 001 | Natural Gas (Weighted U.S. Average) | Carbon Dioxide Total | 178909.5 | 0 | C
325180 | 1000254 | 2023 | OB (Boiler, other) | 001 | Natural Gas (Weighted U.S. Average) | Methane | 3.37 | 0 | C
325180 | 1000254 | 2023 | OB (Boiler, other) | 001 | Natural Gas (Weighted U.S. Average) | Methane (Co2 eq) | 84.3 | 0 | C
325180 | 1000254 | 2023 | OB (Boiler, other) | 001 | Natural Gas (Weighted U.S. Average) | Nitrous Oxide | 0.337 | 0 | C
325180 | 1000254 | 2023 | OB (Boiler, other) | 001 | Natural Gas (Weighted U.S. Average) | Nitrous Oxide (Co2 eq) | 100.5 | 0 | C
325180 | 1000254 | 2023 |  | 003 | Natural Gas (Weighted U.S. Average) | Carbon Dioxide Biogenic | 0 | 0 | C
325180 | 1000254 | 2023 |  | 003 | Natural Gas (Weighted U.S. Average) | Carbon Dioxide Non-Biogenic | 0 | 0 | C
325180 | 1000254 | 2023 |  | 003 | Natural Gas (Weighted U.S. Average) | Carbon Dioxide Total | 0 | 0 | C
325180 | 1000254 | 2023 |  | 003 | Natural Gas (Weighted U.S. Average) | Methane | 0 | 0 | C
325180 | 1000254 | 2023 |  | 003 | Natural Gas (Weighted U.S. Average) | Methane (Co2 eq) | 0 | 0 | C
325180 | 1000254 | 2023 |  | 003 | Natural Gas (Weighted U.S. Average) | Nitrous Oxide | 0 | 0 | C
325180 | 1000254 | 2023 |  | 003 | Natural Gas (Weighted U.S. Average) | Nitrous Oxide (Co2 eq) | 0 | 0 | C
325180 | 1000254 | 2023 | OB (Boiler, other) | 004 | Natural Gas (Weighted U.S. Average) | Carbon Dioxide Biogenic | 0 | 0 | C
325180 | 1000254 | 2023 | OB (Boiler, other) | 004 | Natural Gas (Weighted U.S. Average) | Carbon Dioxide Non-Biogenic | 44393.7 | 0 | C
325180 | 1000254 | 2023 | OB (Boiler, other) | 004 | Natural Gas (Weighted U.S. Average) | Carbon Dioxide Total | 44393.7 | 0 | C
325180 | 1000254 | 2023 | OB (Boiler, other) | 004 | Natural Gas (Weighted U.S. Average) | Methane | 0.84 | 0 | C
325180 | 1000254 | 2023 | OB (Boiler, other) | 004 | Natural Gas (Weighted U.S. Average) | Methane (Co2 eq) | 20.9 | 0 | C
325180 | 1000254 | 2023 | OB (Boiler, other) | 004 | Natural Gas (Weighted U.S. Average) | Nitrous Oxide | 0.084 | 0 | C
325180 | 1000254 | 2023 | OB (Boiler, other) | 004 | Natural Gas (Weighted U.S. Average) | Nitrous Oxide (Co2 eq) | 24.9 | 0 | C
325180 | 1000254 | 2023 |  | GP-1T2 | Natural Gas (Weighted U.S. Average) | Carbon Dioxide Biogenic | 0 | 0 | C
325180 | 1000254 | 2023 |  | GP-1T2 | Natural Gas (Weighted U.S. Average) | Carbon Dioxide Non-Biogenic | 2061.9 | 0 | C
325180 | 1000254 | 2023 |  | GP-1T2 | Natural Gas (Weighted U.S. Average) | Carbon Dioxide Total | 2061.9 | 0 | C
325180 | 1000254 | 2023 |  | GP-1T2 | Natural Gas (Weighted U.S. Average) | Methane | 0.04 | 0 | C
325180 | 1000254 | 2023 |  | GP-1T2 | Natural Gas (Weighted U.S. Average) | Methane (Co2 eq) | 1 | 0 | C
325180 | 1000254 | 2023 |  | GP-1T2 | Natural Gas (Weighted U.S. Average) | Nitrous Oxide | 0.004 | 0 | C
325180 | 1000254 | 2023 |  | GP-1T2 | Natural Gas (Weighted U.S. Average) | Nitrous Oxide (Co2 eq) | 1.2 | 0 | C
325180 | 1000254 | 2023 | PRH (Process Heater) | R881 | Natural Gas (Weighted U.S. Average) | Carbon Dioxide Biogenic | 0 | 0 | C
325180 | 1000254 | 2023 | PRH (Process Heater) | R881 | Natural Gas (Weighted U.S. Average) | Carbon Dioxide Non-Biogenic | 729 | 0 | C
325180 | 1000254 | 2023 | PRH (Process Heater) | R881 | Natural Gas (Weighted U.S. Average) | Carbon Dioxide Total | 729 | 0 | C
325180 | 1000254 | 2023 | PRH (Process Heater) | R881 | Natural Gas (Weighted U.S. Average) | Methane | 0.01 | 0 | C
325180 | 1000254 | 2023 | PRH (Process Heater) | R881 | Natural Gas (Weighted U.S. Average) | Methane (Co2 eq) | 0.3 | 0 | C
325180 | 1000254 | 2023 | PRH (Process Heater) | R881 | Natural Gas (Weighted U.S. Average) | Nitrous Oxide | 0.001 | 0 | C
325180 | 1000254 | 2023 | PRH (Process Heater) | R881 | Natural Gas (Weighted U.S. Average) | Nitrous Oxide (Co2 eq) | 0.4 | 0 | C
325180 | 1000254 | 2023 | PRH (Process Heater) | R900 | Natural Gas (Weighted U.S. Average) | Carbon Dioxide Biogenic | 0 | 0 | C
325180 | 1000254 | 2023 | PRH (Process Heater) | R900 | Natural Gas (Weighted U.S. Average) | Carbon Dioxide Non-Biogenic | 2666.4 | 0 | C
325180 | 1000254 | 2023 | PRH (Process Heater) | R900 | Natural Gas (Weighted U.S. Average) | Carbon Dioxide Total | 2666.4 | 0 | C
325180 | 1000254 | 2023 | PRH (Process Heater) | R900 | Natural Gas (Weighted U.S. Average) | Methane | 0.05 | 0 | C
325180 | 1000254 | 2023 | PRH (Process Heater) | R900 | Natural Gas (Weighted U.S. Average) | Methane (Co2 eq) | 1.3 | 0 | C
325180 | 1000254 | 2023 | PRH (Process Heater) | R900 | Natural Gas (Weighted U.S. Average) | Nitrous Oxide | 0.005 | 0 | C
325180 | 1000254 | 2023 | PRH (Process Heater) | R900 | Natural Gas (Weighted U.S. Average) | Nitrous Oxide (Co2 eq) | 1.5 | 0 | C
325180 | 1000254 | 2023 | OB (Boiler, other) | Rental Boiler | Natural Gas (Weighted U.S. Average) | Carbon Dioxide Biogenic | 0 | 0 | C
325180 | 1000254 | 2023 | OB (Boiler, other) | Rental Boiler | Natural Gas (Weighted U.S. Average) | Carbon Dioxide Non-Biogenic | 0 | 0 | C
325180 | 1000254 | 2023 | OB (Boiler, other) | Rental Boiler | Natural Gas (Weighted U.S. Average) | Carbon Dioxide Total | 0 | 0 | C
325180 | 1000254 | 2023 | OB (Boiler, other) | Rental Boiler | Natural Gas (Weighted U.S. Average) | Methane | 0 | 0 | C
325180 | 1000254 | 2023 | OB (Boiler, other) | Rental Boiler | Natural Gas (Weighted U.S. Average) | Methane (Co2 eq) | 0 | 0 | C
325180 | 1000254 | 2023 | OB (Boiler, other) | Rental Boiler | Natural Gas (Weighted U.S. Average) | Nitrous Oxide | 0 | 0 | C
325180 | 1000254 | 2023 | OB (Boiler, other) | Rental Boiler | Natural Gas (Weighted U.S. Average) | Nitrous Oxide (Co2 eq) | 0 | 0 | C
322130 | 1000256 | 2023 |  | CS-001 | Bituminous | Carbon Dioxide Biogenic | 0 | 0 | C
322130 | 1000256 | 2023 |  | CS-001 | Bituminous | Carbon Dioxide Non-Biogenic | 0 | 0 | C
322130 | 1000256 | 2023 |  | CS-001 | Bituminous | Carbon Dioxide Total | 0 | 0 | C
322130 | 1000256 | 2023 |  | CS-001 | Bituminous | Methane | 34.91 | 0 | C
322130 | 1000256 | 2023 |  | CS-001 | Bituminous | Methane (Co2 eq) | 872.8 | 0 | C
322130 | 1000256 | 2023 |  | CS-001 | Bituminous | Nitrous Oxide | 5.078 | 0 | C
322130 | 1000256 | 2023 |  | CS-001 | Bituminous | Nitrous Oxide (Co2 eq) | 1513.3 | 0 | C
322130 | 1000256 | 2023 |  | CS-001 | Distillate Fuel Oil No. 2 | Carbon Dioxide Biogenic | 0 | 0 | C
322130 | 1000256 | 2023 |  | CS-001 | Distillate Fuel Oil No. 2 | Carbon Dioxide Non-Biogenic | 0 | 0 | C
322130 | 1000256 | 2023 |  | CS-001 | Distillate Fuel Oil No. 2 | Carbon Dioxide Total | 0 | 0 | C
322130 | 1000256 | 2023 |  | CS-001 | Distillate Fuel Oil No. 2 | Methane | 0.03 | 0 | C
322130 | 1000256 | 2023 |  | CS-001 | Distillate Fuel Oil No. 2 | Methane (Co2 eq) | 0.7 | 0 | C
322130 | 1000256 | 2023 |  | CS-001 | Distillate Fuel Oil No. 2 | Nitrous Oxide | 0.006 | 0 | C
322130 | 1000256 | 2023 |  | CS-001 | Distillate Fuel Oil No. 2 | Nitrous Oxide (Co2 eq) | 1.7 | 0 | C
322130 | 1000256 | 2023 |  | CS-001 | Natural Gas (Weighted U.S. Average) | Carbon Dioxide Biogenic | 0 | 0 | C
322130 | 1000256 | 2023 |  | CS-001 | Natural Gas (Weighted U.S. Average) | Carbon Dioxide Non-Biogenic | 0 | 0 | C
322130 | 1000256 | 2023 |  | CS-001 | Natural Gas (Weighted U.S. Average) | Carbon Dioxide Total | 0 | 0 | C
322130 | 1000256 | 2023 |  | CS-001 | Natural Gas (Weighted U.S. Average) | Methane | 3.01 | 0 | C
322130 | 1000256 | 2023 |  | CS-001 | Natural Gas (Weighted U.S. Average) | Methane (Co2 eq) | 75.4 | 0 | C
322130 | 1000256 | 2023 |  | CS-001 | Natural Gas (Weighted U.S. Average) | Nitrous Oxide | 0.301 | 0 | C
322130 | 1000256 | 2023 |  | CS-001 | Natural Gas (Weighted U.S. Average) | Nitrous Oxide (Co2 eq) | 89.8 | 0 | C
322130 | 1000256 | 2023 |  | GP-01 | Natural Gas (Weighted U.S. Average) | Carbon Dioxide Biogenic | 0 | 0 | C
322130 | 1000256 | 2023 |  | GP-01 | Natural Gas (Weighted U.S. Average) | Carbon Dioxide Non-Biogenic | 13815.9 | 0 | C
322130 | 1000256 | 2023 |  | GP-01 | Natural Gas (Weighted U.S. Average) | Carbon Dioxide Total | 13815.9 | 0 | C
322130 | 1000256 | 2023 |  | GP-01 | Natural Gas (Weighted U.S. Average) | Methane | 0.26 | 0 | C
322130 | 1000256 | 2023 |  | GP-01 | Natural Gas (Weighted U.S. Average) | Methane (Co2 eq) | 6.5 | 0 | C
322130 | 1000256 | 2023 |  | GP-01 | Natural Gas (Weighted U.S. Average) | Nitrous Oxide | 0.026 | 0 | C
322130 | 1000256 | 2023 |  | GP-01 | Natural Gas (Weighted U.S. Average) | Nitrous Oxide (Co2 eq) | 7.8 | 0 | C
322130 | 1000256 | 2023 |  | GP-02 | Distillate Fuel Oil No. 2 | Carbon Dioxide Biogenic | 0 | 0 | C
322130 | 1000256 | 2023 |  | GP-02 | Distillate Fuel Oil No. 2 | Carbon Dioxide Non-Biogenic | 253.8 | 0 | C
322130 | 1000256 | 2023 |  | GP-02 | Distillate Fuel Oil No. 2 | Carbon Dioxide Total | 253.8 | 0 | C
322130 | 1000256 | 2023 |  | GP-02 | Distillate Fuel Oil No. 2 | Methane | 0.01 | 0 | C
322130 | 1000256 | 2023 |  | GP-02 | Distillate Fuel Oil No. 2 | Methane (Co2 eq) | 0.3 | 0 | C
322130 | 1000256 | 2023 |  | GP-02 | Distillate Fuel Oil No. 2 | Nitrous Oxide | 0.002 | 0 | C
322130 | 1000256 | 2023 |  | GP-02 | Distillate Fuel Oil No. 2 | Nitrous Oxide (Co2 eq) | 0.6 | 0 | C
322130 | 1000256 | 2023 | BFB (Boiler, bubbling fluidized bed) | No. 1 Power Boiler | Natural Gas (Weighted U.S. Average) | Carbon Dioxide Biogenic | 0 | 0 | C
322130 | 1000256 | 2023 | BFB (Boiler, bubbling fluidized bed) | No. 1 Power Boiler | Natural Gas (Weighted U.S. Average) | Carbon Dioxide Non-Biogenic | 7597.6 | 0 | C
322130 | 1000256 | 2023 | BFB (Boiler, bubbling fluidized bed) | No. 1 Power Boiler | Natural Gas (Weighted U.S. Average) | Carbon Dioxide Total | 7597.6 | 0 | C
322130 | 1000256 | 2023 | BFB (Boiler, bubbling fluidized bed) | No. 1 Power Boiler | Natural Gas (Weighted U.S. Average) | Methane | 0.14 | 0 | C
322130 | 1000256 | 2023 | BFB (Boiler, bubbling fluidized bed) | No. 1 Power Boiler | Natural Gas (Weighted U.S. Average) | Methane (Co2 eq) | 3.6 | 0 | C
322130 | 1000256 | 2023 | BFB (Boiler, bubbling fluidized bed) | No. 1 Power Boiler | Natural Gas (Weighted U.S. Average) | Nitrous Oxide | 0.014 | 0 | C
322130 | 1000256 | 2023 | BFB (Boiler, bubbling fluidized bed) | No. 1 Power Boiler | Natural Gas (Weighted U.S. Average) | Nitrous Oxide (Co2 eq) | 4.3 | 0 | C
322130 | 1000256 | 2023 | BFB (Boiler, bubbling fluidized bed) | No. 1 Power Boiler | Wood and Wood Residuals (dry basis) | Carbon Dioxide Biogenic | 472828.2 | 0 | C
322130 | 1000256 | 2023 | BFB (Boiler, bubbling fluidized bed) | No. 1 Power Boiler | Wood and Wood Residuals (dry basis) | Carbon Dioxide Non-Biogenic | 0 | 0 | C
322130 | 1000256 | 2023 | BFB (Boiler, bubbling fluidized bed) | No. 1 Power Boiler | Wood and Wood Residuals (dry basis) | Carbon Dioxide Total | 472828.2 | 0 | C
322130 | 1000256 | 2023 | BFB (Boiler, bubbling fluidized bed) | No. 1 Power Boiler | Wood and Wood Residuals (dry basis) | Methane | 36.29 | 0 | C
322130 | 1000256 | 2023 | BFB (Boiler, bubbling fluidized bed) | No. 1 Power Boiler | Wood and Wood Residuals (dry basis) | Methane (Co2 eq) | 907.3 | 0 | C
322130 | 1000256 | 2023 | BFB (Boiler, bubbling fluidized bed) | No. 1 Power Boiler | Wood and Wood Residuals (dry basis) | Nitrous Oxide | 18.147 | 0 | C
322130 | 1000256 | 2023 | BFB (Boiler, bubbling fluidized bed) | No. 1 Power Boiler | Wood and Wood Residuals (dry basis) | Nitrous Oxide (Co2 eq) | 5407.8 | 0 | C
322130 | 1000256 | 2023 | Chemical Recovery Furnace | No. 1 Recovery Furnace (REC001) |  | Carbon Dioxide Biogenic (Spent Liquor) | 312072.5 |  | AA | [9 empty] | 52 | 1973 | CE | 4.6 |  | 2 | D | 790 | 650 | 700
322130 | 1000256 | 2023 | Chemical Recovery Furnace | No. 1 Recovery Furnace (REC001) |  | Carbon Dioxide Non-Biogenic | 66223.5 |  | AA | [9 empty] | 52 | 1973 | CE | 4.6 |  | 2 | D | 790 | 650 | 700
322130 | 1000256 | 2023 | Chemical Recovery Furnace | No. 1 Recovery Furnace (REC001) |  | Methane | 1.25 |  | AA | [9 empty] | 52 | 1973 | CE | 4.6 |  | 2 | D | 790 | 650 | 700
322130 | 1000256 | 2023 | Chemical Recovery Furnace | No. 1 Recovery Furnace (REC001) |  | Methane Spent Liquor | 6.32 |  | AA | [9 empty] | 52 | 1973 | CE | 4.6 |  | 2 | D | 790 | 650 | 700
322130 | 1000256 | 2023 | Chemical Recovery Furnace | No. 1 Recovery Furnace (REC001) |  | Nitrous Oxide | 0.125 |  | AA | [9 empty] | 52 | 1973 | CE | 4.6 |  | 2 | D | 790 | 650 | 700
322130 | 1000256 | 2023 | Chemical Recovery Furnace | No. 1 Recovery Furnace (REC001) |  | Nitrous Oxide Spent Liquor | 1.397 |  | AA | [9 empty] | 52 | 1973 | CE | 4.6 |  | 2 | D | 790 | 650 | 700
322130 | 1000256 | 2023 | OB (Boiler, other) | No. 10 Boiler PWR010 | Natural Gas (Weighted U.S. Average) | Carbon Dioxide Biogenic | 0 | 0 | C
322130 | 1000256 | 2023 | OB (Boiler, other) | No. 10 Boiler PWR010 | Natural Gas (Weighted U.S. Average) | Carbon Dioxide Non-Biogenic | 79677.3 | 0 | C
322130 | 1000256 | 2023 | OB (Boiler, other) | No. 10 Boiler PWR010 | Natural Gas (Weighted U.S. Average) | Carbon Dioxide Total | 79677.3 | 0 | C
322130 | 1000256 | 2023 | OB (Boiler, other) | No. 10 Boiler PWR010 | Natural Gas (Weighted U.S. Average) | Methane | 1.5 | 0 | C
322130 | 1000256 | 2023 | OB (Boiler, other) | No. 10 Boiler PWR010 | Natural Gas (Weighted U.S. Average) | Methane (Co2 eq) | 37.5 | 0 | C
322130 | 1000256 | 2023 | OB (Boiler, other) | No. 10 Boiler PWR010 | Natural Gas (Weighted U.S. Average) | Nitrous Oxide | 0.15 | 0 | C
322130 | 1000256 | 2023 | OB (Boiler, other) | No. 10 Boiler PWR010 | Natural Gas (Weighted U.S. Average) | Nitrous Oxide (Co2 eq) | 44.7 | 0 | C
322130 | 1000256 | 2023 | OB (Boiler, other) | No. 11 Boiler PWR011 | Natural Gas (Weighted U.S. Average) | Carbon Dioxide Biogenic | 0 | 0 | C
322130 | 1000256 | 2023 | OB (Boiler, other) | No. 11 Boiler PWR011 | Natural Gas (Weighted U.S. Average) | Carbon Dioxide Non-Biogenic | 93903.3 | 0 | C
322130 | 1000256 | 2023 | OB (Boiler, other) | No. 11 Boiler PWR011 | Natural Gas (Weighted U.S. Average) | Carbon Dioxide Total | 93903.3 | 0 | C
322130 | 1000256 | 2023 | OB (Boiler, other) | No. 11 Boiler PWR011 | Natural Gas (Weighted U.S. Average) | Methane | 1.77 | 0 | C
322130 | 1000256 | 2023 | OB (Boiler, other) | No. 11 Boiler PWR011 | Natural Gas (Weighted U.S. Average) | Methane (Co2 eq) | 44.2 | 0 | C
322130 | 1000256 | 2023 | OB (Boiler, other) | No. 11 Boiler PWR011 | Natural Gas (Weighted U.S. Average) | Nitrous Oxide | 0.177 | 0 | C
322130 | 1000256 | 2023 | OB (Boiler, other) | No. 11 Boiler PWR011 | Natural Gas (Weighted U.S. Average) | Nitrous Oxide (Co2 eq) | 52.7 | 0 | C
322130 | 1000256 | 2023 | Pulp Mill Lime Kiln | No. 2 Lime Kiln REC047 |  | Carbon Dioxide Biogenic (Spent Liquor) | 0 |  | AA
322130 | 1000256 | 2023 | Pulp Mill Lime Kiln | No. 2 Lime Kiln REC047 |  | Carbon Dioxide Non-Biogenic | 39607.2 |  | AA
322130 | 1000256 | 2023 | Pulp Mill Lime Kiln | No. 2 Lime Kiln REC047 |  | Methane | 2.02 |  | AA
322130 | 1000256 | 2023 | Pulp Mill Lime Kiln | No. 2 Lime Kiln REC047 |  | Methane Spent Liquor | 0 |  | AA
322130 | 1000256 | 2023 | Pulp Mill Lime Kiln | No. 2 Lime Kiln REC047 |  | Nitrous Oxide | 0 |  | AA
322130 | 1000256 | 2023 | Pulp Mill Lime Kiln | No. 2 Lime Kiln REC047 |  | Nitrous Oxide Spent Liquor | 0 |  | AA
322130 | 1000256 | 2023 | Chemical Recovery Furnace | No. 2 Recovery Furnace REC010 |  | Carbon Dioxide Biogenic (Spent Liquor) | 738801.6 |  | AA | [9 empty] | 36 | 1989 | KV/GOT | 5 |  | 1 | SR | 1840 | 1550 | 950
322130 | 1000256 | 2023 | Chemical Recovery Furnace | No. 2 Recovery Furnace REC010 |  | Carbon Dioxide Non-Biogenic | 15551.9 |  | AA | [9 empty] | 36 | 1989 | KV/GOT | 5 |  | 1 | SR | 1840 | 1550 | 950
322130 | 1000256 | 2023 | Chemical Recovery Furnace | No. 2 Recovery Furnace REC010 |  | Methane | 0.63 |  | AA | [9 empty] | 36 | 1989 | KV/GOT | 5 |  | 1 | SR | 1840 | 1550 | 950
322130 | 1000256 | 2023 | Chemical Recovery Furnace | No. 2 Recovery Furnace REC010 |  | Methane Spent Liquor | 14.96 |  | AA | [9 empty] | 36 | 1989 | KV/GOT | 5 |  | 1 | SR | 1840 | 1550 | 950
322130 | 1000256 | 2023 | Chemical Recovery Furnace | No. 2 Recovery Furnace REC010 |  | Nitrous Oxide | 0.126 |  | AA | [9 empty] | 36 | 1989 | KV/GOT | 5 |  | 1 | SR | 1840 | 1550 | 950
322130 | 1000256 | 2023 | Chemical Recovery Furnace | No. 2 Recovery Furnace REC010 |  | Nitrous Oxide Spent Liquor | 3.307 |  | AA | [9 empty] | 36 | 1989 | KV/GOT | 5 |  | 1 | SR | 1840 | 1550 | 950
322120 | 1000258 | 2023 | RICE (Reciprocating internal combustion engine) | #4 Lime Kiln Turning Gear | Distillate Fuel Oil No. 2 | Carbon Dioxide Biogenic | 0 | 0 | C
322120 | 1000258 | 2023 | RICE (Reciprocating internal combustion engine) | #4 Lime Kiln Turning Gear | Distillate Fuel Oil No. 2 | Carbon Dioxide Non-Biogenic | 7.2 | 0 | C
322120 | 1000258 | 2023 | RICE (Reciprocating internal combustion engine) | #4 Lime Kiln Turning Gear | Distillate Fuel Oil No. 2 | Carbon Dioxide Total | 7.2 | 0 | C
322120 | 1000258 | 2023 | RICE (Reciprocating internal combustion engine) | #4 Lime Kiln Turning Gear | Distillate Fuel Oil No. 2 | Methane | 0 | 0 | C
322120 | 1000258 | 2023 | RICE (Reciprocating internal combustion engine) | #4 Lime Kiln Turning Gear | Distillate Fuel Oil No. 2 | Methane (Co2 eq) | 0 | 0 | C
322120 | 1000258 | 2023 | RICE (Reciprocating internal combustion engine) | #4 Lime Kiln Turning Gear | Distillate Fuel Oil No. 2 | Nitrous Oxide | 0 | 0 | C
322120 | 1000258 | 2023 | RICE (Reciprocating internal combustion engine) | #4 Lime Kiln Turning Gear | Distillate Fuel Oil No. 2 | Nitrous Oxide (Co2 eq) | 0 | 0 | C
322120 | 1000258 | 2023 | Pulp Mill Lime Kiln | Lime Kiln 4 |  | Carbon Dioxide Biogenic (Spent Liquor) | 0 |  | AA
322120 | 1000258 | 2023 | Pulp Mill Lime Kiln | Lime Kiln 4 |  | Carbon Dioxide Non-Biogenic | 28128 |  | AA
322120 | 1000258 | 2023 | Pulp Mill Lime Kiln | Lime Kiln 4 |  | Methane | 1.43 |  | AA
322120 | 1000258 | 2023 | Pulp Mill Lime Kiln | Lime Kiln 4 |  | Methane Spent Liquor | 0 |  | AA
322120 | 1000258 | 2023 | Pulp Mill Lime Kiln | Lime Kiln 4 |  | Nitrous Oxide | 0 |  | AA
322120 | 1000258 | 2023 | Pulp Mill Lime Kiln | Lime Kiln 4 |  | Nitrous Oxide Spent Liquor | 0 |  | AA
322120 | 1000258 | 2023 | OB (Boiler, other) | Natural Gas Package Boiler | Natural Gas (Weighted U.S. Average) | Carbon Dioxide Biogenic | 0 | 0 | C
322120 | 1000258 | 2023 | OB (Boiler, other) | Natural Gas Package Boiler | Natural Gas (Weighted U.S. Average) | Carbon Dioxide Non-Biogenic | 3691.8 | 0 | C
322120 | 1000258 | 2023 | OB (Boiler, other) | Natural Gas Package Boiler | Natural Gas (Weighted U.S. Average) | Carbon Dioxide Total | 3691.8 | 0 | C
322120 | 1000258 | 2023 | OB (Boiler, other) | Natural Gas Package Boiler | Natural Gas (Weighted U.S. Average) | Methane | 0.07 | 0 | C
322120 | 1000258 | 2023 | OB (Boiler, other) | Natural Gas Package Boiler | Natural Gas (Weighted U.S. Average) | Methane (Co2 eq) | 1.7 | 0 | C
322120 | 1000258 | 2023 | OB (Boiler, other) | Natural Gas Package Boiler | Natural Gas (Weighted U.S. Average) | Nitrous Oxide | 0.007 | 0 | C
322120 | 1000258 | 2023 | OB (Boiler, other) | Natural Gas Package Boiler | Natural Gas (Weighted U.S. Average) | Nitrous Oxide (Co2 eq) | 2.1 | 0 | C
322120 | 1000258 | 2023 | Chemical Recovery Furnace | Recovery Boiler 6 |  | Carbon Dioxide Biogenic (Spent Liquor) | 596830.1 |  | AA | [9 empty] | 48 | 1977 | B&W | 3.6 |  | 2 | SR | 1700 | 1500 | 875
322120 | 1000258 | 2023 | Chemical Recovery Furnace | Recovery Boiler 6 |  | Carbon Dioxide Non-Biogenic | 69095.5 |  | AA | [9 empty] | 48 | 1977 | B&W | 3.6 |  | 2 | SR | 1700 | 1500 | 875
322120 | 1000258 | 2023 | Chemical Recovery Furnace | Recovery Boiler 6 |  | Methane | 1.3 |  | AA | [9 empty] | 48 | 1977 | B&W | 3.6 |  | 2 | SR | 1700 | 1500 | 875
322120 | 1000258 | 2023 | Chemical Recovery Furnace | Recovery Boiler 6 |  | Methane Spent Liquor | 12.01 |  | AA | [9 empty] | 48 | 1977 | B&W | 3.6 |  | 2 | SR | 1700 | 1500 | 875
322120 | 1000258 | 2023 | Chemical Recovery Furnace | Recovery Boiler 6 |  | Nitrous Oxide | 0.13 |  | AA | [9 empty] | 48 | 1977 | B&W | 3.6 |  | 2 | SR | 1700 | 1500 | 875
322120 | 1000258 | 2023 | Chemical Recovery Furnace | Recovery Boiler 6 |  | Nitrous Oxide Spent Liquor | 2.655 |  | AA | [9 empty] | 48 | 1977 | B&W | 3.6 |  | 2 | SR | 1700 | 1500 | 875
311221 | 1000261 | 2023 | OB (Boiler, other) | B10 | Natural Gas (Weighted U.S. Average) | Carbon Dioxide Biogenic | 0 | 0 | C
311221 | 1000261 | 2023 | OB (Boiler, other) | B10 | Natural Gas (Weighted U.S. Average) | Carbon Dioxide Non-Biogenic | 165047.2 | 0 | C
311221 | 1000261 | 2023 | OB (Boiler, other) | B10 | Natural Gas (Weighted U.S. Average) | Carbon Dioxide Total | 165047.2 | 0 | C
311221 | 1000261 | 2023 | OB (Boiler, other) | B10 | Natural Gas (Weighted U.S. Average) | Methane | 3.11 | 0 | C
311221 | 1000261 | 2023 | OB (Boiler, other) | B10 | Natural Gas (Weighted U.S. Average) | Methane (Co2 eq) | 77.8 | 0 | C
311221 | 1000261 | 2023 | OB (Boiler, other) | B10 | Natural Gas (Weighted U.S. Average) | Nitrous Oxide | 0.311 | 0 | C
311221 | 1000261 | 2023 | OB (Boiler, other) | B10 | Natural Gas (Weighted U.S. Average) | Nitrous Oxide (Co2 eq) | 92.7 | 0 | C
311221 | 1000261 | 2023 | OB (Boiler, other) | Boiler 6 | Natural Gas (Weighted U.S. Average) | Carbon Dioxide Biogenic | 0 | 0 | C
311221 | 1000261 | 2023 | OB (Boiler, other) | Boiler 6 | Natural Gas (Weighted U.S. Average) | Carbon Dioxide Non-Biogenic | 100800.4 | 0 | C
311221 | 1000261 | 2023 | OB (Boiler, other) | Boiler 6 | Natural Gas (Weighted U.S. Average) | Carbon Dioxide Total | 100800.4 | 0 | C
311221 | 1000261 | 2023 | OB (Boiler, other) | Boiler 6 | Natural Gas (Weighted U.S. Average) | Methane | 1.9 | 0 | C
311221 | 1000261 | 2023 | OB (Boiler, other) | Boiler 6 | Natural Gas (Weighted U.S. Average) | Methane (Co2 eq) | 47.5 | 0 | C
311221 | 1000261 | 2023 | OB (Boiler, other) | Boiler 6 | Natural Gas (Weighted U.S. Average) | Nitrous Oxide | 0.19 | 0 | C
311221 | 1000261 | 2023 | OB (Boiler, other) | Boiler 6 | Natural Gas (Weighted U.S. Average) | Nitrous Oxide (Co2 eq) | 56.6 | 0 | C
311221 | 1000261 | 2023 | OB (Boiler, other) | Boiler 7 | Natural Gas (Weighted U.S. Average) | Carbon Dioxide Biogenic | 0 | 0 | C
311221 | 1000261 | 2023 | OB (Boiler, other) | Boiler 7 | Natural Gas (Weighted U.S. Average) | Carbon Dioxide Non-Biogenic | 97742.9 | 0 | C
311221 | 1000261 | 2023 | OB (Boiler, other) | Boiler 7 | Natural Gas (Weighted U.S. Average) | Carbon Dioxide Total | 97742.9 | 0 | C
311221 | 1000261 | 2023 | OB (Boiler, other) | Boiler 7 | Natural Gas (Weighted U.S. Average) | Methane | 1.84 | 0 | C
311221 | 1000261 | 2023 | OB (Boiler, other) | Boiler 7 | Natural Gas (Weighted U.S. Average) | Methane (Co2 eq) | 46.1 | 0 | C
311221 | 1000261 | 2023 | OB (Boiler, other) | Boiler 7 | Natural Gas (Weighted U.S. Average) | Nitrous Oxide | 0.184 | 0 | C
311221 | 1000261 | 2023 | OB (Boiler, other) | Boiler 7 | Natural Gas (Weighted U.S. Average) | Nitrous Oxide (Co2 eq) | 54.9 | 0 | C
311221 | 1000261 | 2023 | OB (Boiler, other) | Boiler 8 | Natural Gas (Weighted U.S. Average) | Carbon Dioxide Biogenic | 0 | 0 | C
311221 | 1000261 | 2023 | OB (Boiler, other) | Boiler 8 | Natural Gas (Weighted U.S. Average) | Carbon Dioxide Non-Biogenic | 124381.9 | 0 | C
311221 | 1000261 | 2023 | OB (Boiler, other) | Boiler 8 | Natural Gas (Weighted U.S. Average) | Carbon Dioxide Total | 124381.9 | 0 | C
311221 | 1000261 | 2023 | OB (Boiler, other) | Boiler 8 | Natural Gas (Weighted U.S. Average) | Methane | 2.34 | 0 | C
311221 | 1000261 | 2023 | OB (Boiler, other) | Boiler 8 | Natural Gas (Weighted U.S. Average) | Methane (Co2 eq) | 58.6 | 0 | C
311221 | 1000261 | 2023 | OB (Boiler, other) | Boiler 8 | Natural Gas (Weighted U.S. Average) | Nitrous Oxide | 0.234 | 0 | C
311221 | 1000261 | 2023 | OB (Boiler, other) | Boiler 8 | Natural Gas (Weighted U.S. Average) | Nitrous Oxide (Co2 eq) | 69.9 | 0 | C
311221 | 1000261 | 2023 |  | GP-1 | Natural Gas (Weighted U.S. Average) | Carbon Dioxide Biogenic | 0 | 0 | C
311221 | 1000261 | 2023 |  | GP-1 | Natural Gas (Weighted U.S. Average) | Carbon Dioxide Non-Biogenic | 48007.3 | 0 | C
311221 | 1000261 | 2023 |  | GP-1 | Natural Gas (Weighted U.S. Average) | Carbon Dioxide Total | 48007.3 | 0 | C
311221 | 1000261 | 2023 |  | GP-1 | Natural Gas (Weighted U.S. Average) | Methane | 0.9 | 0 | C
311221 | 1000261 | 2023 |  | GP-1 | Natural Gas (Weighted U.S. Average) | Methane (Co2 eq) | 22.6 | 0 | C
311221 | 1000261 | 2023 |  | GP-1 | Natural Gas (Weighted U.S. Average) | Nitrous Oxide | 0.09 | 0 | C
311221 | 1000261 | 2023 |  | GP-1 | Natural Gas (Weighted U.S. Average) | Nitrous Oxide (Co2 eq) | 27 | 0 | C
322130 | 1000262 | 2023 |  | GP-CottontonSawmill | Propane | Carbon Dioxide Biogenic | 0 | 0 | C
322130 | 1000262 | 2023 |  | GP-CottontonSawmill | Propane | Carbon Dioxide Non-Biogenic | 63.8 | 0 | C
322130 | 1000262 | 2023 |  | GP-CottontonSawmill | Propane | Carbon Dioxide Total | 63.8 | 0 | C
322130 | 1000262 | 2023 |  | GP-CottontonSawmill | Propane | Methane | 0 | 0 | C
322130 | 1000262 | 2023 |  | GP-CottontonSawmill | Propane | Methane (Co2 eq) | 0.1 | 0 | C
322130 | 1000262 | 2023 |  | GP-CottontonSawmill | Propane | Nitrous Oxide | 0.001 | 0 | C
322130 | 1000262 | 2023 |  | GP-CottontonSawmill | Propane | Nitrous Oxide (Co2 eq) | 0.2 | 0 | C
322130 | 1000262 | 2023 |  | GP-CottontonSawmill | Wood and Wood Residuals (dry basis) | Carbon Dioxide Biogenic | 37288.3 | 0 | C
322130 | 1000262 | 2023 |  | GP-CottontonSawmill | Wood and Wood Residuals (dry basis) | Carbon Dioxide Non-Biogenic | 0 | 0 | C
322130 | 1000262 | 2023 |  | GP-CottontonSawmill | Wood and Wood Residuals (dry basis) | Carbon Dioxide Total | 37288.3 | 0 | C
322130 | 1000262 | 2023 |  | GP-CottontonSawmill | Wood and Wood Residuals (dry basis) | Methane | 2.86 | 0 | C
322130 | 1000262 | 2023 |  | GP-CottontonSawmill | Wood and Wood Residuals (dry basis) | Methane (Co2 eq) | 71.6 | 0 | C
322130 | 1000262 | 2023 |  | GP-CottontonSawmill | Wood and Wood Residuals (dry basis) | Nitrous Oxide | 1.431 | 0 | C
322130 | 1000262 | 2023 |  | GP-CottontonSawmill | Wood and Wood Residuals (dry basis) | Nitrous Oxide (Co2 eq) | 426.5 | 0 | C
322130 | 1000262 | 2023 |  | GP-TOUandPMCoaters | Natural Gas (Weighted U.S. Average) | Carbon Dioxide Biogenic | 0 | 0 | C
322130 | 1000262 | 2023 |  | GP-TOUandPMCoaters | Natural Gas (Weighted U.S. Average) | Carbon Dioxide Non-Biogenic | 29904.1 | 0 | C
322130 | 1000262 | 2023 |  | GP-TOUandPMCoaters | Natural Gas (Weighted U.S. Average) | Carbon Dioxide Total | 29904.1 | 0 | C
322130 | 1000262 | 2023 |  | GP-TOUandPMCoaters | Natural Gas (Weighted U.S. Average) | Methane | 0.56 | 0 | C
322130 | 1000262 | 2023 |  | GP-TOUandPMCoaters | Natural Gas (Weighted U.S. Average) | Methane (Co2 eq) | 14.1 | 0 | C
322130 | 1000262 | 2023 |  | GP-TOUandPMCoaters | Natural Gas (Weighted U.S. Average) | Nitrous Oxide | 0.056 | 0 | C
322130 | 1000262 | 2023 |  | GP-TOUandPMCoaters | Natural Gas (Weighted U.S. Average) | Nitrous Oxide (Co2 eq) | 16.8 | 0 | C
322130 | 1000262 | 2023 | CCCT (CC (Turbine, combined cycle)) | Gas Turbine | Natural Gas (Weighted U.S. Average) | Carbon Dioxide Biogenic | 0 | 0 | C
322130 | 1000262 | 2023 | CCCT (CC (Turbine, combined cycle)) | Gas Turbine | Natural Gas (Weighted U.S. Average) | Carbon Dioxide Non-Biogenic | 138752.2 | 0 | C
322130 | 1000262 | 2023 | CCCT (CC (Turbine, combined cycle)) | Gas Turbine | Natural Gas (Weighted U.S. Average) | Carbon Dioxide Total | 138752.2 | 0 | C
322130 | 1000262 | 2023 | CCCT (CC (Turbine, combined cycle)) | Gas Turbine | Natural Gas (Weighted U.S. Average) | Methane | 2.62 | 0 | C
322130 | 1000262 | 2023 | CCCT (CC (Turbine, combined cycle)) | Gas Turbine | Natural Gas (Weighted U.S. Average) | Methane (Co2 eq) | 65.4 | 0 | C
322130 | 1000262 | 2023 | CCCT (CC (Turbine, combined cycle)) | Gas Turbine | Natural Gas (Weighted U.S. Average) | Nitrous Oxide | 0.262 | 0 | C
322130 | 1000262 | 2023 | CCCT (CC (Turbine, combined cycle)) | Gas Turbine | Natural Gas (Weighted U.S. Average) | Nitrous Oxide (Co2 eq) | 77.9 | 0 | C
322130 | 1000262 | 2023 | Chemical Recovery Furnace | No 1. Recovery Furnace |  | Carbon Dioxide Biogenic (Spent Liquor) | 452949.7 |  | AA | [9 empty] | 59 | 1966 | B&W | 2.5 |  | 2 | SR | 1000 | 875
322130 | 1000262 | 2023 | Chemical Recovery Furnace | No 1. Recovery Furnace |  | Carbon Dioxide Non-Biogenic | 9366.2 |  | AA | [9 empty] | 59 | 1966 | B&W | 2.5 |  | 2 | SR | 1000 | 875
322130 | 1000262 | 2023 | Chemical Recovery Furnace | No 1. Recovery Furnace |  | Methane | 0.18 |  | AA | [9 empty] | 59 | 1966 | B&W | 2.5 |  | 2 | SR | 1000 | 875
322130 | 1000262 | 2023 | Chemical Recovery Furnace | No 1. Recovery Furnace |  | Methane Spent Liquor | 9.12 |  | AA | [9 empty] | 59 | 1966 | B&W | 2.5 |  | 2 | SR | 1000 | 875
322130 | 1000262 | 2023 | Chemical Recovery Furnace | No 1. Recovery Furnace |  | Nitrous Oxide | 0.018 |  | AA | [9 empty] | 59 | 1966 | B&W | 2.5 |  | 2 | SR | 1000 | 875
322130 | 1000262 | 2023 | Chemical Recovery Furnace | No 1. Recovery Furnace |  | Nitrous Oxide Spent Liquor | 2.017 |  | AA | [9 empty] | 59 | 1966 | B&W | 2.5 |  | 2 | SR | 1000 | 875
322130 | 1000262 | 2023 | Pulp Mill Lime Kiln | No. 1 Lime Kiln |  | Carbon Dioxide Biogenic (Spent Liquor) | 0 |  | AA
322130 | 1000262 | 2023 | Pulp Mill Lime Kiln | No. 1 Lime Kiln |  | Carbon Dioxide Non-Biogenic | 30645.1 |  | AA
322130 | 1000262 | 2023 | Pulp Mill Lime Kiln | No. 1 Lime Kiln |  | Methane | 1.56 |  | AA
322130 | 1000262 | 2023 | Pulp Mill Lime Kiln | No. 1 Lime Kiln |  | Methane Spent Liquor | 0 |  | AA
322130 | 1000262 | 2023 | Pulp Mill Lime Kiln | No. 1 Lime Kiln |  | Nitrous Oxide | 0 |  | AA
322130 | 1000262 | 2023 | Pulp Mill Lime Kiln | No. 1 Lime Kiln |  | Nitrous Oxide Spent Liquor | 0 |  | AA
322130 | 1000262 | 2023 | OB (Boiler, other) | No. 1 Power Boiler | Natural Gas (Weighted U.S. Average) | Carbon Dioxide Biogenic | 0 | 0 | C
322130 | 1000262 | 2023 | OB (Boiler, other) | No. 1 Power Boiler | Natural Gas (Weighted U.S. Average) | Carbon Dioxide Non-Biogenic | 34768.8 | 0 | C
322130 | 1000262 | 2023 | OB (Boiler, other) | No. 1 Power Boiler | Natural Gas (Weighted U.S. Average) | Carbon Dioxide Total | 34768.8 | 0 | C
322130 | 1000262 | 2023 | OB (Boiler, other) | No. 1 Power Boiler | Natural Gas (Weighted U.S. Average) | Methane | 0.66 | 0 | C
322130 | 1000262 | 2023 | OB (Boiler, other) | No. 1 Power Boiler | Natural Gas (Weighted U.S. Average) | Methane (Co2 eq) | 16.4 | 0 | C
322130 | 1000262 | 2023 | OB (Boiler, other) | No. 1 Power Boiler | Natural Gas (Weighted U.S. Average) | Nitrous Oxide | 0.066 | 0 | C
322130 | 1000262 | 2023 | OB (Boiler, other) | No. 1 Power Boiler | Natural Gas (Weighted U.S. Average) | Nitrous Oxide (Co2 eq) | 19.5 | 0 | C
322130 | 1000262 | 2023 | S (Stoker Boiler) | No. 1 Wood Residue Boiler | Natural Gas (Weighted U.S. Average) | Carbon Dioxide Biogenic | 0 | 0 | C
322130 | 1000262 | 2023 | S (Stoker Boiler) | No. 1 Wood Residue Boiler | Natural Gas (Weighted U.S. Average) | Carbon Dioxide Non-Biogenic | 11993.5 | 0 | C
322130 | 1000262 | 2023 | S (Stoker Boiler) | No. 1 Wood Residue Boiler | Natural Gas (Weighted U.S. Average) | Carbon Dioxide Total | 11993.5 | 0 | C
322130 | 1000262 | 2023 | S (Stoker Boiler) | No. 1 Wood Residue Boiler | Natural Gas (Weighted U.S. Average) | Methane | 0.23 | 0 | C
322130 | 1000262 | 2023 | S (Stoker Boiler) | No. 1 Wood Residue Boiler | Natural Gas (Weighted U.S. Average) | Methane (Co2 eq) | 5.7 | 0 | C
322130 | 1000262 | 2023 | S (Stoker Boiler) | No. 1 Wood Residue Boiler | Natural Gas (Weighted U.S. Average) | Nitrous Oxide | 0.023 | 0 | C
322130 | 1000262 | 2023 | S (Stoker Boiler) | No. 1 Wood Residue Boiler | Natural Gas (Weighted U.S. Average) | Nitrous Oxide (Co2 eq) | 6.7 | 0 | C
322130 | 1000262 | 2023 | S (Stoker Boiler) | No. 1 Wood Residue Boiler | Wood and Wood Residuals (dry basis) | Carbon Dioxide Biogenic | 123398.4 | 0 | C
322130 | 1000262 | 2023 | S (Stoker Boiler) | No. 1 Wood Residue Boiler | Wood and Wood Residuals (dry basis) | Carbon Dioxide Non-Biogenic | 0 | 0 | C
322130 | 1000262 | 2023 | S (Stoker Boiler) | No. 1 Wood Residue Boiler | Wood and Wood Residuals (dry basis) | Carbon Dioxide Total | 123398.4 | 0 | C
322130 | 1000262 | 2023 | S (Stoker Boiler) | No. 1 Wood Residue Boiler | Wood and Wood Residuals (dry basis) | Methane | 9.47 | 0 | C
322130 | 1000262 | 2023 | S (Stoker Boiler) | No. 1 Wood Residue Boiler | Wood and Wood Residuals (dry basis) | Methane (Co2 eq) | 236.8 | 0 | C
322130 | 1000262 | 2023 | S (Stoker Boiler) | No. 1 Wood Residue Boiler | Wood and Wood Residuals (dry basis) | Nitrous Oxide | 4.736 | 0 | C
322130 | 1000262 | 2023 | S (Stoker Boiler) | No. 1 Wood Residue Boiler | Wood and Wood Residuals (dry basis) | Nitrous Oxide (Co2 eq) | 1411.3 | 0 | C
322130 | 1000262 | 2023 | Pulp Mill Lime Kiln | No. 2 Lime Kiln |  | Carbon Dioxide Biogenic (Spent Liquor) | 0 |  | AA
322130 | 1000262 | 2023 | Pulp Mill Lime Kiln | No. 2 Lime Kiln |  | Carbon Dioxide Non-Biogenic | 34092.8 |  | AA
322130 | 1000262 | 2023 | Pulp Mill Lime Kiln | No. 2 Lime Kiln |  | Methane | 1.73 |  | AA
322130 | 1000262 | 2023 | Pulp Mill Lime Kiln | No. 2 Lime Kiln |  | Methane Spent Liquor | 0 |  | AA
322130 | 1000262 | 2023 | Pulp Mill Lime Kiln | No. 2 Lime Kiln |  | Nitrous Oxide | 0 |  | AA
322130 | 1000262 | 2023 | Pulp Mill Lime Kiln | No. 2 Lime Kiln |  | Nitrous Oxide Spent Liquor | 0 |  | AA
322130 | 1000262 | 2023 | Chemical Recovery Furnace | No. 2 Recovery Furnace |  | Carbon Dioxide Biogenic (Spent Liquor) | 546122.5 |  | AA | [9 empty] | 35 | 1990 | KV/TAM | 3.5 |  | 1 | SR | 1100 | 890
322130 | 1000262 | 2023 | Chemical Recovery Furnace | No. 2 Recovery Furnace |  | Carbon Dioxide Non-Biogenic | 8770.4 |  | AA | [9 empty] | 35 | 1990 | KV/TAM | 3.5 |  | 1 | SR | 1100 | 890
322130 | 1000262 | 2023 | Chemical Recovery Furnace | No. 2 Recovery Furnace |  | Methane | 0.17 |  | AA | [9 empty] | 35 | 1990 | KV/TAM | 3.5 |  | 1 | SR | 1100 | 890
322130 | 1000262 | 2023 | Chemical Recovery Furnace | No. 2 Recovery Furnace |  | Methane Spent Liquor | 11 |  | AA | [9 empty] | 35 | 1990 | KV/TAM | 3.5 |  | 1 | SR | 1100 | 890
322130 | 1000262 | 2023 | Chemical Recovery Furnace | No. 2 Recovery Furnace |  | Nitrous Oxide | 0.017 |  | AA | [9 empty] | 35 | 1990 | KV/TAM | 3.5 |  | 1 | SR | 1100 | 890
322130 | 1000262 | 2023 | Chemical Recovery Furnace | No. 2 Recovery Furnace |  | Nitrous Oxide Spent Liquor | 2.432 |  | AA | [9 empty] | 35 | 1990 | KV/TAM | 3.5 |  | 1 | SR | 1100 | 890
322130 | 1000262 | 2023 | S (Stoker Boiler) | No. 2 Wood Residue Boiler | Natural Gas (Weighted U.S. Average) | Carbon Dioxide Biogenic | 0 | 0 | C
322130 | 1000262 | 2023 | S (Stoker Boiler) | No. 2 Wood Residue Boiler | Natural Gas (Weighted U.S. Average) | Carbon Dioxide Non-Biogenic | 6653 | 0 | C
322130 | 1000262 | 2023 | S (Stoker Boiler) | No. 2 Wood Residue Boiler | Natural Gas (Weighted U.S. Average) | Carbon Dioxide Total | 6653 | 0 | C
322130 | 1000262 | 2023 | S (Stoker Boiler) | No. 2 Wood Residue Boiler | Natural Gas (Weighted U.S. Average) | Methane | 0.13 | 0 | C
322130 | 1000262 | 2023 | S (Stoker Boiler) | No. 2 Wood Residue Boiler | Natural Gas (Weighted U.S. Average) | Methane (Co2 eq) | 3.1 | 0 | C
322130 | 1000262 | 2023 | S (Stoker Boiler) | No. 2 Wood Residue Boiler | Natural Gas (Weighted U.S. Average) | Nitrous Oxide | 0.013 | 0 | C
322130 | 1000262 | 2023 | S (Stoker Boiler) | No. 2 Wood Residue Boiler | Natural Gas (Weighted U.S. Average) | Nitrous Oxide (Co2 eq) | 3.7 | 0 | C
322130 | 1000262 | 2023 | S (Stoker Boiler) | No. 2 Wood Residue Boiler | Wood and Wood Residuals (dry basis) | Carbon Dioxide Biogenic | 243492.4 | 0 | C
322130 | 1000262 | 2023 | S (Stoker Boiler) | No. 2 Wood Residue Boiler | Wood and Wood Residuals (dry basis) | Carbon Dioxide Non-Biogenic | 0 | 0 | C
322130 | 1000262 | 2023 | S (Stoker Boiler) | No. 2 Wood Residue Boiler | Wood and Wood Residuals (dry basis) | Carbon Dioxide Total | 243492.4 | 0 | C
322130 | 1000262 | 2023 | S (Stoker Boiler) | No. 2 Wood Residue Boiler | Wood and Wood Residuals (dry basis) | Methane | 18.69 | 0 | C
322130 | 1000262 | 2023 | S (Stoker Boiler) | No. 2 Wood Residue Boiler | Wood and Wood Residuals (dry basis) | Methane (Co2 eq) | 467.3 | 0 | C
322130 | 1000262 | 2023 | S (Stoker Boiler) | No. 2 Wood Residue Boiler | Wood and Wood Residuals (dry basis) | Nitrous Oxide | 9.345 | 0 | C
322130 | 1000262 | 2023 | S (Stoker Boiler) | No. 2 Wood Residue Boiler | Wood and Wood Residuals (dry basis) | Nitrous Oxide (Co2 eq) | 2784.8 | 0 | C
322130 | 1000262 | 2023 | S (Stoker Boiler) | No. 3 Wood Residue Boiler | Natural Gas (Weighted U.S. Average) | Carbon Dioxide Biogenic | 0 | 0 | C
322130 | 1000262 | 2023 | S (Stoker Boiler) | No. 3 Wood Residue Boiler | Natural Gas (Weighted U.S. Average) | Carbon Dioxide Non-Biogenic | 5506.8 | 0 | C
322130 | 1000262 | 2023 | S (Stoker Boiler) | No. 3 Wood Residue Boiler | Natural Gas (Weighted U.S. Average) | Carbon Dioxide Total | 5506.8 | 0 | C
322130 | 1000262 | 2023 | S (Stoker Boiler) | No. 3 Wood Residue Boiler | Natural Gas (Weighted U.S. Average) | Methane | 0.1 | 0 | C
322130 | 1000262 | 2023 | S (Stoker Boiler) | No. 3 Wood Residue Boiler | Natural Gas (Weighted U.S. Average) | Methane (Co2 eq) | 2.6 | 0 | C
322130 | 1000262 | 2023 | S (Stoker Boiler) | No. 3 Wood Residue Boiler | Natural Gas (Weighted U.S. Average) | Nitrous Oxide | 0.01 | 0 | C
322130 | 1000262 | 2023 | S (Stoker Boiler) | No. 3 Wood Residue Boiler | Natural Gas (Weighted U.S. Average) | Nitrous Oxide (Co2 eq) | 3.1 | 0 | C
322130 | 1000262 | 2023 | S (Stoker Boiler) | No. 3 Wood Residue Boiler | Wood and Wood Residuals (dry basis) | Carbon Dioxide Biogenic | 402962.6 | 0 | C
322130 | 1000262 | 2023 | S (Stoker Boiler) | No. 3 Wood Residue Boiler | Wood and Wood Residuals (dry basis) | Carbon Dioxide Non-Biogenic | 0 | 0 | C
322130 | 1000262 | 2023 | S (Stoker Boiler) | No. 3 Wood Residue Boiler | Wood and Wood Residuals (dry basis) | Carbon Dioxide Total | 402962.6 | 0 | C
322130 | 1000262 | 2023 | S (Stoker Boiler) | No. 3 Wood Residue Boiler | Wood and Wood Residuals (dry basis) | Methane | 30.93 | 0 | C
322130 | 1000262 | 2023 | S (Stoker Boiler) | No. 3 Wood Residue Boiler | Wood and Wood Residuals (dry basis) | Methane (Co2 eq) | 773.3 | 0 | C
322130 | 1000262 | 2023 | S (Stoker Boiler) | No. 3 Wood Residue Boiler | Wood and Wood Residuals (dry basis) | Nitrous Oxide | 15.466 | 0 | C
322130 | 1000262 | 2023 | S (Stoker Boiler) | No. 3 Wood Residue Boiler | Wood and Wood Residuals (dry basis) | Nitrous Oxide (Co2 eq) | 4608.7 | 0 | C
325199 | 1000272 | 2023 | OB (Boiler, other) | Boiler 26 | Natural Gas (Weighted U.S. Average) | Carbon Dioxide Biogenic | 0 | 635794158 | C
325199 | 1000272 | 2023 | OB (Boiler, other) | Boiler 26 | Natural Gas (Weighted U.S. Average) | Carbon Dioxide Non-Biogenic | 41042.8 | 635794158 | C
325199 | 1000272 | 2023 | OB (Boiler, other) | Boiler 26 | Natural Gas (Weighted U.S. Average) | Carbon Dioxide Total | 41042.8 | 635794158 | C
325199 | 1000272 | 2023 | OB (Boiler, other) | Boiler 26 | Natural Gas (Weighted U.S. Average) | Methane | 0.77 | 635794158 | C
325199 | 1000272 | 2023 | OB (Boiler, other) | Boiler 26 | Natural Gas (Weighted U.S. Average) | Methane (Co2 eq) | 19.3 | 635794158 | C
325199 | 1000272 | 2023 | OB (Boiler, other) | Boiler 26 | Natural Gas (Weighted U.S. Average) | Nitrous Oxide | 0.077 | 635794158 | C
325199 | 1000272 | 2023 | OB (Boiler, other) | Boiler 26 | Natural Gas (Weighted U.S. Average) | Nitrous Oxide (Co2 eq) | 23.1 | 635794158 | C
325199 | 1000272 | 2023 | OB (Boiler, other) | Boiler 27 | Natural Gas (Weighted U.S. Average) | Carbon Dioxide Biogenic | 0 | 632385299.1 | C
325199 | 1000272 | 2023 | OB (Boiler, other) | Boiler 27 | Natural Gas (Weighted U.S. Average) | Carbon Dioxide Non-Biogenic | 41387.1 | 632385299.1 | C
325199 | 1000272 | 2023 | OB (Boiler, other) | Boiler 27 | Natural Gas (Weighted U.S. Average) | Carbon Dioxide Total | 41387.1 | 632385299.1 | C
325199 | 1000272 | 2023 | OB (Boiler, other) | Boiler 27 | Natural Gas (Weighted U.S. Average) | Methane | 0.78 | 632385299.1 | C
325199 | 1000272 | 2023 | OB (Boiler, other) | Boiler 27 | Natural Gas (Weighted U.S. Average) | Methane (Co2 eq) | 19.5 | 632385299.1 | C
325199 | 1000272 | 2023 | OB (Boiler, other) | Boiler 27 | Natural Gas (Weighted U.S. Average) | Nitrous Oxide | 0.078 | 632385299.1 | C
325199 | 1000272 | 2023 | OB (Boiler, other) | Boiler 27 | Natural Gas (Weighted U.S. Average) | Nitrous Oxide (Co2 eq) | 23.2 | 632385299.1 | C
322130 | 1000273 | 2023 | S (Stoker Boiler) | PWR05 | Natural Gas (Weighted U.S. Average) | Carbon Dioxide Biogenic | 0 | 272619700 | C
322130 | 1000273 | 2023 | S (Stoker Boiler) | PWR05 | Natural Gas (Weighted U.S. Average) | Carbon Dioxide Non-Biogenic | 16089.2642 | 272619700 | C
322130 | 1000273 | 2023 | S (Stoker Boiler) | PWR05 | Natural Gas (Weighted U.S. Average) | Carbon Dioxide Total | 16089.2642 | 272619700 | C
322130 | 1000273 | 2023 | S (Stoker Boiler) | PWR05 | Natural Gas (Weighted U.S. Average) | Methane | 0.30323 | 272619700 | C
322130 | 1000273 | 2023 | S (Stoker Boiler) | PWR05 | Natural Gas (Weighted U.S. Average) | Methane (Co2 eq) | 7.5807 | 272619700 | C
322130 | 1000273 | 2023 | S (Stoker Boiler) | PWR05 | Natural Gas (Weighted U.S. Average) | Nitrous Oxide | 0.030323 | 272619700 | C
322130 | 1000273 | 2023 | S (Stoker Boiler) | PWR05 | Natural Gas (Weighted U.S. Average) | Nitrous Oxide (Co2 eq) | 9.0362 | 272619700 | C
322130 | 1000273 | 2023 | S (Stoker Boiler) | PWR05 | Wood and Wood Residuals (dry basis) | Carbon Dioxide Biogenic | 120672.1821 | 0 | C
322130 | 1000273 | 2023 | S (Stoker Boiler) | PWR05 | Wood and Wood Residuals (dry basis) | Carbon Dioxide Non-Biogenic | 0 | 0 | C
322130 | 1000273 | 2023 | S (Stoker Boiler) | PWR05 | Wood and Wood Residuals (dry basis) | Carbon Dioxide Total | 120672.1821 | 0 | C
322130 | 1000273 | 2023 | S (Stoker Boiler) | PWR05 | Wood and Wood Residuals (dry basis) | Methane | 9.2627 | 0 | C
322130 | 1000273 | 2023 | S (Stoker Boiler) | PWR05 | Wood and Wood Residuals (dry basis) | Methane (Co2 eq) | 231.5671 | 0 | C
322130 | 1000273 | 2023 | S (Stoker Boiler) | PWR05 | Wood and Wood Residuals (dry basis) | Nitrous Oxide | 4.6313 | 0 | C
322130 | 1000273 | 2023 | S (Stoker Boiler) | PWR05 | Wood and Wood Residuals (dry basis) | Nitrous Oxide (Co2 eq) | 1380.1398 | 0 | C
322130 | 1000273 | 2023 | S (Stoker Boiler) | PWR05 |  | Carbon Dioxide Biogenic | 0 | 15572 | C
322130 | 1000273 | 2023 | S (Stoker Boiler) | PWR05 |  | Carbon Dioxide Non-Biogenic | 8218.3648 | 15572 | C
322130 | 1000273 | 2023 | S (Stoker Boiler) | PWR05 |  | Carbon Dioxide Total | 8218.3648 | 15572 | C
322130 | 1000273 | 2023 | S (Stoker Boiler) | PWR05 |  | Methane | 0 | 15572 | C
322130 | 1000273 | 2023 | S (Stoker Boiler) | PWR05 |  | Methane (Co2 eq) | 0 | 15572 | C
322130 | 1000273 | 2023 | S (Stoker Boiler) | PWR05 |  | Nitrous Oxide | 0 | 15572 | C
322130 | 1000273 | 2023 | S (Stoker Boiler) | PWR05 |  | Nitrous Oxide (Co2 eq) | 0 | 15572 | C
322130 | 1000273 | 2023 | OB (Boiler, other) | PWR06 | Natural Gas (Weighted U.S. Average) | Carbon Dioxide Biogenic | 0 | 1340900550 | C
322130 | 1000273 | 2023 | OB (Boiler, other) | PWR06 | Natural Gas (Weighted U.S. Average) | Carbon Dioxide Non-Biogenic | 78792.2518 | 1340900550 | C
322130 | 1000273 | 2023 | OB (Boiler, other) | PWR06 | Natural Gas (Weighted U.S. Average) | Carbon Dioxide Total | 78792.2518 | 1340900550 | C
322130 | 1000273 | 2023 | OB (Boiler, other) | PWR06 | Natural Gas (Weighted U.S. Average) | Methane | 1.485 | 1340900550 | C
322130 | 1000273 | 2023 | OB (Boiler, other) | PWR06 | Natural Gas (Weighted U.S. Average) | Methane (Co2 eq) | 37.1241 | 1340900550 | C
322130 | 1000273 | 2023 | OB (Boiler, other) | PWR06 | Natural Gas (Weighted U.S. Average) | Nitrous Oxide | 0.1485 | 1340900550 | C
322130 | 1000273 | 2023 | OB (Boiler, other) | PWR06 | Natural Gas (Weighted U.S. Average) | Nitrous Oxide (Co2 eq) | 44.252 | 1340900550 | C
322130 | 1000273 | 2023 | OB (Boiler, other) | PWR07 | Natural Gas (Weighted U.S. Average) | Carbon Dioxide Biogenic | 0 | 1183097210 | C
322130 | 1000273 | 2023 | OB (Boiler, other) | PWR07 | Natural Gas (Weighted U.S. Average) | Carbon Dioxide Non-Biogenic | 69470.64 | 1183097210 | C
322130 | 1000273 | 2023 | OB (Boiler, other) | PWR07 | Natural Gas (Weighted U.S. Average) | Carbon Dioxide Total | 69470.64 | 1183097210 | C
322130 | 1000273 | 2023 | OB (Boiler, other) | PWR07 | Natural Gas (Weighted U.S. Average) | Methane | 1.3093 | 1183097210 | C
322130 | 1000273 | 2023 | OB (Boiler, other) | PWR07 | Natural Gas (Weighted U.S. Average) | Methane (Co2 eq) | 32.7321 | 1183097210 | C
322130 | 1000273 | 2023 | OB (Boiler, other) | PWR07 | Natural Gas (Weighted U.S. Average) | Nitrous Oxide | 0.13093 | 1183097210 | C
322130 | 1000273 | 2023 | OB (Boiler, other) | PWR07 | Natural Gas (Weighted U.S. Average) | Nitrous Oxide (Co2 eq) | 39.0167 | 1183097210 | C
322130 | 1000273 | 2023 | Chemical Recovery Combustion Unit | REC13 |  | Carbon Dioxide Biogenic (Spent Liquor) | 41986.726 |  | AA | [9 empty] | 16 | 2009 | B&W | 0.4 | 0.4 | 1 | SR | 750 | 600 | 749
322130 | 1000273 | 2023 | Chemical Recovery Combustion Unit | REC13 |  | Carbon Dioxide Non-Biogenic | 4300.7642 |  | AA | [9 empty] | 16 | 2009 | B&W | 0.4 | 0.4 | 1 | SR | 750 | 600 | 749
322130 | 1000273 | 2023 | Chemical Recovery Combustion Unit | REC13 |  | Methane | 0.081055 |  | AA | [9 empty] | 16 | 2009 | B&W | 0.4 | 0.4 | 1 | SR | 750 | 600 | 749
322130 | 1000273 | 2023 | Chemical Recovery Combustion Unit | REC13 |  | Methane Spent Liquor | 0.881 |  | AA | [9 empty] | 16 | 2009 | B&W | 0.4 | 0.4 | 1 | SR | 750 | 600 | 749
322130 | 1000273 | 2023 | Chemical Recovery Combustion Unit | REC13 |  | Nitrous Oxide | 0.0081055 |  | AA | [9 empty] | 16 | 2009 | B&W | 0.4 | 0.4 | 1 | SR | 750 | 600 | 749
322130 | 1000273 | 2023 | Chemical Recovery Combustion Unit | REC13 |  | Nitrous Oxide Spent Liquor | 0.19475 |  | AA | [9 empty] | 16 | 2009 | B&W | 0.4 | 0.4 | 1 | SR | 750 | 600 | 749
325211 | 1000276 | 2023 |  | GP-1 | Distillate Fuel Oil No. 2 | Carbon Dioxide Biogenic | 0 | 38850 | C
325211 | 1000276 | 2023 |  | GP-1 | Distillate Fuel Oil No. 2 | Carbon Dioxide Non-Biogenic | 396.5 | 38850 | C
325211 | 1000276 | 2023 |  | GP-1 | Distillate Fuel Oil No. 2 | Carbon Dioxide Total | 396.5 | 38850 | C
325211 | 1000276 | 2023 |  | GP-1 | Distillate Fuel Oil No. 2 | Methane | 0.02 | 38850 | C
325211 | 1000276 | 2023 |  | GP-1 | Distillate Fuel Oil No. 2 | Methane (Co2 eq) | 0.4 | 38850 | C
325211 | 1000276 | 2023 |  | GP-1 | Distillate Fuel Oil No. 2 | Nitrous Oxide | 0.003 | 38850 | C
325211 | 1000276 | 2023 |  | GP-1 | Distillate Fuel Oil No. 2 | Nitrous Oxide (Co2 eq) | 1 | 38850 | C
325211 | 1000276 | 2023 |  | GP-1 | Natural Gas (Weighted U.S. Average) | Carbon Dioxide Biogenic | 0 | 0 | C
325211 | 1000276 | 2023 |  | GP-1 | Natural Gas (Weighted U.S. Average) | Carbon Dioxide Non-Biogenic | 38939.5 | 0 | C
325211 | 1000276 | 2023 |  | GP-1 | Natural Gas (Weighted U.S. Average) | Carbon Dioxide Total | 38939.5 | 0 | C
325211 | 1000276 | 2023 |  | GP-1 | Natural Gas (Weighted U.S. Average) | Methane | 0.73 | 0 | C
325211 | 1000276 | 2023 |  | GP-1 | Natural Gas (Weighted U.S. Average) | Methane (Co2 eq) | 18.4 | 0 | C
325211 | 1000276 | 2023 |  | GP-1 | Natural Gas (Weighted U.S. Average) | Nitrous Oxide | 0.073 | 0 | C
325211 | 1000276 | 2023 |  | GP-1 | Natural Gas (Weighted U.S. Average) | Nitrous Oxide (Co2 eq) | 21.9 | 0 | C
325180 | 1000297 | 2023 | OB (Boiler, other) | Boiler 6351 | Natural Gas (Weighted U.S. Average) | Carbon Dioxide Biogenic | 0 | 785000 | C
325180 | 1000297 | 2023 | OB (Boiler, other) | Boiler 6351 | Natural Gas (Weighted U.S. Average) | Carbon Dioxide Non-Biogenic | 42.7 | 785000 | C
325180 | 1000297 | 2023 | OB (Boiler, other) | Boiler 6351 | Natural Gas (Weighted U.S. Average) | Carbon Dioxide Total | 42.7 | 785000 | C
325180 | 1000297 | 2023 | OB (Boiler, other) | Boiler 6351 | Natural Gas (Weighted U.S. Average) | Methane | 0 | 785000 | C
325180 | 1000297 | 2023 | OB (Boiler, other) | Boiler 6351 | Natural Gas (Weighted U.S. Average) | Methane (Co2 eq) | 0 | 785000 | C
325180 | 1000297 | 2023 | OB (Boiler, other) | Boiler 6351 | Natural Gas (Weighted U.S. Average) | Nitrous Oxide | 0 | 785000 | C
325180 | 1000297 | 2023 | OB (Boiler, other) | Boiler 6351 | Natural Gas (Weighted U.S. Average) | Nitrous Oxide (Co2 eq) | 0 | 785000 | C
325180 | 1000297 | 2023 | OB (Boiler, other) | Source 003 | Natural Gas (Weighted U.S. Average) | Carbon Dioxide Biogenic | 0 | 7474000 | C
325180 | 1000297 | 2023 | OB (Boiler, other) | Source 003 | Natural Gas (Weighted U.S. Average) | Carbon Dioxide Non-Biogenic | 406.9 | 7474000 | C
325180 | 1000297 | 2023 | OB (Boiler, other) | Source 003 | Natural Gas (Weighted U.S. Average) | Carbon Dioxide Total | 406.9 | 7474000 | C
325180 | 1000297 | 2023 | OB (Boiler, other) | Source 003 | Natural Gas (Weighted U.S. Average) | Methane | 0.01 | 7474000 | C
325180 | 1000297 | 2023 | OB (Boiler, other) | Source 003 | Natural Gas (Weighted U.S. Average) | Methane (Co2 eq) | 0.2 | 7474000 | C
325180 | 1000297 | 2023 | OB (Boiler, other) | Source 003 | Natural Gas (Weighted U.S. Average) | Nitrous Oxide | 0.001 | 7474000 | C
325180 | 1000297 | 2023 | OB (Boiler, other) | Source 003 | Natural Gas (Weighted U.S. Average) | Nitrous Oxide (Co2 eq) | 0.2 | 7474000 | C
325180 | 1000297 | 2023 | OB (Boiler, other) | Source 031 | Natural Gas (Weighted U.S. Average) | Carbon Dioxide Biogenic | 0 | 47356000 | C
325180 | 1000297 | 2023 | OB (Boiler, other) | Source 031 | Natural Gas (Weighted U.S. Average) | Carbon Dioxide Non-Biogenic | 2578 | 47356000 | C
325180 | 1000297 | 2023 | OB (Boiler, other) | Source 031 | Natural Gas (Weighted U.S. Average) | Carbon Dioxide Total | 2578 | 47356000 | C
325180 | 1000297 | 2023 | OB (Boiler, other) | Source 031 | Natural Gas (Weighted U.S. Average) | Methane | 0.05 | 47356000 | C
325180 | 1000297 | 2023 | OB (Boiler, other) | Source 031 | Natural Gas (Weighted U.S. Average) | Methane (Co2 eq) | 1.2 | 47356000 | C
325180 | 1000297 | 2023 | OB (Boiler, other) | Source 031 | Natural Gas (Weighted U.S. Average) | Nitrous Oxide | 0.005 | 47356000 | C
325180 | 1000297 | 2023 | OB (Boiler, other) | Source 031 | Natural Gas (Weighted U.S. Average) | Nitrous Oxide (Co2 eq) | 1.4 | 47356000 | C
325180 | 1000297 | 2023 | PD (Product or intermediate product dryer) | Source 101 | Natural Gas (Weighted U.S. Average) | Carbon Dioxide Biogenic | 0 | 132356000 | C
325180 | 1000297 | 2023 | PD (Product or intermediate product dryer) | Source 101 | Natural Gas (Weighted U.S. Average) | Carbon Dioxide Non-Biogenic | 7205.4 | 132356000 | C
325180 | 1000297 | 2023 | PD (Product or intermediate product dryer) | Source 101 | Natural Gas (Weighted U.S. Average) | Carbon Dioxide Total | 7205.4 | 132356000 | C
325180 | 1000297 | 2023 | PD (Product or intermediate product dryer) | Source 101 | Natural Gas (Weighted U.S. Average) | Methane | 0.14 | 132356000 | C
325180 | 1000297 | 2023 | PD (Product or intermediate product dryer) | Source 101 | Natural Gas (Weighted U.S. Average) | Methane (Co2 eq) | 3.4 | 132356000 | C
325180 | 1000297 | 2023 | PD (Product or intermediate product dryer) | Source 101 | Natural Gas (Weighted U.S. Average) | Nitrous Oxide | 0.014 | 132356000 | C
325180 | 1000297 | 2023 | PD (Product or intermediate product dryer) | Source 101 | Natural Gas (Weighted U.S. Average) | Nitrous Oxide (Co2 eq) | 4 | 132356000 | C
325180 | 1000297 | 2023 | PD (Product or intermediate product dryer) | Source 109 | Natural Gas (Weighted U.S. Average) | Carbon Dioxide Biogenic | 0 | 19146000 | C
325180 | 1000297 | 2023 | PD (Product or intermediate product dryer) | Source 109 | Natural Gas (Weighted U.S. Average) | Carbon Dioxide Non-Biogenic | 1042.3 | 19146000 | C
325180 | 1000297 | 2023 | PD (Product or intermediate product dryer) | Source 109 | Natural Gas (Weighted U.S. Average) | Carbon Dioxide Total | 1042.3 | 19146000 | C
325180 | 1000297 | 2023 | PD (Product or intermediate product dryer) | Source 109 | Natural Gas (Weighted U.S. Average) | Methane | 0.02 | 19146000 | C
325180 | 1000297 | 2023 | PD (Product or intermediate product dryer) | Source 109 | Natural Gas (Weighted U.S. Average) | Methane (Co2 eq) | 0.5 | 19146000 | C
325180 | 1000297 | 2023 | PD (Product or intermediate product dryer) | Source 109 | Natural Gas (Weighted U.S. Average) | Nitrous Oxide | 0.002 | 19146000 | C
325180 | 1000297 | 2023 | PD (Product or intermediate product dryer) | Source 109 | Natural Gas (Weighted U.S. Average) | Nitrous Oxide (Co2 eq) | 0.6 | 19146000 | C
325180 | 1000297 | 2023 | PD (Product or intermediate product dryer) | Source 112 | Natural Gas (Weighted U.S. Average) | Carbon Dioxide Biogenic | 0 | 130492000 | C
325180 | 1000297 | 2023 | PD (Product or intermediate product dryer) | Source 112 | Natural Gas (Weighted U.S. Average) | Carbon Dioxide Non-Biogenic | 7103.9 | 130492000 | C
325180 | 1000297 | 2023 | PD (Product or intermediate product dryer) | Source 112 | Natural Gas (Weighted U.S. Average) | Carbon Dioxide Total | 7103.9 | 130492000 | C
325180 | 1000297 | 2023 | PD (Product or intermediate product dryer) | Source 112 | Natural Gas (Weighted U.S. Average) | Methane | 0.13 | 130492000 | C
325180 | 1000297 | 2023 | PD (Product or intermediate product dryer) | Source 112 | Natural Gas (Weighted U.S. Average) | Methane (Co2 eq) | 3.4 | 130492000 | C
325180 | 1000297 | 2023 | PD (Product or intermediate product dryer) | Source 112 | Natural Gas (Weighted U.S. Average) | Nitrous Oxide | 0.013 | 130492000 | C
325180 | 1000297 | 2023 | PD (Product or intermediate product dryer) | Source 112 | Natural Gas (Weighted U.S. Average) | Nitrous Oxide (Co2 eq) | 4 | 130492000 | C
325180 | 1000297 | 2023 | PD (Product or intermediate product dryer) | Source 114 | Natural Gas (Weighted U.S. Average) | Carbon Dioxide Biogenic | 0 | 141538000 | C
325180 | 1000297 | 2023 | PD (Product or intermediate product dryer) | Source 114 | Natural Gas (Weighted U.S. Average) | Carbon Dioxide Non-Biogenic | 7705.3 | 141538000 | C
325180 | 1000297 | 2023 | PD (Product or intermediate product dryer) | Source 114 | Natural Gas (Weighted U.S. Average) | Carbon Dioxide Total | 7705.3 | 141538000 | C
325180 | 1000297 | 2023 | PD (Product or intermediate product dryer) | Source 114 | Natural Gas (Weighted U.S. Average) | Methane | 0.15 | 141538000 | C
325180 | 1000297 | 2023 | PD (Product or intermediate product dryer) | Source 114 | Natural Gas (Weighted U.S. Average) | Methane (Co2 eq) | 3.6 | 141538000 | C
325180 | 1000297 | 2023 | PD (Product or intermediate product dryer) | Source 114 | Natural Gas (Weighted U.S. Average) | Nitrous Oxide | 0.015 | 141538000 | C
325180 | 1000297 | 2023 | PD (Product or intermediate product dryer) | Source 114 | Natural Gas (Weighted U.S. Average) | Nitrous Oxide (Co2 eq) | 4.3 | 141538000 | C
311221 | 1000304 | 2023 |  | GP-Wahpeton01 | Natural Gas (Weighted U.S. Average) | Carbon Dioxide Biogenic | 0 | 0 | C
311221 | 1000304 | 2023 |  | GP-Wahpeton01 | Natural Gas (Weighted U.S. Average) | Carbon Dioxide Non-Biogenic | 54356.2 | 0 | C
311221 | 1000304 | 2023 |  | GP-Wahpeton01 | Natural Gas (Weighted U.S. Average) | Carbon Dioxide Total | 54356.2 | 0 | C
311221 | 1000304 | 2023 |  | GP-Wahpeton01 | Natural Gas (Weighted U.S. Average) | Methane | 1.02 | 0 | C
311221 | 1000304 | 2023 |  | GP-Wahpeton01 | Natural Gas (Weighted U.S. Average) | Methane (Co2 eq) | 25.6 | 0 | C
311221 | 1000304 | 2023 |  | GP-Wahpeton01 | Natural Gas (Weighted U.S. Average) | Nitrous Oxide | 0.102 | 0 | C
311221 | 1000304 | 2023 |  | GP-Wahpeton01 | Natural Gas (Weighted U.S. Average) | Nitrous Oxide (Co2 eq) | 30.5 | 0 | C
311221 | 1000304 | 2023 |  | GP-Wahpeton01 | Other Biomass Gases | Carbon Dioxide Biogenic | 1443.8 | 0 | C
311221 | 1000304 | 2023 |  | GP-Wahpeton01 | Other Biomass Gases | Carbon Dioxide Non-Biogenic | 0 | 0 | C
311221 | 1000304 | 2023 |  | GP-Wahpeton01 | Other Biomass Gases | Carbon Dioxide Total | 1443.8 | 0 | C
311221 | 1000304 | 2023 |  | GP-Wahpeton01 | Other Biomass Gases | Methane | 0.09 | 0 | C
311221 | 1000304 | 2023 |  | GP-Wahpeton01 | Other Biomass Gases | Methane (Co2 eq) | 2.2 | 0 | C
311221 | 1000304 | 2023 |  | GP-Wahpeton01 | Other Biomass Gases | Nitrous Oxide | 0.017 | 0 | C
311221 | 1000304 | 2023 |  | GP-Wahpeton01 | Other Biomass Gases | Nitrous Oxide (Co2 eq) | 5.2 | 0 | C
322110 | 1000305 | 2023 | OB (Boiler, other) | X038 | Natural Gas (Weighted U.S. Average) | Carbon Dioxide Biogenic | 0 | 1071594046 | C
322110 | 1000305 | 2023 | OB (Boiler, other) | X038 | Natural Gas (Weighted U.S. Average) | Carbon Dioxide Non-Biogenic | 58052.8 | 1071594046 | C
322110 | 1000305 | 2023 | OB (Boiler, other) | X038 | Natural Gas (Weighted U.S. Average) | Carbon Dioxide Total | 58052.8 | 1071594046 | C
322110 | 1000305 | 2023 | OB (Boiler, other) | X038 | Natural Gas (Weighted U.S. Average) | Methane | 1.09 | 1071594046 | C
322110 | 1000305 | 2023 | OB (Boiler, other) | X038 | Natural Gas (Weighted U.S. Average) | Methane (Co2 eq) | 27.4 | 1071594046 | C
322110 | 1000305 | 2023 | OB (Boiler, other) | X038 | Natural Gas (Weighted U.S. Average) | Nitrous Oxide | 0.109 | 1071594046 | C
322110 | 1000305 | 2023 | OB (Boiler, other) | X038 | Natural Gas (Weighted U.S. Average) | Nitrous Oxide (Co2 eq) | 32.6 | 1071594046 | C
322110 | 1000305 | 2023 | OB (Boiler, other) | X039 | Natural Gas (Weighted U.S. Average) | Carbon Dioxide Biogenic | 0 | 1087249313.0166 | C
322110 | 1000305 | 2023 | OB (Boiler, other) | X039 | Natural Gas (Weighted U.S. Average) | Carbon Dioxide Non-Biogenic | 58900.9 | 1087249313.0166 | C
322110 | 1000305 | 2023 | OB (Boiler, other) | X039 | Natural Gas (Weighted U.S. Average) | Carbon Dioxide Total | 58900.9 | 1087249313.0166 | C
322110 | 1000305 | 2023 | OB (Boiler, other) | X039 | Natural Gas (Weighted U.S. Average) | Methane | 1.11 | 1087249313.0166 | C
322110 | 1000305 | 2023 | OB (Boiler, other) | X039 | Natural Gas (Weighted U.S. Average) | Methane (Co2 eq) | 27.8 | 1087249313.0166 | C
322110 | 1000305 | 2023 | OB (Boiler, other) | X039 | Natural Gas (Weighted U.S. Average) | Nitrous Oxide | 0.111 | 1087249313.0166 | C
322110 | 1000305 | 2023 | OB (Boiler, other) | X039 | Natural Gas (Weighted U.S. Average) | Nitrous Oxide (Co2 eq) | 33.1 | 1087249313.0166 | C
322110 | 1000305 | 2023 | Chemical Recovery Furnace | Z003 |  | Carbon Dioxide Biogenic (Spent Liquor) | 644564.6 |  | AA | [9 empty] | 49 | 1976 | CE | 3.2 | 3.85 | 2 |  | 600 1080 | 550 | 750
322110 | 1000305 | 2023 | Chemical Recovery Furnace | Z003 |  | Carbon Dioxide Non-Biogenic | 13441.1 |  | AA | [9 empty] | 49 | 1976 | CE | 3.2 | 3.85 | 2 |  | 600 1080 | 550 | 750
322110 | 1000305 | 2023 | Chemical Recovery Furnace | Z003 |  | Methane | 0.25 |  | AA | [9 empty] | 49 | 1976 | CE | 3.2 | 3.85 | 2 |  | 600 1080 | 550 | 750
322110 | 1000305 | 2023 | Chemical Recovery Furnace | Z003 |  | Methane Spent Liquor | 12.97 |  | AA | [9 empty] | 49 | 1976 | CE | 3.2 | 3.85 | 2 |  | 600 1080 | 550 | 750
322110 | 1000305 | 2023 | Chemical Recovery Furnace | Z003 |  | Nitrous Oxide | 0.025 |  | AA | [9 empty] | 49 | 1976 | CE | 3.2 | 3.85 | 2 |  | 600 1080 | 550 | 750
322110 | 1000305 | 2023 | Chemical Recovery Furnace | Z003 |  | Nitrous Oxide Spent Liquor | 2.868 |  | AA | [9 empty] | 49 | 1976 | CE | 3.2 | 3.85 | 2 |  | 600 1080 | 550 | 750
322110 | 1000305 | 2023 | Pulp Mill Lime Kiln | Z032 |  | Carbon Dioxide Biogenic (Spent Liquor) | 0 |  | AA
322110 | 1000305 | 2023 | Pulp Mill Lime Kiln | Z032 |  | Carbon Dioxide Non-Biogenic | 23144.7 |  | AA
322110 | 1000305 | 2023 | Pulp Mill Lime Kiln | Z032 |  | Methane | 1.18 |  | AA
322110 | 1000305 | 2023 | Pulp Mill Lime Kiln | Z032 |  | Methane Spent Liquor | 0 |  | AA
322110 | 1000305 | 2023 | Pulp Mill Lime Kiln | Z032 |  | Nitrous Oxide | 0 |  | AA
322110 | 1000305 | 2023 | Pulp Mill Lime Kiln | Z032 |  | Nitrous Oxide Spent Liquor | 0 |  | AA
322120 | 1000311 | 2023 | BFB (Boiler, bubbling fluidized bed) | Bubbling Fluidized Bed Multi-fuel Boiler | Natural Gas (Weighted U.S. Average) | Carbon Dioxide Biogenic | 0 | 0 | C
322120 | 1000311 | 2023 | BFB (Boiler, bubbling fluidized bed) | Bubbling Fluidized Bed Multi-fuel Boiler | Natural Gas (Weighted U.S. Average) | Carbon Dioxide Non-Biogenic | 0 | 0 | C
322120 | 1000311 | 2023 | BFB (Boiler, bubbling fluidized bed) | Bubbling Fluidized Bed Multi-fuel Boiler | Natural Gas (Weighted U.S. Average) | Carbon Dioxide Total | 0 | 0 | C
322120 | 1000311 | 2023 | BFB (Boiler, bubbling fluidized bed) | Bubbling Fluidized Bed Multi-fuel Boiler | Natural Gas (Weighted U.S. Average) | Methane | 0 | 0 | C
322120 | 1000311 | 2023 | BFB (Boiler, bubbling fluidized bed) | Bubbling Fluidized Bed Multi-fuel Boiler | Natural Gas (Weighted U.S. Average) | Methane (Co2 eq) | 0 | 0 | C
322120 | 1000311 | 2023 | BFB (Boiler, bubbling fluidized bed) | Bubbling Fluidized Bed Multi-fuel Boiler | Natural Gas (Weighted U.S. Average) | Nitrous Oxide | 0 | 0 | C
322120 | 1000311 | 2023 | BFB (Boiler, bubbling fluidized bed) | Bubbling Fluidized Bed Multi-fuel Boiler | Natural Gas (Weighted U.S. Average) | Nitrous Oxide (Co2 eq) | 0 | 0 | C
322120 | 1000311 | 2023 | BFB (Boiler, bubbling fluidized bed) | Bubbling Fluidized Bed Multi-fuel Boiler | Tires | Carbon Dioxide Biogenic | 0 | 0 | C
322120 | 1000311 | 2023 | BFB (Boiler, bubbling fluidized bed) | Bubbling Fluidized Bed Multi-fuel Boiler | Tires | Carbon Dioxide Non-Biogenic | 0 | 0 | C
322120 | 1000311 | 2023 | BFB (Boiler, bubbling fluidized bed) | Bubbling Fluidized Bed Multi-fuel Boiler | Tires | Carbon Dioxide Total | 0 | 0 | C
322120 | 1000311 | 2023 | BFB (Boiler, bubbling fluidized bed) | Bubbling Fluidized Bed Multi-fuel Boiler | Tires | Methane | 0 | 0 | C
322120 | 1000311 | 2023 | BFB (Boiler, bubbling fluidized bed) | Bubbling Fluidized Bed Multi-fuel Boiler | Tires | Methane (Co2 eq) | 0 | 0 | C
322120 | 1000311 | 2023 | BFB (Boiler, bubbling fluidized bed) | Bubbling Fluidized Bed Multi-fuel Boiler | Tires | Nitrous Oxide | 0 | 0 | C
322120 | 1000311 | 2023 | BFB (Boiler, bubbling fluidized bed) | Bubbling Fluidized Bed Multi-fuel Boiler | Tires | Nitrous Oxide (Co2 eq) | 0 | 0 | C
322120 | 1000311 | 2023 | BFB (Boiler, bubbling fluidized bed) | Bubbling Fluidized Bed Multi-fuel Boiler | Wood and Wood Residuals (dry basis) | Carbon Dioxide Biogenic | 0 | 0 | C
322120 | 1000311 | 2023 | BFB (Boiler, bubbling fluidized bed) | Bubbling Fluidized Bed Multi-fuel Boiler | Wood and Wood Residuals (dry basis) | Carbon Dioxide Non-Biogenic | 0 | 0 | C
322120 | 1000311 | 2023 | BFB (Boiler, bubbling fluidized bed) | Bubbling Fluidized Bed Multi-fuel Boiler | Wood and Wood Residuals (dry basis) | Carbon Dioxide Total | 0 | 0 | C
322120 | 1000311 | 2023 | BFB (Boiler, bubbling fluidized bed) | Bubbling Fluidized Bed Multi-fuel Boiler | Wood and Wood Residuals (dry basis) | Methane | 0 | 0 | C
322120 | 1000311 | 2023 | BFB (Boiler, bubbling fluidized bed) | Bubbling Fluidized Bed Multi-fuel Boiler | Wood and Wood Residuals (dry basis) | Methane (Co2 eq) | 0 | 0 | C
322120 | 1000311 | 2023 | BFB (Boiler, bubbling fluidized bed) | Bubbling Fluidized Bed Multi-fuel Boiler | Wood and Wood Residuals (dry basis) | Nitrous Oxide | 0 | 0 | C
322120 | 1000311 | 2023 | BFB (Boiler, bubbling fluidized bed) | Bubbling Fluidized Bed Multi-fuel Boiler | Wood and Wood Residuals (dry basis) | Nitrous Oxide (Co2 eq) | 0 | 0 | C
322120 | 1000311 | 2023 |  | GP-1 | Kerosene | Carbon Dioxide Biogenic | 0 | 0 | C
322120 | 1000311 | 2023 |  | GP-1 | Kerosene | Carbon Dioxide Non-Biogenic | 0 | 0 | C
322120 | 1000311 | 2023 |  | GP-1 | Kerosene | Carbon Dioxide Total | 0 | 0 | C
322120 | 1000311 | 2023 |  | GP-1 | Kerosene | Methane | 0 | 0 | C
322120 | 1000311 | 2023 |  | GP-1 | Kerosene | Methane (Co2 eq) | 0 | 0 | C
322120 | 1000311 | 2023 |  | GP-1 | Kerosene | Nitrous Oxide | 0 | 0 | C
322120 | 1000311 | 2023 |  | GP-1 | Kerosene | Nitrous Oxide (Co2 eq) | 0 | 0 | C
322120 | 1000311 | 2023 |  | GP-1 | Natural Gas (Weighted U.S. Average) | Carbon Dioxide Biogenic | 0 | 0 | C
322120 | 1000311 | 2023 |  | GP-1 | Natural Gas (Weighted U.S. Average) | Carbon Dioxide Non-Biogenic | 0 | 0 | C
322120 | 1000311 | 2023 |  | GP-1 | Natural Gas (Weighted U.S. Average) | Carbon Dioxide Total | 0 | 0 | C
322120 | 1000311 | 2023 |  | GP-1 | Natural Gas (Weighted U.S. Average) | Methane | 0 | 0 | C
322120 | 1000311 | 2023 |  | GP-1 | Natural Gas (Weighted U.S. Average) | Methane (Co2 eq) | 0 | 0 | C
322120 | 1000311 | 2023 |  | GP-1 | Natural Gas (Weighted U.S. Average) | Nitrous Oxide | 0 | 0 | C
322120 | 1000311 | 2023 |  | GP-1 | Natural Gas (Weighted U.S. Average) | Nitrous Oxide (Co2 eq) | 0 | 0 | C
322120 | 1000311 | 2023 | OB (Boiler, other) | Package Boiler | Natural Gas (Weighted U.S. Average) | Carbon Dioxide Biogenic | 0 | 635647869 | C
322120 | 1000311 | 2023 | OB (Boiler, other) | Package Boiler | Natural Gas (Weighted U.S. Average) | Carbon Dioxide Non-Biogenic | 34604.4 | 635647869 | C
322120 | 1000311 | 2023 | OB (Boiler, other) | Package Boiler | Natural Gas (Weighted U.S. Average) | Carbon Dioxide Total | 34604.4 | 635647869 | C
322120 | 1000311 | 2023 | OB (Boiler, other) | Package Boiler | Natural Gas (Weighted U.S. Average) | Methane | 0.65 | 635647869 | C
322120 | 1000311 | 2023 | OB (Boiler, other) | Package Boiler | Natural Gas (Weighted U.S. Average) | Methane (Co2 eq) | 16.3 | 635647869 | C
322120 | 1000311 | 2023 | OB (Boiler, other) | Package Boiler | Natural Gas (Weighted U.S. Average) | Nitrous Oxide | 0.065 | 635647869 | C
322120 | 1000311 | 2023 | OB (Boiler, other) | Package Boiler | Natural Gas (Weighted U.S. Average) | Nitrous Oxide (Co2 eq) | 19.4 | 635647869 | C
322120 | 1000311 | 2023 | PCWD (Pulverized coal, wall-fired, dry bottom) | Power Boiler No. 1 | Natural Gas (Weighted U.S. Average) | Carbon Dioxide Biogenic | 0 | 0 | C
322120 | 1000311 | 2023 | PCWD (Pulverized coal, wall-fired, dry bottom) | Power Boiler No. 1 | Natural Gas (Weighted U.S. Average) | Carbon Dioxide Non-Biogenic | 0 | 0 | C
322120 | 1000311 | 2023 | PCWD (Pulverized coal, wall-fired, dry bottom) | Power Boiler No. 1 | Natural Gas (Weighted U.S. Average) | Carbon Dioxide Total | 0 | 0 | C
322120 | 1000311 | 2023 | PCWD (Pulverized coal, wall-fired, dry bottom) | Power Boiler No. 1 | Natural Gas (Weighted U.S. Average) | Methane | 0 | 0 | C
322120 | 1000311 | 2023 | PCWD (Pulverized coal, wall-fired, dry bottom) | Power Boiler No. 1 | Natural Gas (Weighted U.S. Average) | Methane (Co2 eq) | 0 | 0 | C
322120 | 1000311 | 2023 | PCWD (Pulverized coal, wall-fired, dry bottom) | Power Boiler No. 1 | Natural Gas (Weighted U.S. Average) | Nitrous Oxide | 0 | 0 | C
322120 | 1000311 | 2023 | PCWD (Pulverized coal, wall-fired, dry bottom) | Power Boiler No. 1 | Natural Gas (Weighted U.S. Average) | Nitrous Oxide (Co2 eq) | 0 | 0 | C
322120 | 1000311 | 2023 | PCWD (Pulverized coal, wall-fired, dry bottom) | Power Boiler No. 2 | Natural Gas (Weighted U.S. Average) | Carbon Dioxide Biogenic |  | 0 | C
322120 | 1000311 | 2023 | PCWD (Pulverized coal, wall-fired, dry bottom) | Power Boiler No. 2 | Natural Gas (Weighted U.S. Average) | Carbon Dioxide Non-Biogenic | 0 | 0 | C
322120 | 1000311 | 2023 | PCWD (Pulverized coal, wall-fired, dry bottom) | Power Boiler No. 2 | Natural Gas (Weighted U.S. Average) | Carbon Dioxide Total | 0 | 0 | C
322120 | 1000311 | 2023 | PCWD (Pulverized coal, wall-fired, dry bottom) | Power Boiler No. 2 | Natural Gas (Weighted U.S. Average) | Methane | 0 | 0 | C
322120 | 1000311 | 2023 | PCWD (Pulverized coal, wall-fired, dry bottom) | Power Boiler No. 2 | Natural Gas (Weighted U.S. Average) | Methane (Co2 eq) | 0 | 0 | C
322120 | 1000311 | 2023 | PCWD (Pulverized coal, wall-fired, dry bottom) | Power Boiler No. 2 | Natural Gas (Weighted U.S. Average) | Nitrous Oxide | 0 | 0 | C
322120 | 1000311 | 2023 | PCWD (Pulverized coal, wall-fired, dry bottom) | Power Boiler No. 2 | Natural Gas (Weighted U.S. Average) | Nitrous Oxide (Co2 eq) | 0 | 0 | C
322120 | 1000311 | 2023 | PCWD (Pulverized coal, wall-fired, dry bottom) | Power Boiler No. 3 | Natural Gas (Weighted U.S. Average) | Carbon Dioxide Biogenic |  | 0 | C
322120 | 1000311 | 2023 | PCWD (Pulverized coal, wall-fired, dry bottom) | Power Boiler No. 3 | Natural Gas (Weighted U.S. Average) | Carbon Dioxide Non-Biogenic | 0 | 0 | C
322120 | 1000311 | 2023 | PCWD (Pulverized coal, wall-fired, dry bottom) | Power Boiler No. 3 | Natural Gas (Weighted U.S. Average) | Carbon Dioxide Total | 0 | 0 | C
322120 | 1000311 | 2023 | PCWD (Pulverized coal, wall-fired, dry bottom) | Power Boiler No. 3 | Natural Gas (Weighted U.S. Average) | Methane | 0 | 0 | C
322120 | 1000311 | 2023 | PCWD (Pulverized coal, wall-fired, dry bottom) | Power Boiler No. 3 | Natural Gas (Weighted U.S. Average) | Methane (Co2 eq) | 0 | 0 | C
322120 | 1000311 | 2023 | PCWD (Pulverized coal, wall-fired, dry bottom) | Power Boiler No. 3 | Natural Gas (Weighted U.S. Average) | Nitrous Oxide | 0 | 0 | C
322120 | 1000311 | 2023 | PCWD (Pulverized coal, wall-fired, dry bottom) | Power Boiler No. 3 | Natural Gas (Weighted U.S. Average) | Nitrous Oxide (Co2 eq) | 0 | 0 | C
322130 | 1000319 | 2023 |  | GP-01 | Liquefied petroleum gases (LPG) | Carbon Dioxide Biogenic | 0 | 4362 | C
322130 | 1000319 | 2023 |  | GP-01 | Liquefied petroleum gases (LPG) | Carbon Dioxide Non-Biogenic | 24.8 | 4362 | C
322130 | 1000319 | 2023 |  | GP-01 | Liquefied petroleum gases (LPG) | Carbon Dioxide Total | 24.8 | 4362 | C
322130 | 1000319 | 2023 |  | GP-01 | Liquefied petroleum gases (LPG) | Methane | 0 | 4362 | C
322130 | 1000319 | 2023 |  | GP-01 | Liquefied petroleum gases (LPG) | Methane (Co2 eq) | 0 | 4362 | C
322130 | 1000319 | 2023 |  | GP-01 | Liquefied petroleum gases (LPG) | Nitrous Oxide | 0 | 4362 | C
322130 | 1000319 | 2023 |  | GP-01 | Liquefied petroleum gases (LPG) | Nitrous Oxide (Co2 eq) | 0.1 | 4362 | C
322130 | 1000319 | 2023 |  | GP-01 | Natural Gas (Weighted U.S. Average) | Carbon Dioxide Biogenic | 0 | 20816559 | C
322130 | 1000319 | 2023 |  | GP-01 | Natural Gas (Weighted U.S. Average) | Carbon Dioxide Non-Biogenic | 1138.1 | 20816559 | C
322130 | 1000319 | 2023 |  | GP-01 | Natural Gas (Weighted U.S. Average) | Carbon Dioxide Total | 1138.1 | 20816559 | C
322130 | 1000319 | 2023 |  | GP-01 | Natural Gas (Weighted U.S. Average) | Methane | 0.02 | 20816559 | C
322130 | 1000319 | 2023 |  | GP-01 | Natural Gas (Weighted U.S. Average) | Methane (Co2 eq) | 0.5 | 20816559 | C
322130 | 1000319 | 2023 |  | GP-01 | Natural Gas (Weighted U.S. Average) | Nitrous Oxide | 0.002 | 20816559 | C
322130 | 1000319 | 2023 |  | GP-01 | Natural Gas (Weighted U.S. Average) | Nitrous Oxide (Co2 eq) | 0.6 | 20816559 | C
322130 | 1000319 | 2023 | Pulp Mill Lime Kiln | LK1 |  | Carbon Dioxide Biogenic (Spent Liquor) | 0 |  | AA
322130 | 1000319 | 2023 | Pulp Mill Lime Kiln | LK1 |  | Carbon Dioxide Non-Biogenic | 22141.3 |  | AA
322130 | 1000319 | 2023 | Pulp Mill Lime Kiln | LK1 |  | Methane | 1.13 |  | AA
322130 | 1000319 | 2023 | Pulp Mill Lime Kiln | LK1 |  | Methane Spent Liquor | 0 |  | AA
322130 | 1000319 | 2023 | Pulp Mill Lime Kiln | LK1 |  | Nitrous Oxide | 0 |  | AA
322130 | 1000319 | 2023 | Pulp Mill Lime Kiln | LK1 |  | Nitrous Oxide Spent Liquor | 0 |  | AA
322130 | 1000319 | 2023 | Pulp Mill Lime Kiln | LK2 |  | Carbon Dioxide Biogenic (Spent Liquor) | 0 |  | AA
322130 | 1000319 | 2023 | Pulp Mill Lime Kiln | LK2 |  | Carbon Dioxide Non-Biogenic | 26773.1 |  | AA
322130 | 1000319 | 2023 | Pulp Mill Lime Kiln | LK2 |  | Methane | 1.36 |  | AA
322130 | 1000319 | 2023 | Pulp Mill Lime Kiln | LK2 |  | Methane Spent Liquor | 0 |  | AA
322130 | 1000319 | 2023 | Pulp Mill Lime Kiln | LK2 |  | Nitrous Oxide | 0 |  | AA
322130 | 1000319 | 2023 | Pulp Mill Lime Kiln | LK2 |  | Nitrous Oxide Spent Liquor | 0 |  | AA
322130 | 1000319 | 2023 | S (Stoker Boiler) | PB1 | Natural Gas (Weighted U.S. Average) | Carbon Dioxide Biogenic | 0 | 0 | C
322130 | 1000319 | 2023 | S (Stoker Boiler) | PB1 | Natural Gas (Weighted U.S. Average) | Carbon Dioxide Non-Biogenic | 0 | 0 | C
322130 | 1000319 | 2023 | S (Stoker Boiler) | PB1 | Natural Gas (Weighted U.S. Average) | Carbon Dioxide Total | 0 | 0 | C
322130 | 1000319 | 2023 | S (Stoker Boiler) | PB1 | Natural Gas (Weighted U.S. Average) | Methane | 0 | 0 | C
322130 | 1000319 | 2023 | S (Stoker Boiler) | PB1 | Natural Gas (Weighted U.S. Average) | Methane (Co2 eq) | 0 | 0 | C
322130 | 1000319 | 2023 | S (Stoker Boiler) | PB1 | Natural Gas (Weighted U.S. Average) | Nitrous Oxide | 0 | 0 | C
322130 | 1000319 | 2023 | S (Stoker Boiler) | PB1 | Natural Gas (Weighted U.S. Average) | Nitrous Oxide (Co2 eq) | 0 | 0 | C
322130 | 1000319 | 2023 | S (Stoker Boiler) | PB3 | Natural Gas (Weighted U.S. Average) | Carbon Dioxide Biogenic | 0 | 353585759 | C
322130 | 1000319 | 2023 | S (Stoker Boiler) | PB3 | Natural Gas (Weighted U.S. Average) | Carbon Dioxide Non-Biogenic | 19335.6 | 353585759 | C
322130 | 1000319 | 2023 | S (Stoker Boiler) | PB3 | Natural Gas (Weighted U.S. Average) | Carbon Dioxide Total | 19335.6 | 353585759 | C
322130 | 1000319 | 2023 | S (Stoker Boiler) | PB3 | Natural Gas (Weighted U.S. Average) | Methane | 0.36 | 353585759 | C
322130 | 1000319 | 2023 | S (Stoker Boiler) | PB3 | Natural Gas (Weighted U.S. Average) | Methane (Co2 eq) | 9.1 | 353585759 | C
322130 | 1000319 | 2023 | S (Stoker Boiler) | PB3 | Natural Gas (Weighted U.S. Average) | Nitrous Oxide | 0.036 | 353585759 | C
322130 | 1000319 | 2023 | S (Stoker Boiler) | PB3 | Natural Gas (Weighted U.S. Average) | Nitrous Oxide (Co2 eq) | 10.9 | 353585759 | C
322130 | 1000319 | 2023 | S (Stoker Boiler) | PB3 | Wood and Wood Residuals (dry basis) | Carbon Dioxide Biogenic | 6174.8 | 3766 | C
322130 | 1000319 | 2023 | S (Stoker Boiler) | PB3 | Wood and Wood Residuals (dry basis) | Carbon Dioxide Non-Biogenic | 0 | 3766 | C
322130 | 1000319 | 2023 | S (Stoker Boiler) | PB3 | Wood and Wood Residuals (dry basis) | Carbon Dioxide Total | 6174.8 | 3766 | C
322130 | 1000319 | 2023 | S (Stoker Boiler) | PB3 | Wood and Wood Residuals (dry basis) | Methane | 0.47 | 3766 | C
322130 | 1000319 | 2023 | S (Stoker Boiler) | PB3 | Wood and Wood Residuals (dry basis) | Methane (Co2 eq) | 11.8 | 3766 | C
322130 | 1000319 | 2023 | S (Stoker Boiler) | PB3 | Wood and Wood Residuals (dry basis) | Nitrous Oxide | 0.237 | 3766 | C
322130 | 1000319 | 2023 | S (Stoker Boiler) | PB3 | Wood and Wood Residuals (dry basis) | Nitrous Oxide (Co2 eq) | 70.6 | 3766 | C
322130 | 1000319 | 2023 | S (Stoker Boiler) | PB4 | Bituminous | Carbon Dioxide Biogenic | 0 | 0 | C
322130 | 1000319 | 2023 | S (Stoker Boiler) | PB4 | Bituminous | Carbon Dioxide Non-Biogenic | 0 | 0 | C
322130 | 1000319 | 2023 | S (Stoker Boiler) | PB4 | Bituminous | Carbon Dioxide Total | 0 | 0 | C
322130 | 1000319 | 2023 | S (Stoker Boiler) | PB4 | Bituminous | Methane | 7.74 | 0 | C
322130 | 1000319 | 2023 | S (Stoker Boiler) | PB4 | Bituminous | Methane (Co2 eq) | 193.6 | 0 | C
322130 | 1000319 | 2023 | S (Stoker Boiler) | PB4 | Bituminous | Nitrous Oxide | 1.127 | 0 | C
322130 | 1000319 | 2023 | S (Stoker Boiler) | PB4 | Bituminous | Nitrous Oxide (Co2 eq) | 335.7 | 0 | C
322130 | 1000319 | 2023 | S (Stoker Boiler) | PB4 | Natural Gas (Weighted U.S. Average) | Carbon Dioxide Biogenic | 0 | 0 | C
322130 | 1000319 | 2023 | S (Stoker Boiler) | PB4 | Natural Gas (Weighted U.S. Average) | Carbon Dioxide Non-Biogenic | 0 | 0 | C
322130 | 1000319 | 2023 | S (Stoker Boiler) | PB4 | Natural Gas (Weighted U.S. Average) | Carbon Dioxide Total | 0 | 0 | C
322130 | 1000319 | 2023 | S (Stoker Boiler) | PB4 | Natural Gas (Weighted U.S. Average) | Methane | 0.19 | 0 | C
322130 | 1000319 | 2023 | S (Stoker Boiler) | PB4 | Natural Gas (Weighted U.S. Average) | Methane (Co2 eq) | 4.8 | 0 | C
322130 | 1000319 | 2023 | S (Stoker Boiler) | PB4 | Natural Gas (Weighted U.S. Average) | Nitrous Oxide | 0.019 | 0 | C
322130 | 1000319 | 2023 | S (Stoker Boiler) | PB4 | Natural Gas (Weighted U.S. Average) | Nitrous Oxide (Co2 eq) | 5.8 | 0 | C
322130 | 1000319 | 2023 | S (Stoker Boiler) | PB4 | Wood and Wood Residuals (dry basis) | Carbon Dioxide Biogenic | 0 | 0 | C
322130 | 1000319 | 2023 | S (Stoker Boiler) | PB4 | Wood and Wood Residuals (dry basis) | Carbon Dioxide Non-Biogenic | 0 | 0 | C
322130 | 1000319 | 2023 | S (Stoker Boiler) | PB4 | Wood and Wood Residuals (dry basis) | Carbon Dioxide Total | 0 | 0 | C
322130 | 1000319 | 2023 | S (Stoker Boiler) | PB4 | Wood and Wood Residuals (dry basis) | Methane | 37.52 | 0 | C
322130 | 1000319 | 2023 | S (Stoker Boiler) | PB4 | Wood and Wood Residuals (dry basis) | Methane (Co2 eq) | 937.9 | 0 | C
322130 | 1000319 | 2023 | S (Stoker Boiler) | PB4 | Wood and Wood Residuals (dry basis) | Nitrous Oxide | 18.759 | 0 | C
322130 | 1000319 | 2023 | S (Stoker Boiler) | PB4 | Wood and Wood Residuals (dry basis) | Nitrous Oxide (Co2 eq) | 5590.1 | 0 | C
322130 | 1000319 | 2023 | Chemical Recovery Furnace | RF1 |  | Carbon Dioxide Biogenic (Spent Liquor) | 1360872.4 |  | AA | [9 empty] | 51 | 1974 | B&W | 3 | 3.8 | 2 | SR | 950 | 650 | 750
322130 | 1000319 | 2023 | Chemical Recovery Furnace | RF1 |  | Carbon Dioxide Non-Biogenic | 6986.4 |  | AA | [9 empty] | 51 | 1974 | B&W | 3 | 3.8 | 2 | SR | 950 | 650 | 750
322130 | 1000319 | 2023 | Chemical Recovery Furnace | RF1 |  | Methane | 0.24 |  | AA | [9 empty] | 51 | 1974 | B&W | 3 | 3.8 | 2 | SR | 950 | 650 | 750
322130 | 1000319 | 2023 | Chemical Recovery Furnace | RF1 |  | Methane Spent Liquor | 27.4 |  | AA | [9 empty] | 51 | 1974 | B&W | 3 | 3.8 | 2 | SR | 950 | 650 | 750
322130 | 1000319 | 2023 | Chemical Recovery Furnace | RF1 |  | Nitrous Oxide | 0.043 |  | AA | [9 empty] | 51 | 1974 | B&W | 3 | 3.8 | 2 | SR | 950 | 650 | 750
322130 | 1000319 | 2023 | Chemical Recovery Furnace | RF1 |  | Nitrous Oxide Spent Liquor | 6.054 |  | AA | [9 empty] | 51 | 1974 | B&W | 3 | 3.8 | 2 | SR | 950 | 650 | 750
322130 | 1000319 | 2023 | TODF (Thermal oxidizer, direct fired, no heat recovery) | TO | Natural Gas (Weighted U.S. Average) | Carbon Dioxide Biogenic | 0 | 11936113 | C
322130 | 1000319 | 2023 | TODF (Thermal oxidizer, direct fired, no heat recovery) | TO | Natural Gas (Weighted U.S. Average) | Carbon Dioxide Non-Biogenic | 652.6 | 11936113 | C
322130 | 1000319 | 2023 | TODF (Thermal oxidizer, direct fired, no heat recovery) | TO | Natural Gas (Weighted U.S. Average) | Carbon Dioxide Total | 652.6 | 11936113 | C
322130 | 1000319 | 2023 | TODF (Thermal oxidizer, direct fired, no heat recovery) | TO | Natural Gas (Weighted U.S. Average) | Methane | 0.01 | 11936113 | C
322130 | 1000319 | 2023 | TODF (Thermal oxidizer, direct fired, no heat recovery) | TO | Natural Gas (Weighted U.S. Average) | Methane (Co2 eq) | 0.3 | 11936113 | C
322130 | 1000319 | 2023 | TODF (Thermal oxidizer, direct fired, no heat recovery) | TO | Natural Gas (Weighted U.S. Average) | Nitrous Oxide | 0.001 | 11936113 | C
322130 | 1000319 | 2023 | TODF (Thermal oxidizer, direct fired, no heat recovery) | TO | Natural Gas (Weighted U.S. Average) | Nitrous Oxide (Co2 eq) | 0.4 | 11936113 | C
322120 | 1000324 | 2023 | OB (Boiler, other) | Hog Fuel Boiler | Natural Gas (Weighted U.S. Average) | Carbon Dioxide Biogenic | 0 | 0 | C
322120 | 1000324 | 2023 | OB (Boiler, other) | Hog Fuel Boiler | Natural Gas (Weighted U.S. Average) | Carbon Dioxide Non-Biogenic | 6154.6 | 0 | C
322120 | 1000324 | 2023 | OB (Boiler, other) | Hog Fuel Boiler | Natural Gas (Weighted U.S. Average) | Carbon Dioxide Total | 6154.6 | 0 | C
322120 | 1000324 | 2023 | OB (Boiler, other) | Hog Fuel Boiler | Natural Gas (Weighted U.S. Average) | Methane | 0.12 | 0 | C
322120 | 1000324 | 2023 | OB (Boiler, other) | Hog Fuel Boiler | Natural Gas (Weighted U.S. Average) | Methane (Co2 eq) | 2.9 | 0 | C
322120 | 1000324 | 2023 | OB (Boiler, other) | Hog Fuel Boiler | Natural Gas (Weighted U.S. Average) | Nitrous Oxide | 0.012 | 0 | C
322120 | 1000324 | 2023 | OB (Boiler, other) | Hog Fuel Boiler | Natural Gas (Weighted U.S. Average) | Nitrous Oxide (Co2 eq) | 3.5 | 0 | C
322120 | 1000324 | 2023 | OB (Boiler, other) | Hog Fuel Boiler | Wood and Wood Residuals (dry basis) | Carbon Dioxide Biogenic | 168458.2 | 0 | C
322120 | 1000324 | 2023 | OB (Boiler, other) | Hog Fuel Boiler | Wood and Wood Residuals (dry basis) | Carbon Dioxide Non-Biogenic | 0 | 0 | C
322120 | 1000324 | 2023 | OB (Boiler, other) | Hog Fuel Boiler | Wood and Wood Residuals (dry basis) | Carbon Dioxide Total | 168458.2 | 0 | C
322120 | 1000324 | 2023 | OB (Boiler, other) | Hog Fuel Boiler | Wood and Wood Residuals (dry basis) | Methane | 12.93 | 0 | C
322120 | 1000324 | 2023 | OB (Boiler, other) | Hog Fuel Boiler | Wood and Wood Residuals (dry basis) | Methane (Co2 eq) | 323.3 | 0 | C
322120 | 1000324 | 2023 | OB (Boiler, other) | Hog Fuel Boiler | Wood and Wood Residuals (dry basis) | Nitrous Oxide | 6.465 | 0 | C
322120 | 1000324 | 2023 | OB (Boiler, other) | Hog Fuel Boiler | Wood and Wood Residuals (dry basis) | Nitrous Oxide (Co2 eq) | 1926.7 | 0 | C
322120 | 1000324 | 2023 | ICI (Incinerator, commercial and industrial) | Incinerator | Natural Gas (Weighted U.S. Average) | Carbon Dioxide Biogenic | 0 | 0 | C
322120 | 1000324 | 2023 | ICI (Incinerator, commercial and industrial) | Incinerator | Natural Gas (Weighted U.S. Average) | Carbon Dioxide Non-Biogenic | 3769 | 0 | C
322120 | 1000324 | 2023 | ICI (Incinerator, commercial and industrial) | Incinerator | Natural Gas (Weighted U.S. Average) | Carbon Dioxide Total | 3769 | 0 | C
322120 | 1000324 | 2023 | ICI (Incinerator, commercial and industrial) | Incinerator | Natural Gas (Weighted U.S. Average) | Methane | 0.07 | 0 | C
322120 | 1000324 | 2023 | ICI (Incinerator, commercial and industrial) | Incinerator | Natural Gas (Weighted U.S. Average) | Methane (Co2 eq) | 1.8 | 0 | C
322120 | 1000324 | 2023 | ICI (Incinerator, commercial and industrial) | Incinerator | Natural Gas (Weighted U.S. Average) | Nitrous Oxide | 0.007 | 0 | C
322120 | 1000324 | 2023 | ICI (Incinerator, commercial and industrial) | Incinerator | Natural Gas (Weighted U.S. Average) | Nitrous Oxide (Co2 eq) | 2.1 | 0 | C
322120 | 1000324 | 2023 | Pulp Mill Lime Kiln | Lime Kiln |  | Carbon Dioxide Biogenic (Spent Liquor) | 0 |  | AA
322120 | 1000324 | 2023 | Pulp Mill Lime Kiln | Lime Kiln |  | Carbon Dioxide Non-Biogenic | 44193.1 |  | AA
322120 | 1000324 | 2023 | Pulp Mill Lime Kiln | Lime Kiln |  | Methane | 1.92 |  | AA
322120 | 1000324 | 2023 | Pulp Mill Lime Kiln | Lime Kiln |  | Methane Spent Liquor | 0 |  | AA
322120 | 1000324 | 2023 | Pulp Mill Lime Kiln | Lime Kiln |  | Nitrous Oxide | 0 |  | AA
322120 | 1000324 | 2023 | Pulp Mill Lime Kiln | Lime Kiln |  | Nitrous Oxide Spent Liquor | 0 |  | AA
322120 | 1000324 | 2023 | OB (Boiler, other) | Package Boiler | Natural Gas (Weighted U.S. Average) | Carbon Dioxide Biogenic | 0 | 0 | C
322120 | 1000324 | 2023 | OB (Boiler, other) | Package Boiler | Natural Gas (Weighted U.S. Average) | Carbon Dioxide Non-Biogenic | 43569 | 0 | C
322120 | 1000324 | 2023 | OB (Boiler, other) | Package Boiler | Natural Gas (Weighted U.S. Average) | Carbon Dioxide Total | 43569 | 0 | C
322120 | 1000324 | 2023 | OB (Boiler, other) | Package Boiler | Natural Gas (Weighted U.S. Average) | Methane | 0.82 | 0 | C
322120 | 1000324 | 2023 | OB (Boiler, other) | Package Boiler | Natural Gas (Weighted U.S. Average) | Methane (Co2 eq) | 20.5 | 0 | C
322120 | 1000324 | 2023 | OB (Boiler, other) | Package Boiler | Natural Gas (Weighted U.S. Average) | Nitrous Oxide | 0.082 | 0 | C
322120 | 1000324 | 2023 | OB (Boiler, other) | Package Boiler | Natural Gas (Weighted U.S. Average) | Nitrous Oxide (Co2 eq) | 24.5 | 0 | C
322120 | 1000324 | 2023 | Chemical Recovery Furnace | Recovery Boiler |  | Carbon Dioxide Biogenic (Spent Liquor) | 811169.6 |  | AA | [9 empty] | 35 | 1990 | Ahlstrom | 3 | 4.4 | 1 | D | 1250 | 900 | 850
322120 | 1000324 | 2023 | Chemical Recovery Furnace | Recovery Boiler |  | Carbon Dioxide Non-Biogenic | 1003.3 |  | AA | [9 empty] | 35 | 1990 | Ahlstrom | 3 | 4.4 | 1 | D | 1250 | 900 | 850
322120 | 1000324 | 2023 | Chemical Recovery Furnace | Recovery Boiler |  | Methane | 0.02 |  | AA | [9 empty] | 35 | 1990 | Ahlstrom | 3 | 4.4 | 1 | D | 1250 | 900 | 850
322120 | 1000324 | 2023 | Chemical Recovery Furnace | Recovery Boiler |  | Methane Spent Liquor | 16.33 |  | AA | [9 empty] | 35 | 1990 | Ahlstrom | 3 | 4.4 | 1 | D | 1250 | 900 | 850
322120 | 1000324 | 2023 | Chemical Recovery Furnace | Recovery Boiler |  | Nitrous Oxide | 0.002 |  | AA | [9 empty] | 35 | 1990 | Ahlstrom | 3 | 4.4 | 1 | D | 1250 | 900 | 850
322120 | 1000324 | 2023 | Chemical Recovery Furnace | Recovery Boiler |  | Nitrous Oxide Spent Liquor | 3.609 |  | AA | [9 empty] | 35 | 1990 | Ahlstrom | 3 | 4.4 | 1 | D | 1250 | 900 | 850
325110 | 1000325 | 2023 | OB (Boiler, other) | AB-8301 | Other Biomass Gases | Carbon Dioxide Biogenic | 7832 | 0 | C
325110 | 1000325 | 2023 | OB (Boiler, other) | AB-8301 | Other Biomass Gases | Carbon Dioxide Non-Biogenic | 0 | 0 | C
325110 | 1000325 | 2023 | OB (Boiler, other) | AB-8301 | Other Biomass Gases | Carbon Dioxide Total | 7832 | 0 | C
325110 | 1000325 | 2023 | OB (Boiler, other) | AB-8301 | Other Biomass Gases | Methane | 0.48 | 0 | C
325110 | 1000325 | 2023 | OB (Boiler, other) | AB-8301 | Other Biomass Gases | Methane (Co2 eq) | 12 | 0 | C
325110 | 1000325 | 2023 | OB (Boiler, other) | AB-8301 | Other Biomass Gases | Nitrous Oxide | 0.095 | 0 | C
325110 | 1000325 | 2023 | OB (Boiler, other) | AB-8301 | Other Biomass Gases | Nitrous Oxide (Co2 eq) | 28.2 | 0 | C
325110 | 1000325 | 2023 | RICE (Reciprocating internal combustion engine) | AG6860A | Distillate Fuel Oil No. 2 | Carbon Dioxide Biogenic | 0 | 0 | C
325110 | 1000325 | 2023 | RICE (Reciprocating internal combustion engine) | AG6860A | Distillate Fuel Oil No. 2 | Carbon Dioxide Non-Biogenic | 3.9 | 0 | C
325110 | 1000325 | 2023 | RICE (Reciprocating internal combustion engine) | AG6860A | Distillate Fuel Oil No. 2 | Carbon Dioxide Total | 3.9 | 0 | C
325110 | 1000325 | 2023 | RICE (Reciprocating internal combustion engine) | AG6860A | Distillate Fuel Oil No. 2 | Methane | 0 | 0 | C
325110 | 1000325 | 2023 | RICE (Reciprocating internal combustion engine) | AG6860A | Distillate Fuel Oil No. 2 | Methane (Co2 eq) | 0 | 0 | C
325110 | 1000325 | 2023 | RICE (Reciprocating internal combustion engine) | AG6860A | Distillate Fuel Oil No. 2 | Nitrous Oxide | 0 | 0 | C
325110 | 1000325 | 2023 | RICE (Reciprocating internal combustion engine) | AG6860A | Distillate Fuel Oil No. 2 | Nitrous Oxide (Co2 eq) | 0 | 0 | C
325110 | 1000325 | 2023 | RICE (Reciprocating internal combustion engine) | AG6860B | Distillate Fuel Oil No. 2 | Carbon Dioxide Biogenic | 0 | 0 | C
325110 | 1000325 | 2023 | RICE (Reciprocating internal combustion engine) | AG6860B | Distillate Fuel Oil No. 2 | Carbon Dioxide Non-Biogenic | 36 | 0 | C
325110 | 1000325 | 2023 | RICE (Reciprocating internal combustion engine) | AG6860B | Distillate Fuel Oil No. 2 | Carbon Dioxide Total | 36 | 0 | C
325110 | 1000325 | 2023 | RICE (Reciprocating internal combustion engine) | AG6860B | Distillate Fuel Oil No. 2 | Methane | 0 | 0 | C
325110 | 1000325 | 2023 | RICE (Reciprocating internal combustion engine) | AG6860B | Distillate Fuel Oil No. 2 | Methane (Co2 eq) | 0 | 0 | C
325110 | 1000325 | 2023 | RICE (Reciprocating internal combustion engine) | AG6860B | Distillate Fuel Oil No. 2 | Nitrous Oxide | 0 | 0 | C
325110 | 1000325 | 2023 | RICE (Reciprocating internal combustion engine) | AG6860B | Distillate Fuel Oil No. 2 | Nitrous Oxide (Co2 eq) | 0.1 | 0 | C
325110 | 1000325 | 2023 | RICE (Reciprocating internal combustion engine) | AG6860E | Distillate Fuel Oil No. 2 | Carbon Dioxide Biogenic | 0 | 0 | C
325110 | 1000325 | 2023 | RICE (Reciprocating internal combustion engine) | AG6860E | Distillate Fuel Oil No. 2 | Carbon Dioxide Non-Biogenic | 53 | 0 | C
325110 | 1000325 | 2023 | RICE (Reciprocating internal combustion engine) | AG6860E | Distillate Fuel Oil No. 2 | Carbon Dioxide Total | 53 | 0 | C
325110 | 1000325 | 2023 | RICE (Reciprocating internal combustion engine) | AG6860E | Distillate Fuel Oil No. 2 | Methane | 0 | 0 | C
325110 | 1000325 | 2023 | RICE (Reciprocating internal combustion engine) | AG6860E | Distillate Fuel Oil No. 2 | Methane (Co2 eq) | 0.1 | 0 | C
325110 | 1000325 | 2023 | RICE (Reciprocating internal combustion engine) | AG6860E | Distillate Fuel Oil No. 2 | Nitrous Oxide | 0 | 0 | C
325110 | 1000325 | 2023 | RICE (Reciprocating internal combustion engine) | AG6860E | Distillate Fuel Oil No. 2 | Nitrous Oxide (Co2 eq) | 0.1 | 0 | C
325110 | 1000325 | 2023 |  | CP-1 | Natural Gas (Weighted U.S. Average) | Carbon Dioxide Biogenic | 0 | 0 | C
325110 | 1000325 | 2023 |  | CP-1 | Natural Gas (Weighted U.S. Average) | Carbon Dioxide Non-Biogenic | 140075.8 | 0 | C
325110 | 1000325 | 2023 |  | CP-1 | Natural Gas (Weighted U.S. Average) | Carbon Dioxide Total | 140075.8 | 0 | C
325110 | 1000325 | 2023 |  | CP-1 | Natural Gas (Weighted U.S. Average) | Methane | 2.64 | 0 | C
325110 | 1000325 | 2023 |  | CP-1 | Natural Gas (Weighted U.S. Average) | Methane (Co2 eq) | 66 | 0 | C
325110 | 1000325 | 2023 |  | CP-1 | Natural Gas (Weighted U.S. Average) | Nitrous Oxide | 0.264 | 0 | C
325110 | 1000325 | 2023 |  | CP-1 | Natural Gas (Weighted U.S. Average) | Nitrous Oxide (Co2 eq) | 78.7 | 0 | C
325110 | 1000325 | 2023 | RICE (Reciprocating internal combustion engine) | Compressor-3 | Distillate Fuel Oil No. 2 | Carbon Dioxide Biogenic | 0 | 0 | C
325110 | 1000325 | 2023 | RICE (Reciprocating internal combustion engine) | Compressor-3 | Distillate Fuel Oil No. 2 | Carbon Dioxide Non-Biogenic | 2.7 | 0 | C
325110 | 1000325 | 2023 | RICE (Reciprocating internal combustion engine) | Compressor-3 | Distillate Fuel Oil No. 2 | Carbon Dioxide Total | 2.7 | 0 | C
325110 | 1000325 | 2023 | RICE (Reciprocating internal combustion engine) | Compressor-3 | Distillate Fuel Oil No. 2 | Methane | 0 | 0 | C
325110 | 1000325 | 2023 | RICE (Reciprocating internal combustion engine) | Compressor-3 | Distillate Fuel Oil No. 2 | Methane (Co2 eq) | 0 | 0 | C
325110 | 1000325 | 2023 | RICE (Reciprocating internal combustion engine) | Compressor-3 | Distillate Fuel Oil No. 2 | Nitrous Oxide | 0 | 0 | C
325110 | 1000325 | 2023 | RICE (Reciprocating internal combustion engine) | Compressor-3 | Distillate Fuel Oil No. 2 | Nitrous Oxide (Co2 eq) | 0 | 0 | C
325110 | 1000325 | 2023 |  | GP-PX2 | Fuel Gas | Carbon Dioxide Biogenic | 0 | 0 | C
325110 | 1000325 | 2023 |  | GP-PX2 | Fuel Gas | Carbon Dioxide Non-Biogenic | 117860.2 | 0 | C
325110 | 1000325 | 2023 |  | GP-PX2 | Fuel Gas | Carbon Dioxide Total | 117860.2 | 0 | C
325110 | 1000325 | 2023 |  | GP-PX2 | Fuel Gas | Methane | 5.99 | 0 | C
325110 | 1000325 | 2023 |  | GP-PX2 | Fuel Gas | Methane (Co2 eq) | 149.8 | 0 | C
325110 | 1000325 | 2023 |  | GP-PX2 | Fuel Gas | Nitrous Oxide | 1.199 | 0 | C
325110 | 1000325 | 2023 |  | GP-PX2 | Fuel Gas | Nitrous Oxide (Co2 eq) | 357.2 | 0 | C
325110 | 1000325 | 2023 | RICE (Reciprocating internal combustion engine) | HCD1 | Distillate Fuel Oil No. 2 | Carbon Dioxide Biogenic | 0 | 0 | C
325110 | 1000325 | 2023 | RICE (Reciprocating internal combustion engine) | HCD1 | Distillate Fuel Oil No. 2 | Carbon Dioxide Non-Biogenic | 3.2 | 0 | C
325110 | 1000325 | 2023 | RICE (Reciprocating internal combustion engine) | HCD1 | Distillate Fuel Oil No. 2 | Carbon Dioxide Total | 3.2 | 0 | C
325110 | 1000325 | 2023 | RICE (Reciprocating internal combustion engine) | HCD1 | Distillate Fuel Oil No. 2 | Methane | 0 | 0 | C
325110 | 1000325 | 2023 | RICE (Reciprocating internal combustion engine) | HCD1 | Distillate Fuel Oil No. 2 | Methane (Co2 eq) | 0 | 0 | C
325110 | 1000325 | 2023 | RICE (Reciprocating internal combustion engine) | HCD1 | Distillate Fuel Oil No. 2 | Nitrous Oxide | 0 | 0 | C
325110 | 1000325 | 2023 | RICE (Reciprocating internal combustion engine) | HCD1 | Distillate Fuel Oil No. 2 | Nitrous Oxide (Co2 eq) | 0 | 0 | C
325110 | 1000325 | 2023 | RICE (Reciprocating internal combustion engine) | HCD2 | Distillate Fuel Oil No. 2 | Carbon Dioxide Biogenic | 0 | 0 | C
325110 | 1000325 | 2023 | RICE (Reciprocating internal combustion engine) | HCD2 | Distillate Fuel Oil No. 2 | Carbon Dioxide Non-Biogenic | 0.4 | 0 | C
325110 | 1000325 | 2023 | RICE (Reciprocating internal combustion engine) | HCD2 | Distillate Fuel Oil No. 2 | Carbon Dioxide Total | 0.4 | 0 | C
325110 | 1000325 | 2023 | RICE (Reciprocating internal combustion engine) | HCD2 | Distillate Fuel Oil No. 2 | Methane | 0 | 0 | C
325110 | 1000325 | 2023 | RICE (Reciprocating internal combustion engine) | HCD2 | Distillate Fuel Oil No. 2 | Methane (Co2 eq) | 0 | 0 | C
325110 | 1000325 | 2023 | RICE (Reciprocating internal combustion engine) | HCD2 | Distillate Fuel Oil No. 2 | Nitrous Oxide | 0 | 0 | C
325110 | 1000325 | 2023 | RICE (Reciprocating internal combustion engine) | HCD2 | Distillate Fuel Oil No. 2 | Nitrous Oxide (Co2 eq) | 0 | 0 | C
325110 | 1000325 | 2023 | OCS (Other combustion source) | KB-401 | Natural Gas (Weighted U.S. Average) | Carbon Dioxide Biogenic | 0 | 0 | C
325110 | 1000325 | 2023 | OCS (Other combustion source) | KB-401 | Natural Gas (Weighted U.S. Average) | Carbon Dioxide Non-Biogenic | 0 | 0 | C
325110 | 1000325 | 2023 | OCS (Other combustion source) | KB-401 | Natural Gas (Weighted U.S. Average) | Carbon Dioxide Total | 0 | 0 | C
325110 | 1000325 | 2023 | OCS (Other combustion source) | KB-401 | Natural Gas (Weighted U.S. Average) | Methane | 0 | 0 | C
325110 | 1000325 | 2023 | OCS (Other combustion source) | KB-401 | Natural Gas (Weighted U.S. Average) | Methane (Co2 eq) | 0 | 0 | C
325110 | 1000325 | 2023 | OCS (Other combustion source) | KB-401 | Natural Gas (Weighted U.S. Average) | Nitrous Oxide | 0 | 0 | C
325110 | 1000325 | 2023 | OCS (Other combustion source) | KB-401 | Natural Gas (Weighted U.S. Average) | Nitrous Oxide (Co2 eq) | 0 | 0 | C
311514 | 1000328 | 2023 |  | GP-Dryer/Boiler | Natural Gas (Weighted U.S. Average) | Carbon Dioxide Biogenic | 0 | 799549826.1 | C
311514 | 1000328 | 2023 |  | GP-Dryer/Boiler | Natural Gas (Weighted U.S. Average) | Carbon Dioxide Non-Biogenic | 43527.1 | 799549826.1 | C
311514 | 1000328 | 2023 |  | GP-Dryer/Boiler | Natural Gas (Weighted U.S. Average) | Carbon Dioxide Total | 43527.1 | 799549826.1 | C
311514 | 1000328 | 2023 |  | GP-Dryer/Boiler | Natural Gas (Weighted U.S. Average) | Methane | 0.82 | 799549826.1 | C
311514 | 1000328 | 2023 |  | GP-Dryer/Boiler | Natural Gas (Weighted U.S. Average) | Methane (Co2 eq) | 20.5 | 799549826.1 | C
311514 | 1000328 | 2023 |  | GP-Dryer/Boiler | Natural Gas (Weighted U.S. Average) | Nitrous Oxide | 0.082 | 799549826.1 | C
311514 | 1000328 | 2023 |  | GP-Dryer/Boiler | Natural Gas (Weighted U.S. Average) | Nitrous Oxide (Co2 eq) | 24.4 | 799549826.1 | C
311221 | 1000334 | 2023 | ICI (Incinerator, commercial and industrial) | Boiler #6 | Natural Gas (Weighted U.S. Average) | Carbon Dioxide Biogenic | 0 | 0 | C
311221 | 1000334 | 2023 | ICI (Incinerator, commercial and industrial) | Boiler #6 | Natural Gas (Weighted U.S. Average) | Carbon Dioxide Non-Biogenic | 171480.7 | 0 | C
311221 | 1000334 | 2023 | ICI (Incinerator, commercial and industrial) | Boiler #6 | Natural Gas (Weighted U.S. Average) | Carbon Dioxide Total | 171480.7 | 0 | C
311221 | 1000334 | 2023 | ICI (Incinerator, commercial and industrial) | Boiler #6 | Natural Gas (Weighted U.S. Average) | Methane | 3.23 | 0 | C
311221 | 1000334 | 2023 | ICI (Incinerator, commercial and industrial) | Boiler #6 | Natural Gas (Weighted U.S. Average) | Methane (Co2 eq) | 80.8 | 0 | C
311221 | 1000334 | 2023 | ICI (Incinerator, commercial and industrial) | Boiler #6 | Natural Gas (Weighted U.S. Average) | Nitrous Oxide | 0.323 | 0 | C
311221 | 1000334 | 2023 | ICI (Incinerator, commercial and industrial) | Boiler #6 | Natural Gas (Weighted U.S. Average) | Nitrous Oxide (Co2 eq) | 96.3 | 0 | C
311221 | 1000334 | 2023 | OB (Boiler, other) | Boiler 3 | Natural Gas (Weighted U.S. Average) | Carbon Dioxide Biogenic | 0 | 0 | C
311221 | 1000334 | 2023 | OB (Boiler, other) | Boiler 3 | Natural Gas (Weighted U.S. Average) | Carbon Dioxide Non-Biogenic | 14194.7 | 0 | C
311221 | 1000334 | 2023 | OB (Boiler, other) | Boiler 3 | Natural Gas (Weighted U.S. Average) | Carbon Dioxide Total | 14194.7 | 0 | C
311221 | 1000334 | 2023 | OB (Boiler, other) | Boiler 3 | Natural Gas (Weighted U.S. Average) | Methane | 0.27 | 0 | C
311221 | 1000334 | 2023 | OB (Boiler, other) | Boiler 3 | Natural Gas (Weighted U.S. Average) | Methane (Co2 eq) | 6.7 | 0 | C
311221 | 1000334 | 2023 | OB (Boiler, other) | Boiler 3 | Natural Gas (Weighted U.S. Average) | Nitrous Oxide | 0.027 | 0 | C
311221 | 1000334 | 2023 | OB (Boiler, other) | Boiler 3 | Natural Gas (Weighted U.S. Average) | Nitrous Oxide (Co2 eq) | 8 | 0 | C
311221 | 1000334 | 2023 | OB (Boiler, other) | Boiler 4 | Natural Gas (Weighted U.S. Average) | Carbon Dioxide Biogenic | 0 | 0 | C
311221 | 1000334 | 2023 | OB (Boiler, other) | Boiler 4 | Natural Gas (Weighted U.S. Average) | Carbon Dioxide Non-Biogenic | 14508.5 | 0 | C
311221 | 1000334 | 2023 | OB (Boiler, other) | Boiler 4 | Natural Gas (Weighted U.S. Average) | Carbon Dioxide Total | 14508.5 | 0 | C
311221 | 1000334 | 2023 | OB (Boiler, other) | Boiler 4 | Natural Gas (Weighted U.S. Average) | Methane | 0.27 | 0 | C
311221 | 1000334 | 2023 | OB (Boiler, other) | Boiler 4 | Natural Gas (Weighted U.S. Average) | Methane (Co2 eq) | 6.8 | 0 | C
311221 | 1000334 | 2023 | OB (Boiler, other) | Boiler 4 | Natural Gas (Weighted U.S. Average) | Nitrous Oxide | 0.027 | 0 | C
311221 | 1000334 | 2023 | OB (Boiler, other) | Boiler 4 | Natural Gas (Weighted U.S. Average) | Nitrous Oxide (Co2 eq) | 8.1 | 0 | C
311221 | 1000334 | 2023 | OB (Boiler, other) | Boiler 5 | Natural Gas (Weighted U.S. Average) | Carbon Dioxide Biogenic | 0 | 0 | C
311221 | 1000334 | 2023 | OB (Boiler, other) | Boiler 5 | Natural Gas (Weighted U.S. Average) | Carbon Dioxide Non-Biogenic | 139997.5 | 0 | C
311221 | 1000334 | 2023 | OB (Boiler, other) | Boiler 5 | Natural Gas (Weighted U.S. Average) | Carbon Dioxide Total | 139997.5 | 0 | C
311221 | 1000334 | 2023 | OB (Boiler, other) | Boiler 5 | Natural Gas (Weighted U.S. Average) | Methane | 2.64 | 0 | C
311221 | 1000334 | 2023 | OB (Boiler, other) | Boiler 5 | Natural Gas (Weighted U.S. Average) | Methane (Co2 eq) | 66 | 0 | C
311221 | 1000334 | 2023 | OB (Boiler, other) | Boiler 5 | Natural Gas (Weighted U.S. Average) | Nitrous Oxide | 0.264 | 0 | C
311221 | 1000334 | 2023 | OB (Boiler, other) | Boiler 5 | Natural Gas (Weighted U.S. Average) | Nitrous Oxide (Co2 eq) | 78.6 | 0 | C
311221 | 1000334 | 2023 |  | GP-1 | Natural Gas (Weighted U.S. Average) | Carbon Dioxide Biogenic | 0 | 0 | C
311221 | 1000334 | 2023 |  | GP-1 | Natural Gas (Weighted U.S. Average) | Carbon Dioxide Non-Biogenic | 74569.6 | 0 | C
311221 | 1000334 | 2023 |  | GP-1 | Natural Gas (Weighted U.S. Average) | Carbon Dioxide Total | 74569.6 | 0 | C
311221 | 1000334 | 2023 |  | GP-1 | Natural Gas (Weighted U.S. Average) | Methane | 1.41 | 0 | C
311221 | 1000334 | 2023 |  | GP-1 | Natural Gas (Weighted U.S. Average) | Methane (Co2 eq) | 35.1 | 0 | C
311221 | 1000334 | 2023 |  | GP-1 | Natural Gas (Weighted U.S. Average) | Nitrous Oxide | 0.141 | 0 | C
311221 | 1000334 | 2023 |  | GP-1 | Natural Gas (Weighted U.S. Average) | Nitrous Oxide (Co2 eq) | 41.9 | 0 | C
325110 | 1000336 | 2023 |  | GP-1 | Distillate Fuel Oil No. 2 | Carbon Dioxide Biogenic | 0 | 0 | C
325110 | 1000336 | 2023 |  | GP-1 | Distillate Fuel Oil No. 2 | Carbon Dioxide Non-Biogenic | 0 | 0 | C
325110 | 1000336 | 2023 |  | GP-1 | Distillate Fuel Oil No. 2 | Carbon Dioxide Total | 0 | 0 | C
325110 | 1000336 | 2023 |  | GP-1 | Distillate Fuel Oil No. 2 | Methane | 0 | 0 | C
325110 | 1000336 | 2023 |  | GP-1 | Distillate Fuel Oil No. 2 | Methane (Co2 eq) | 0 | 0 | C
325110 | 1000336 | 2023 |  | GP-1 | Distillate Fuel Oil No. 2 | Nitrous Oxide | 0 | 0 | C
325110 | 1000336 | 2023 |  | GP-1 | Distillate Fuel Oil No. 2 | Nitrous Oxide (Co2 eq) | 0 | 0 | C
325110 | 1000336 | 2023 |  | GP-1 | Natural Gas (Weighted U.S. Average) | Carbon Dioxide Biogenic | 0 | 0 | C
325110 | 1000336 | 2023 |  | GP-1 | Natural Gas (Weighted U.S. Average) | Carbon Dioxide Non-Biogenic | 51187 | 0 | C
325110 | 1000336 | 2023 |  | GP-1 | Natural Gas (Weighted U.S. Average) | Carbon Dioxide Total | 51187 | 0 | C
325110 | 1000336 | 2023 |  | GP-1 | Natural Gas (Weighted U.S. Average) | Methane | 0.96 | 0 | C
325110 | 1000336 | 2023 |  | GP-1 | Natural Gas (Weighted U.S. Average) | Methane (Co2 eq) | 24 | 0 | C
325110 | 1000336 | 2023 |  | GP-1 | Natural Gas (Weighted U.S. Average) | Nitrous Oxide | 0.096 | 0 | C
325110 | 1000336 | 2023 |  | GP-1 | Natural Gas (Weighted U.S. Average) | Nitrous Oxide (Co2 eq) | 28.6 | 0 | C
325110 | 1000342 | 2023 | OB (Boiler, other) | 11-HCC-113 /Steam Superheater | Fuel Gas | Carbon Dioxide Biogenic | 0 | 1140221391.0262 | C
325110 | 1000342 | 2023 | OB (Boiler, other) | 11-HCC-113 /Steam Superheater | Fuel Gas | Carbon Dioxide Non-Biogenic | 15329.8 | 1140221391.0262 | C
325110 | 1000342 | 2023 | OB (Boiler, other) | 11-HCC-113 /Steam Superheater | Fuel Gas | Carbon Dioxide Total | 15329.8 | 1140221391.0262 | C
325110 | 1000342 | 2023 | OB (Boiler, other) | 11-HCC-113 /Steam Superheater | Fuel Gas | Methane | 1.68 | 1140221391.0262 | C
325110 | 1000342 | 2023 | OB (Boiler, other) | 11-HCC-113 /Steam Superheater | Fuel Gas | Methane (Co2 eq) | 42.1 | 1140221391.0262 | C
325110 | 1000342 | 2023 | OB (Boiler, other) | 11-HCC-113 /Steam Superheater | Fuel Gas | Nitrous Oxide | 0.337 | 1140221391.0262 | C
325110 | 1000342 | 2023 | OB (Boiler, other) | 11-HCC-113 /Steam Superheater | Fuel Gas | Nitrous Oxide (Co2 eq) | 100.3 | 1140221391.0262 | C
325110 | 1000342 | 2023 | ICI (Incinerator, commercial and industrial) | 30-H-56001 Regenerative Thermal Oxidizer | Natural Gas (Weighted U.S. Average) | Carbon Dioxide Biogenic | 0 | 24971990.7666 | C
325110 | 1000342 | 2023 | ICI (Incinerator, commercial and industrial) | 30-H-56001 Regenerative Thermal Oxidizer | Natural Gas (Weighted U.S. Average) | Carbon Dioxide Non-Biogenic | 1359.5 | 24971990.7666 | C
325110 | 1000342 | 2023 | ICI (Incinerator, commercial and industrial) | 30-H-56001 Regenerative Thermal Oxidizer | Natural Gas (Weighted U.S. Average) | Carbon Dioxide Total | 1359.5 | 24971990.7666 | C
325110 | 1000342 | 2023 | ICI (Incinerator, commercial and industrial) | 30-H-56001 Regenerative Thermal Oxidizer | Natural Gas (Weighted U.S. Average) | Methane | 0.03 | 24971990.7666 | C
325110 | 1000342 | 2023 | ICI (Incinerator, commercial and industrial) | 30-H-56001 Regenerative Thermal Oxidizer | Natural Gas (Weighted U.S. Average) | Methane (Co2 eq) | 0.6 | 24971990.7666 | C
325110 | 1000342 | 2023 | ICI (Incinerator, commercial and industrial) | 30-H-56001 Regenerative Thermal Oxidizer | Natural Gas (Weighted U.S. Average) | Nitrous Oxide | 0.003 | 24971990.7666 | C
325110 | 1000342 | 2023 | ICI (Incinerator, commercial and industrial) | 30-H-56001 Regenerative Thermal Oxidizer | Natural Gas (Weighted U.S. Average) | Nitrous Oxide (Co2 eq) | 0.8 | 24971990.7666 | C
325110 | 1000342 | 2023 |  | CP-11FT-1659/Cracking Furnaces 101-114 | Fuel Gas | Carbon Dioxide Biogenic | 0 | 12854669505.3626 | C
325110 | 1000342 | 2023 |  | CP-11FT-1659/Cracking Furnaces 101-114 | Fuel Gas | Carbon Dioxide Non-Biogenic | 172732.8 | 12854669505.3626 | C
325110 | 1000342 | 2023 |  | CP-11FT-1659/Cracking Furnaces 101-114 | Fuel Gas | Carbon Dioxide Total | 172732.8 | 12854669505.3626 | C
325110 | 1000342 | 2023 |  | CP-11FT-1659/Cracking Furnaces 101-114 | Fuel Gas | Methane | 18.98 | 12854669505.3626 | C
325110 | 1000342 | 2023 |  | CP-11FT-1659/Cracking Furnaces 101-114 | Fuel Gas | Methane (Co2 eq) | 474.5 | 12854669505.3626 | C
325110 | 1000342 | 2023 |  | CP-11FT-1659/Cracking Furnaces 101-114 | Fuel Gas | Nitrous Oxide | 3.796 | 12854669505.3626 | C
325110 | 1000342 | 2023 |  | CP-11FT-1659/Cracking Furnaces 101-114 | Fuel Gas | Nitrous Oxide (Co2 eq) | 1131.3 | 12854669505.3626 | C
325110 | 1000342 | 2023 |  | CP-UT-FI7780 CoGeneration | Fuel Gas | Carbon Dioxide Biogenic | 0 | 0 | C
325110 | 1000342 | 2023 |  | CP-UT-FI7780 CoGeneration | Fuel Gas | Carbon Dioxide Non-Biogenic | 0 | 0 | C
325110 | 1000342 | 2023 |  | CP-UT-FI7780 CoGeneration | Fuel Gas | Carbon Dioxide Total | 0 | 0 | C
325110 | 1000342 | 2023 |  | CP-UT-FI7780 CoGeneration | Fuel Gas | Methane | 0 | 0 | C
325110 | 1000342 | 2023 |  | CP-UT-FI7780 CoGeneration | Fuel Gas | Methane (Co2 eq) | 0 | 0 | C
325110 | 1000342 | 2023 |  | CP-UT-FI7780 CoGeneration | Fuel Gas | Nitrous Oxide | 0 | 0 | C
325110 | 1000342 | 2023 |  | CP-UT-FI7780 CoGeneration | Fuel Gas | Nitrous Oxide (Co2 eq) | 0 | 0 | C
325110 | 1000342 | 2023 | Flare | Ethylene Auxiliary Flare 11-MEU-802 |  | Carbon Dioxide | 1612.2 |  | X
325110 | 1000342 | 2023 | Flare | Ethylene Auxiliary Flare 11-MEU-802 |  | Methane | 0.08 |  | X
325110 | 1000342 | 2023 | Flare | Ethylene Auxiliary Flare 11-MEU-802 |  | Nitrous Oxide | 0.016 |  | X
325110 | 1000342 | 2023 | Flare | Ethylene Plant Flare 11-MEU-801 |  | Carbon Dioxide | 23298.6 |  | X
325110 | 1000342 | 2023 | Flare | Ethylene Plant Flare 11-MEU-801 |  | Methane | 49.66 |  | X
325110 | 1000342 | 2023 | Flare | Ethylene Plant Flare 11-MEU-801 |  | Nitrous Oxide | 0.233 |  | X
325110 | 1000342 | 2023 |  | GP-11-HKR /Heaters BA301 and BA401 | Fuel Gas | Carbon Dioxide Biogenic | 0 | 32430525.37 | C
325110 | 1000342 | 2023 |  | GP-11-HKR /Heaters BA301 and BA401 | Fuel Gas | Carbon Dioxide Non-Biogenic | 436 | 32430525.37 | C
325110 | 1000342 | 2023 |  | GP-11-HKR /Heaters BA301 and BA401 | Fuel Gas | Carbon Dioxide Total | 436 | 32430525.37 | C
325110 | 1000342 | 2023 |  | GP-11-HKR /Heaters BA301 and BA401 | Fuel Gas | Methane | 0.05 | 32430525.37 | C
325110 | 1000342 | 2023 |  | GP-11-HKR /Heaters BA301 and BA401 | Fuel Gas | Methane (Co2 eq) | 1.2 | 32430525.37 | C
325110 | 1000342 | 2023 |  | GP-11-HKR /Heaters BA301 and BA401 | Fuel Gas | Nitrous Oxide | 0.01 | 32430525.37 | C
325110 | 1000342 | 2023 |  | GP-11-HKR /Heaters BA301 and BA401 | Fuel Gas | Nitrous Oxide (Co2 eq) | 2.9 | 32430525.37 | C
325110 | 1000342 | 2023 |  | GP-UT-FT-7991 /Misc. Natural Gas Combust | Natural Gas (Weighted U.S. Average) | Carbon Dioxide Biogenic | 0 | 908606171.9672 | C
325110 | 1000342 | 2023 |  | GP-UT-FT-7991 /Misc. Natural Gas Combust | Natural Gas (Weighted U.S. Average) | Carbon Dioxide Non-Biogenic | 49464.1 | 908606171.9672 | C
325110 | 1000342 | 2023 |  | GP-UT-FT-7991 /Misc. Natural Gas Combust | Natural Gas (Weighted U.S. Average) | Carbon Dioxide Total | 49464.1 | 908606171.9672 | C
325110 | 1000342 | 2023 |  | GP-UT-FT-7991 /Misc. Natural Gas Combust | Natural Gas (Weighted U.S. Average) | Methane | 0.93 | 908606171.9672 | C
325110 | 1000342 | 2023 |  | GP-UT-FT-7991 /Misc. Natural Gas Combust | Natural Gas (Weighted U.S. Average) | Methane (Co2 eq) | 23.3 | 908606171.9672 | C
325110 | 1000342 | 2023 |  | GP-UT-FT-7991 /Misc. Natural Gas Combust | Natural Gas (Weighted U.S. Average) | Nitrous Oxide | 0.093 | 908606171.9672 | C
325110 | 1000342 | 2023 |  | GP-UT-FT-7991 /Misc. Natural Gas Combust | Natural Gas (Weighted U.S. Average) | Nitrous Oxide (Co2 eq) | 27.8 | 908606171.9672 | C
325110 | 1000342 | 2023 | ICI (Incinerator, commercial and industrial) | WWTP Incinerator 38-ME-1001 | Natural Gas (Weighted U.S. Average) | Carbon Dioxide Biogenic | 0 | 19895224.172 | C
325110 | 1000342 | 2023 | ICI (Incinerator, commercial and industrial) | WWTP Incinerator 38-ME-1001 | Natural Gas (Weighted U.S. Average) | Carbon Dioxide Non-Biogenic | 1083.1 | 19895224.172 | C
325110 | 1000342 | 2023 | ICI (Incinerator, commercial and industrial) | WWTP Incinerator 38-ME-1001 | Natural Gas (Weighted U.S. Average) | Carbon Dioxide Total | 1083.1 | 19895224.172 | C
325110 | 1000342 | 2023 | ICI (Incinerator, commercial and industrial) | WWTP Incinerator 38-ME-1001 | Natural Gas (Weighted U.S. Average) | Methane | 0.02 | 19895224.172 | C
325110 | 1000342 | 2023 | ICI (Incinerator, commercial and industrial) | WWTP Incinerator 38-ME-1001 | Natural Gas (Weighted U.S. Average) | Methane (Co2 eq) | 0.5 | 19895224.172 | C
325110 | 1000342 | 2023 | ICI (Incinerator, commercial and industrial) | WWTP Incinerator 38-ME-1001 | Natural Gas (Weighted U.S. Average) | Nitrous Oxide | 0.002 | 19895224.172 | C
325110 | 1000342 | 2023 | ICI (Incinerator, commercial and industrial) | WWTP Incinerator 38-ME-1001 | Natural Gas (Weighted U.S. Average) | Nitrous Oxide (Co2 eq) | 0.6 | 19895224.172 | C
325193 | 1000344 | 2023 |  | GP-Dryers/TO | Natural Gas (Weighted U.S. Average) | Carbon Dioxide Biogenic | 0 | 0 | C
325193 | 1000344 | 2023 |  | GP-Dryers/TO | Natural Gas (Weighted U.S. Average) | Carbon Dioxide Non-Biogenic | 149775.3 | 0 | C
325193 | 1000344 | 2023 |  | GP-Dryers/TO | Natural Gas (Weighted U.S. Average) | Carbon Dioxide Total | 149775.3 | 0 | C
325193 | 1000344 | 2023 |  | GP-Dryers/TO | Natural Gas (Weighted U.S. Average) | Methane | 2.82 | 0 | C
325193 | 1000344 | 2023 |  | GP-Dryers/TO | Natural Gas (Weighted U.S. Average) | Methane (Co2 eq) | 70.6 | 0 | C
325193 | 1000344 | 2023 |  | GP-Dryers/TO | Natural Gas (Weighted U.S. Average) | Nitrous Oxide | 0.282 | 0 | C
325193 | 1000344 | 2023 |  | GP-Dryers/TO | Natural Gas (Weighted U.S. Average) | Nitrous Oxide (Co2 eq) | 84.1 | 0 | C
322110 | 1000345 | 2023 | S (Stoker Boiler) | No. 1 Bark Boiler | Natural Gas (Weighted U.S. Average) | Carbon Dioxide Biogenic | 0 | 0 | C
322110 | 1000345 | 2023 | S (Stoker Boiler) | No. 1 Bark Boiler | Natural Gas (Weighted U.S. Average) | Carbon Dioxide Non-Biogenic | 35518.5 | 0 | C
322110 | 1000345 | 2023 | S (Stoker Boiler) | No. 1 Bark Boiler | Natural Gas (Weighted U.S. Average) | Carbon Dioxide Total | 35518.5 | 0 | C
322110 | 1000345 | 2023 | S (Stoker Boiler) | No. 1 Bark Boiler | Natural Gas (Weighted U.S. Average) | Methane | 0.67 | 0 | C
322110 | 1000345 | 2023 | S (Stoker Boiler) | No. 1 Bark Boiler | Natural Gas (Weighted U.S. Average) | Methane (Co2 eq) | 16.7 | 0 | C
322110 | 1000345 | 2023 | S (Stoker Boiler) | No. 1 Bark Boiler | Natural Gas (Weighted U.S. Average) | Nitrous Oxide | 0.067 | 0 | C
322110 | 1000345 | 2023 | S (Stoker Boiler) | No. 1 Bark Boiler | Natural Gas (Weighted U.S. Average) | Nitrous Oxide (Co2 eq) | 19.9 | 0 | C
322110 | 1000345 | 2023 | S (Stoker Boiler) | No. 1 Bark Boiler | Residual Fuel Oil No. 6 | Carbon Dioxide Biogenic | 0 | 0 | C
322110 | 1000345 | 2023 | S (Stoker Boiler) | No. 1 Bark Boiler | Residual Fuel Oil No. 6 | Carbon Dioxide Non-Biogenic | 0 | 0 | C
322110 | 1000345 | 2023 | S (Stoker Boiler) | No. 1 Bark Boiler | Residual Fuel Oil No. 6 | Carbon Dioxide Total | 0 | 0 | C
322110 | 1000345 | 2023 | S (Stoker Boiler) | No. 1 Bark Boiler | Residual Fuel Oil No. 6 | Methane | 0 | 0 | C
322110 | 1000345 | 2023 | S (Stoker Boiler) | No. 1 Bark Boiler | Residual Fuel Oil No. 6 | Methane (Co2 eq) | 0 | 0 | C
322110 | 1000345 | 2023 | S (Stoker Boiler) | No. 1 Bark Boiler | Residual Fuel Oil No. 6 | Nitrous Oxide | 0 | 0 | C
322110 | 1000345 | 2023 | S (Stoker Boiler) | No. 1 Bark Boiler | Residual Fuel Oil No. 6 | Nitrous Oxide (Co2 eq) | 0 | 0 | C
322110 | 1000345 | 2023 | S (Stoker Boiler) | No. 1 Bark Boiler | Wood and Wood Residuals (dry basis) | Carbon Dioxide Biogenic | 93109.3 | 0 | C
322110 | 1000345 | 2023 | S (Stoker Boiler) | No. 1 Bark Boiler | Wood and Wood Residuals (dry basis) | Carbon Dioxide Non-Biogenic | 0 | 0 | C
322110 | 1000345 | 2023 | S (Stoker Boiler) | No. 1 Bark Boiler | Wood and Wood Residuals (dry basis) | Carbon Dioxide Total | 93109.3 | 0 | C
322110 | 1000345 | 2023 | S (Stoker Boiler) | No. 1 Bark Boiler | Wood and Wood Residuals (dry basis) | Methane | 7.15 | 0 | C
322110 | 1000345 | 2023 | S (Stoker Boiler) | No. 1 Bark Boiler | Wood and Wood Residuals (dry basis) | Methane (Co2 eq) | 178.7 | 0 | C
322110 | 1000345 | 2023 | S (Stoker Boiler) | No. 1 Bark Boiler | Wood and Wood Residuals (dry basis) | Nitrous Oxide | 3.573 | 0 | C
322110 | 1000345 | 2023 | S (Stoker Boiler) | No. 1 Bark Boiler | Wood and Wood Residuals (dry basis) | Nitrous Oxide (Co2 eq) | 1064.9 | 0 | C
322110 | 1000345 | 2023 | OB (Boiler, other) | No. 1 Power Boiler | Natural Gas (Weighted U.S. Average) | Carbon Dioxide Biogenic | 0 | 0 | C
322110 | 1000345 | 2023 | OB (Boiler, other) | No. 1 Power Boiler | Natural Gas (Weighted U.S. Average) | Carbon Dioxide Non-Biogenic | 55191.2 | 0 | C
322110 | 1000345 | 2023 | OB (Boiler, other) | No. 1 Power Boiler | Natural Gas (Weighted U.S. Average) | Carbon Dioxide Total | 55191.2 | 0 | C
322110 | 1000345 | 2023 | OB (Boiler, other) | No. 1 Power Boiler | Natural Gas (Weighted U.S. Average) | Methane | 1.04 | 0 | C
322110 | 1000345 | 2023 | OB (Boiler, other) | No. 1 Power Boiler | Natural Gas (Weighted U.S. Average) | Methane (Co2 eq) | 26 | 0 | C
322110 | 1000345 | 2023 | OB (Boiler, other) | No. 1 Power Boiler | Natural Gas (Weighted U.S. Average) | Nitrous Oxide | 0.104 | 0 | C
322110 | 1000345 | 2023 | OB (Boiler, other) | No. 1 Power Boiler | Natural Gas (Weighted U.S. Average) | Nitrous Oxide (Co2 eq) | 31 | 0 | C
322110 | 1000345 | 2023 | S (Stoker Boiler) | No. 2 Bark Boiler | Natural Gas (Weighted U.S. Average) | Carbon Dioxide Biogenic | 0 | 0 | C
322110 | 1000345 | 2023 | S (Stoker Boiler) | No. 2 Bark Boiler | Natural Gas (Weighted U.S. Average) | Carbon Dioxide Non-Biogenic | 36070.3 | 0 | C
322110 | 1000345 | 2023 | S (Stoker Boiler) | No. 2 Bark Boiler | Natural Gas (Weighted U.S. Average) | Carbon Dioxide Total | 36070.3 | 0 | C
322110 | 1000345 | 2023 | S (Stoker Boiler) | No. 2 Bark Boiler | Natural Gas (Weighted U.S. Average) | Methane | 0.68 | 0 | C
322110 | 1000345 | 2023 | S (Stoker Boiler) | No. 2 Bark Boiler | Natural Gas (Weighted U.S. Average) | Methane (Co2 eq) | 17 | 0 | C
322110 | 1000345 | 2023 | S (Stoker Boiler) | No. 2 Bark Boiler | Natural Gas (Weighted U.S. Average) | Nitrous Oxide | 0.068 | 0 | C
322110 | 1000345 | 2023 | S (Stoker Boiler) | No. 2 Bark Boiler | Natural Gas (Weighted U.S. Average) | Nitrous Oxide (Co2 eq) | 20.3 | 0 | C
322110 | 1000345 | 2023 | S (Stoker Boiler) | No. 2 Bark Boiler | Residual Fuel Oil No. 6 | Carbon Dioxide Biogenic | 0 | 0 | C
322110 | 1000345 | 2023 | S (Stoker Boiler) | No. 2 Bark Boiler | Residual Fuel Oil No. 6 | Carbon Dioxide Non-Biogenic | 0.6 | 0 | C
322110 | 1000345 | 2023 | S (Stoker Boiler) | No. 2 Bark Boiler | Residual Fuel Oil No. 6 | Carbon Dioxide Total | 0.6 | 0 | C
322110 | 1000345 | 2023 | S (Stoker Boiler) | No. 2 Bark Boiler | Residual Fuel Oil No. 6 | Methane | 0 | 0 | C
322110 | 1000345 | 2023 | S (Stoker Boiler) | No. 2 Bark Boiler | Residual Fuel Oil No. 6 | Methane (Co2 eq) | 0 | 0 | C
322110 | 1000345 | 2023 | S (Stoker Boiler) | No. 2 Bark Boiler | Residual Fuel Oil No. 6 | Nitrous Oxide | 0 | 0 | C
322110 | 1000345 | 2023 | S (Stoker Boiler) | No. 2 Bark Boiler | Residual Fuel Oil No. 6 | Nitrous Oxide (Co2 eq) | 0 | 0 | C
322110 | 1000345 | 2023 | S (Stoker Boiler) | No. 2 Bark Boiler | Wood and Wood Residuals (dry basis) | Carbon Dioxide Biogenic | 262328.4 | 0 | C
322110 | 1000345 | 2023 | S (Stoker Boiler) | No. 2 Bark Boiler | Wood and Wood Residuals (dry basis) | Carbon Dioxide Non-Biogenic | 0 | 0 | C
322110 | 1000345 | 2023 | S (Stoker Boiler) | No. 2 Bark Boiler | Wood and Wood Residuals (dry basis) | Carbon Dioxide Total | 262328.4 | 0 | C
322110 | 1000345 | 2023 | S (Stoker Boiler) | No. 2 Bark Boiler | Wood and Wood Residuals (dry basis) | Methane | 20.14 | 0 | C
322110 | 1000345 | 2023 | S (Stoker Boiler) | No. 2 Bark Boiler | Wood and Wood Residuals (dry basis) | Methane (Co2 eq) | 503.4 | 0 | C
322110 | 1000345 | 2023 | S (Stoker Boiler) | No. 2 Bark Boiler | Wood and Wood Residuals (dry basis) | Nitrous Oxide | 10.068 | 0 | C
322110 | 1000345 | 2023 | S (Stoker Boiler) | No. 2 Bark Boiler | Wood and Wood Residuals (dry basis) | Nitrous Oxide (Co2 eq) | 3000.3 | 0 | C
322110 | 1000345 | 2023 | OB (Boiler, other) | No. 2 Power Boiler | Natural Gas (Weighted U.S. Average) | Carbon Dioxide Biogenic | 0 | 0 | C
322110 | 1000345 | 2023 | OB (Boiler, other) | No. 2 Power Boiler | Natural Gas (Weighted U.S. Average) | Carbon Dioxide Non-Biogenic | 38835.9 | 0 | C
322110 | 1000345 | 2023 | OB (Boiler, other) | No. 2 Power Boiler | Natural Gas (Weighted U.S. Average) | Carbon Dioxide Total | 38835.9 | 0 | C
322110 | 1000345 | 2023 | OB (Boiler, other) | No. 2 Power Boiler | Natural Gas (Weighted U.S. Average) | Methane | 0.73 | 0 | C
322110 | 1000345 | 2023 | OB (Boiler, other) | No. 2 Power Boiler | Natural Gas (Weighted U.S. Average) | Methane (Co2 eq) | 18.3 | 0 | C
322110 | 1000345 | 2023 | OB (Boiler, other) | No. 2 Power Boiler | Natural Gas (Weighted U.S. Average) | Nitrous Oxide | 0.073 | 0 | C
322110 | 1000345 | 2023 | OB (Boiler, other) | No. 2 Power Boiler | Natural Gas (Weighted U.S. Average) | Nitrous Oxide (Co2 eq) | 21.8 | 0 | C
322110 | 1000345 | 2023 | Chemical Recovery Furnace | No. 2 Recovery Boiler |  | Carbon Dioxide Biogenic (Spent Liquor) | 559396.2 |  | AA
322110 | 1000345 | 2023 | Chemical Recovery Furnace | No. 2 Recovery Boiler |  | Carbon Dioxide Non-Biogenic | 2856.6 |  | AA
322110 | 1000345 | 2023 | Chemical Recovery Furnace | No. 2 Recovery Boiler |  | Methane | 0.1 |  | AA
322110 | 1000345 | 2023 | Chemical Recovery Furnace | No. 2 Recovery Boiler |  | Methane Spent Liquor | 11.26 |  | AA
322110 | 1000345 | 2023 | Chemical Recovery Furnace | No. 2 Recovery Boiler |  | Nitrous Oxide | 0.019 |  | AA
322110 | 1000345 | 2023 | Chemical Recovery Furnace | No. 2 Recovery Boiler |  | Nitrous Oxide Spent Liquor | 2.488 |  | AA
322110 | 1000345 | 2023 | Chemical Recovery Furnace | No. 3 Recovery Boiler |  | Carbon Dioxide Biogenic (Spent Liquor) | 408210.6 |  | AA
322110 | 1000345 | 2023 | Chemical Recovery Furnace | No. 3 Recovery Boiler |  | Carbon Dioxide Non-Biogenic | 2973.9 |  | AA
322110 | 1000345 | 2023 | Chemical Recovery Furnace | No. 3 Recovery Boiler |  | Methane | 0.1 |  | AA
322110 | 1000345 | 2023 | Chemical Recovery Furnace | No. 3 Recovery Boiler |  | Methane Spent Liquor | 8.22 |  | AA
322110 | 1000345 | 2023 | Chemical Recovery Furnace | No. 3 Recovery Boiler |  | Nitrous Oxide | 0.02 |  | AA
322110 | 1000345 | 2023 | Chemical Recovery Furnace | No. 3 Recovery Boiler |  | Nitrous Oxide Spent Liquor | 1.816 |  | AA
322110 | 1000345 | 2023 | Pulp Mill Lime Kiln | No. 4 Lime Kiln |  | Carbon Dioxide Biogenic (Spent Liquor) | 0 |  | AA
322110 | 1000345 | 2023 | Pulp Mill Lime Kiln | No. 4 Lime Kiln |  | Carbon Dioxide Non-Biogenic | 35003.9 |  | AA
322110 | 1000345 | 2023 | Pulp Mill Lime Kiln | No. 4 Lime Kiln |  | Methane | 1.78 |  | AA
322110 | 1000345 | 2023 | Pulp Mill Lime Kiln | No. 4 Lime Kiln |  | Methane Spent Liquor | 0 |  | AA
322110 | 1000345 | 2023 | Pulp Mill Lime Kiln | No. 4 Lime Kiln |  | Nitrous Oxide | 0 |  | AA
322110 | 1000345 | 2023 | Pulp Mill Lime Kiln | No. 4 Lime Kiln |  | Nitrous Oxide Spent Liquor | 0 |  | AA
322110 | 1000345 | 2023 | Chemical Recovery Furnace | No. 4 Recovery Furnace |  | Carbon Dioxide Biogenic (Spent Liquor) | 624274.4 |  | AA
322110 | 1000345 | 2023 | Chemical Recovery Furnace | No. 4 Recovery Furnace |  | Carbon Dioxide Non-Biogenic | 19986.3 |  | AA
322110 | 1000345 | 2023 | Chemical Recovery Furnace | No. 4 Recovery Furnace |  | Methane | 0.54 |  | AA
322110 | 1000345 | 2023 | Chemical Recovery Furnace | No. 4 Recovery Furnace |  | Methane Spent Liquor | 12.56 |  | AA
322110 | 1000345 | 2023 | Chemical Recovery Furnace | No. 4 Recovery Furnace |  | Nitrous Oxide | 0.086 |  | AA
322110 | 1000345 | 2023 | Chemical Recovery Furnace | No. 4 Recovery Furnace |  | Nitrous Oxide Spent Liquor | 2.778 |  | AA
325120 | 1000346 | 2023 | HMH (Heater, heat medium for heat exchange) | 3A Heater | Natural Gas (Weighted U.S. Average) | Carbon Dioxide Biogenic | 0 | 0 | C
325120 | 1000346 | 2023 | HMH (Heater, heat medium for heat exchange) | 3A Heater | Natural Gas (Weighted U.S. Average) | Carbon Dioxide Non-Biogenic | 238.5 | 0 | C
325120 | 1000346 | 2023 | HMH (Heater, heat medium for heat exchange) | 3A Heater | Natural Gas (Weighted U.S. Average) | Carbon Dioxide Total | 238.5 | 0 | C
325120 | 1000346 | 2023 | HMH (Heater, heat medium for heat exchange) | 3A Heater | Natural Gas (Weighted U.S. Average) | Methane | 0 | 0 | C
325120 | 1000346 | 2023 | HMH (Heater, heat medium for heat exchange) | 3A Heater | Natural Gas (Weighted U.S. Average) | Methane (Co2 eq) | 0.1 | 0 | C
325120 | 1000346 | 2023 | HMH (Heater, heat medium for heat exchange) | 3A Heater | Natural Gas (Weighted U.S. Average) | Nitrous Oxide | 0 | 0 | C
325120 | 1000346 | 2023 | HMH (Heater, heat medium for heat exchange) | 3A Heater | Natural Gas (Weighted U.S. Average) | Nitrous Oxide (Co2 eq) | 0.1 | 0 | C
325120 | 1000346 | 2023 | OB (Boiler, other) | Boiler 13 (BO1) | Natural Gas (Weighted U.S. Average) | Carbon Dioxide Biogenic |  | 0 | C
325120 | 1000346 | 2023 | OB (Boiler, other) | Boiler 13 (BO1) | Natural Gas (Weighted U.S. Average) | Carbon Dioxide Non-Biogenic | 0 | 0 | C
325120 | 1000346 | 2023 | OB (Boiler, other) | Boiler 13 (BO1) | Natural Gas (Weighted U.S. Average) | Carbon Dioxide Total | 0 | 0 | C
325120 | 1000346 | 2023 | OB (Boiler, other) | Boiler 13 (BO1) | Natural Gas (Weighted U.S. Average) | Methane | 1.63 | 0 | C
325120 | 1000346 | 2023 | OB (Boiler, other) | Boiler 13 (BO1) | Natural Gas (Weighted U.S. Average) | Methane (Co2 eq) | 40.7 | 0 | C
325120 | 1000346 | 2023 | OB (Boiler, other) | Boiler 13 (BO1) | Natural Gas (Weighted U.S. Average) | Nitrous Oxide | 0.163 | 0 | C
325120 | 1000346 | 2023 | OB (Boiler, other) | Boiler 13 (BO1) | Natural Gas (Weighted U.S. Average) | Nitrous Oxide (Co2 eq) | 48.5 | 0 | C
325120 | 1000346 | 2023 | OB (Boiler, other) | Boiler 14 (BO2) | Natural Gas (Weighted U.S. Average) | Carbon Dioxide Biogenic |  | 0 | C
325120 | 1000346 | 2023 | OB (Boiler, other) | Boiler 14 (BO2) | Natural Gas (Weighted U.S. Average) | Carbon Dioxide Non-Biogenic | 0 | 0 | C
325120 | 1000346 | 2023 | OB (Boiler, other) | Boiler 14 (BO2) | Natural Gas (Weighted U.S. Average) | Carbon Dioxide Total | 0 | 0 | C
325120 | 1000346 | 2023 | OB (Boiler, other) | Boiler 14 (BO2) | Natural Gas (Weighted U.S. Average) | Methane | 1.6 | 0 | C
325120 | 1000346 | 2023 | OB (Boiler, other) | Boiler 14 (BO2) | Natural Gas (Weighted U.S. Average) | Methane (Co2 eq) | 39.9 | 0 | C
325120 | 1000346 | 2023 | OB (Boiler, other) | Boiler 14 (BO2) | Natural Gas (Weighted U.S. Average) | Nitrous Oxide | 0.16 | 0 | C
325120 | 1000346 | 2023 | OB (Boiler, other) | Boiler 14 (BO2) | Natural Gas (Weighted U.S. Average) | Nitrous Oxide (Co2 eq) | 47.6 | 0 | C
325120 | 1000346 | 2023 | OB (Boiler, other) | Boiler 15 (B03) | Natural Gas (Weighted U.S. Average) | Carbon Dioxide Biogenic |  | 0 | C
325120 | 1000346 | 2023 | OB (Boiler, other) | Boiler 15 (B03) | Natural Gas (Weighted U.S. Average) | Carbon Dioxide Non-Biogenic | 0 | 0 | C
325120 | 1000346 | 2023 | OB (Boiler, other) | Boiler 15 (B03) | Natural Gas (Weighted U.S. Average) | Carbon Dioxide Total | 0 | 0 | C
325120 | 1000346 | 2023 | OB (Boiler, other) | Boiler 15 (B03) | Natural Gas (Weighted U.S. Average) | Methane | 1.24 | 0 | C
325120 | 1000346 | 2023 | OB (Boiler, other) | Boiler 15 (B03) | Natural Gas (Weighted U.S. Average) | Methane (Co2 eq) | 31 | 0 | C
325120 | 1000346 | 2023 | OB (Boiler, other) | Boiler 15 (B03) | Natural Gas (Weighted U.S. Average) | Nitrous Oxide | 0.124 | 0 | C
325120 | 1000346 | 2023 | OB (Boiler, other) | Boiler 15 (B03) | Natural Gas (Weighted U.S. Average) | Nitrous Oxide (Co2 eq) | 36.9 | 0 | C
325120 | 1000346 | 2023 | OB (Boiler, other) | Boiler 16 (BO4) | Natural Gas (Weighted U.S. Average) | Carbon Dioxide Biogenic |  | 0 | C
325120 | 1000346 | 2023 | OB (Boiler, other) | Boiler 16 (BO4) | Natural Gas (Weighted U.S. Average) | Carbon Dioxide Non-Biogenic | 0 | 0 | C
325120 | 1000346 | 2023 | OB (Boiler, other) | Boiler 16 (BO4) | Natural Gas (Weighted U.S. Average) | Carbon Dioxide Total | 0 | 0 | C
325120 | 1000346 | 2023 | OB (Boiler, other) | Boiler 16 (BO4) | Natural Gas (Weighted U.S. Average) | Methane | 0.99 | 0 | C
325120 | 1000346 | 2023 | OB (Boiler, other) | Boiler 16 (BO4) | Natural Gas (Weighted U.S. Average) | Methane (Co2 eq) | 24.9 | 0 | C
325120 | 1000346 | 2023 | OB (Boiler, other) | Boiler 16 (BO4) | Natural Gas (Weighted U.S. Average) | Nitrous Oxide | 0.1 | 0 | C
325120 | 1000346 | 2023 | OB (Boiler, other) | Boiler 16 (BO4) | Natural Gas (Weighted U.S. Average) | Nitrous Oxide (Co2 eq) | 29.6 | 0 | C
325120 | 1000346 | 2023 |  | CG801 Gas Turbine | Fuel Gas | Carbon Dioxide Biogenic | 0 | 0 | C
325120 | 1000346 | 2023 |  | CG801 Gas Turbine | Fuel Gas | Carbon Dioxide Non-Biogenic | 0 | 0 | C
325120 | 1000346 | 2023 |  | CG801 Gas Turbine | Fuel Gas | Carbon Dioxide Total | 0 | 0 | C
325120 | 1000346 | 2023 |  | CG801 Gas Turbine | Fuel Gas | Methane | 0 | 0 | C
325120 | 1000346 | 2023 |  | CG801 Gas Turbine | Fuel Gas | Methane (Co2 eq) | 0 | 0 | C
325120 | 1000346 | 2023 |  | CG801 Gas Turbine | Fuel Gas | Nitrous Oxide | 0 | 0 | C
325120 | 1000346 | 2023 |  | CG801 Gas Turbine | Fuel Gas | Nitrous Oxide (Co2 eq) | 0 | 0 | C
325120 | 1000346 | 2023 |  | CG802 Gas Turbine | Fuel Gas | Carbon Dioxide Biogenic | 0 | 0 | C
325120 | 1000346 | 2023 |  | CG802 Gas Turbine | Fuel Gas | Carbon Dioxide Non-Biogenic | 0 | 0 | C
325120 | 1000346 | 2023 |  | CG802 Gas Turbine | Fuel Gas | Carbon Dioxide Total | 0 | 0 | C
325120 | 1000346 | 2023 |  | CG802 Gas Turbine | Fuel Gas | Methane | 0 | 0 | C
325120 | 1000346 | 2023 |  | CG802 Gas Turbine | Fuel Gas | Methane (Co2 eq) | 0 | 0 | C
325120 | 1000346 | 2023 |  | CG802 Gas Turbine | Fuel Gas | Nitrous Oxide | 0 | 0 | C
325120 | 1000346 | 2023 |  | CG802 Gas Turbine | Fuel Gas | Nitrous Oxide (Co2 eq) | 0 | 0 | C
325120 | 1000346 | 2023 |  | CG803 Gas Turbine | Fuel Gas | Carbon Dioxide Biogenic | 0 | 0 | C
325120 | 1000346 | 2023 |  | CG803 Gas Turbine | Fuel Gas | Carbon Dioxide Non-Biogenic | 0 | 0 | C
325120 | 1000346 | 2023 |  | CG803 Gas Turbine | Fuel Gas | Carbon Dioxide Total | 0 | 0 | C
325120 | 1000346 | 2023 |  | CG803 Gas Turbine | Fuel Gas | Methane | 0 | 0 | C
325120 | 1000346 | 2023 |  | CG803 Gas Turbine | Fuel Gas | Methane (Co2 eq) | 0 | 0 | C
325120 | 1000346 | 2023 |  | CG803 Gas Turbine | Fuel Gas | Nitrous Oxide | 0 | 0 | C
325120 | 1000346 | 2023 |  | CG803 Gas Turbine | Fuel Gas | Nitrous Oxide (Co2 eq) | 0 | 0 | C
325120 | 1000346 | 2023 |  | CG804 Gas Turbine | Fuel Gas | Carbon Dioxide Biogenic | 0 | 0 | C
325120 | 1000346 | 2023 |  | CG804 Gas Turbine | Fuel Gas | Carbon Dioxide Non-Biogenic | 0 | 0 | C
325120 | 1000346 | 2023 |  | CG804 Gas Turbine | Fuel Gas | Carbon Dioxide Total | 0 | 0 | C
325120 | 1000346 | 2023 |  | CG804 Gas Turbine | Fuel Gas | Methane | 0 | 0 | C
325120 | 1000346 | 2023 |  | CG804 Gas Turbine | Fuel Gas | Methane (Co2 eq) | 0 | 0 | C
325120 | 1000346 | 2023 |  | CG804 Gas Turbine | Fuel Gas | Nitrous Oxide | 0 | 0 | C
325120 | 1000346 | 2023 |  | CG804 Gas Turbine | Fuel Gas | Nitrous Oxide (Co2 eq) | 0 | 0 | C
325120 | 1000346 | 2023 | HMH (Heater, heat medium for heat exchange) | Oxygen Vaporizer E308B | Natural Gas (Weighted U.S. Average) | Carbon Dioxide Biogenic | 0 | 0 | C
325120 | 1000346 | 2023 | HMH (Heater, heat medium for heat exchange) | Oxygen Vaporizer E308B | Natural Gas (Weighted U.S. Average) | Carbon Dioxide Non-Biogenic | 1.4 | 0 | C
325120 | 1000346 | 2023 | HMH (Heater, heat medium for heat exchange) | Oxygen Vaporizer E308B | Natural Gas (Weighted U.S. Average) | Carbon Dioxide Total | 1.4 | 0 | C
325120 | 1000346 | 2023 | HMH (Heater, heat medium for heat exchange) | Oxygen Vaporizer E308B | Natural Gas (Weighted U.S. Average) | Methane | 0 | 0 | C
325120 | 1000346 | 2023 | HMH (Heater, heat medium for heat exchange) | Oxygen Vaporizer E308B | Natural Gas (Weighted U.S. Average) | Methane (Co2 eq) | 0 | 0 | C
325120 | 1000346 | 2023 | HMH (Heater, heat medium for heat exchange) | Oxygen Vaporizer E308B | Natural Gas (Weighted U.S. Average) | Nitrous Oxide | 0 | 0 | C
325120 | 1000346 | 2023 | HMH (Heater, heat medium for heat exchange) | Oxygen Vaporizer E308B | Natural Gas (Weighted U.S. Average) | Nitrous Oxide (Co2 eq) | 0 | 0 | C
322120 | 1000348 | 2023 | Chemical Recovery Furnace | 07-2505 |  | Carbon Dioxide Biogenic (Spent Liquor) | 240004.5 |  | AA | [9 empty] | 59 | 1966 | B&W | 2.05 |  |  |  | 975 | 850
322120 | 1000348 | 2023 | Chemical Recovery Furnace | 07-2505 |  | Carbon Dioxide Non-Biogenic | 33218.4 |  | AA | [9 empty] | 59 | 1966 | B&W | 2.05 |  |  |  | 975 | 850
322120 | 1000348 | 2023 | Chemical Recovery Furnace | 07-2505 |  | Methane | 1.33 |  | AA | [9 empty] | 59 | 1966 | B&W | 2.05 |  |  |  | 975 | 850
322120 | 1000348 | 2023 | Chemical Recovery Furnace | 07-2505 |  | Methane Spent Liquor | 4.83 |  | AA | [9 empty] | 59 | 1966 | B&W | 2.05 |  |  |  | 975 | 850
322120 | 1000348 | 2023 | Chemical Recovery Furnace | 07-2505 |  | Nitrous Oxide | 0.265 |  | AA | [9 empty] | 59 | 1966 | B&W | 2.05 |  |  |  | 975 | 850
322120 | 1000348 | 2023 | Chemical Recovery Furnace | 07-2505 |  | Nitrous Oxide Spent Liquor | 1.068 |  | AA | [9 empty] | 59 | 1966 | B&W | 2.05 |  |  |  | 975 | 850
322120 | 1000348 | 2023 | Pulp Mill Lime Kiln | 07-2723 |  | Carbon Dioxide Biogenic (Spent Liquor) | 0 |  | AA
322120 | 1000348 | 2023 | Pulp Mill Lime Kiln | 07-2723 |  | Carbon Dioxide Non-Biogenic | 37707.2 |  | AA
322120 | 1000348 | 2023 | Pulp Mill Lime Kiln | 07-2723 |  | Methane | 1.92 |  | AA
322120 | 1000348 | 2023 | Pulp Mill Lime Kiln | 07-2723 |  | Methane Spent Liquor | 0 |  | AA
322120 | 1000348 | 2023 | Pulp Mill Lime Kiln | 07-2723 |  | Nitrous Oxide | 0 |  | AA
322120 | 1000348 | 2023 | Pulp Mill Lime Kiln | 07-2723 |  | Nitrous Oxide Spent Liquor | 0 |  | AA
322120 | 1000348 | 2023 | Chemical Recovery Furnace | 07-5105 |  | Carbon Dioxide Biogenic (Spent Liquor) | 826714.8 |  | AA | [9 empty] | 42 | 1983 | B&W | 2.9 |  |  |  | 1025 | 900
322120 | 1000348 | 2023 | Chemical Recovery Furnace | 07-5105 |  | Carbon Dioxide Non-Biogenic | 43535.5 |  | AA | [9 empty] | 42 | 1983 | B&W | 2.9 |  |  |  | 1025 | 900
322120 | 1000348 | 2023 | Chemical Recovery Furnace | 07-5105 |  | Methane | 0.98 |  | AA | [9 empty] | 42 | 1983 | B&W | 2.9 |  |  |  | 1025 | 900
322120 | 1000348 | 2023 | Chemical Recovery Furnace | 07-5105 |  | Methane Spent Liquor | 16.64 |  | AA | [9 empty] | 42 | 1983 | B&W | 2.9 |  |  |  | 1025 | 900
322120 | 1000348 | 2023 | Chemical Recovery Furnace | 07-5105 |  | Nitrous Oxide | 0.129 |  | AA | [9 empty] | 42 | 1983 | B&W | 2.9 |  |  |  | 1025 | 900
322120 | 1000348 | 2023 | Chemical Recovery Furnace | 07-5105 |  | Nitrous Oxide Spent Liquor | 3.678 |  | AA | [9 empty] | 42 | 1983 | B&W | 2.9 |  |  |  | 1025 | 900
322120 | 1000348 | 2023 | OB (Boiler, other) | 08-2550 | Natural Gas (Weighted U.S. Average) | Carbon Dioxide Biogenic | 0 | 0 | C
322120 | 1000348 | 2023 | OB (Boiler, other) | 08-2550 | Natural Gas (Weighted U.S. Average) | Carbon Dioxide Non-Biogenic | 0 | 0 | C
322120 | 1000348 | 2023 | OB (Boiler, other) | 08-2550 | Natural Gas (Weighted U.S. Average) | Carbon Dioxide Total | 0 | 0 | C
322120 | 1000348 | 2023 | OB (Boiler, other) | 08-2550 | Natural Gas (Weighted U.S. Average) | Methane | 0 | 0 | C
322120 | 1000348 | 2023 | OB (Boiler, other) | 08-2550 | Natural Gas (Weighted U.S. Average) | Methane (Co2 eq) | 0 | 0 | C
322120 | 1000348 | 2023 | OB (Boiler, other) | 08-2550 | Natural Gas (Weighted U.S. Average) | Nitrous Oxide | 0 | 0 | C
322120 | 1000348 | 2023 | OB (Boiler, other) | 08-2550 | Natural Gas (Weighted U.S. Average) | Nitrous Oxide (Co2 eq) | 0 | 0 | C
322120 | 1000348 | 2023 | OB (Boiler, other) | 08-2550 | Residual Fuel Oil No. 6 | Carbon Dioxide Biogenic | 0 | 0 | C
322120 | 1000348 | 2023 | OB (Boiler, other) | 08-2550 | Residual Fuel Oil No. 6 | Carbon Dioxide Non-Biogenic | 0 | 0 | C
322120 | 1000348 | 2023 | OB (Boiler, other) | 08-2550 | Residual Fuel Oil No. 6 | Carbon Dioxide Total | 0 | 0 | C
322120 | 1000348 | 2023 | OB (Boiler, other) | 08-2550 | Residual Fuel Oil No. 6 | Methane | 0 | 0 | C
322120 | 1000348 | 2023 | OB (Boiler, other) | 08-2550 | Residual Fuel Oil No. 6 | Methane (Co2 eq) | 0 | 0 | C
322120 | 1000348 | 2023 | OB (Boiler, other) | 08-2550 | Residual Fuel Oil No. 6 | Nitrous Oxide | 0 | 0 | C
322120 | 1000348 | 2023 | OB (Boiler, other) | 08-2550 | Residual Fuel Oil No. 6 | Nitrous Oxide (Co2 eq) | 0 | 0 | C
322120 | 1000348 | 2023 | S (Stoker Boiler) | 08-2605 | Natural Gas (Weighted U.S. Average) | Carbon Dioxide Biogenic | 0 | 905636889.5312 | C
322120 | 1000348 | 2023 | S (Stoker Boiler) | 08-2605 | Natural Gas (Weighted U.S. Average) | Carbon Dioxide Non-Biogenic | 49461.2 | 905636889.5312 | C
322120 | 1000348 | 2023 | S (Stoker Boiler) | 08-2605 | Natural Gas (Weighted U.S. Average) | Carbon Dioxide Total | 49461.2 | 905636889.5312 | C
322120 | 1000348 | 2023 | S (Stoker Boiler) | 08-2605 | Natural Gas (Weighted U.S. Average) | Methane | 0.93 | 905636889.5312 | C
322120 | 1000348 | 2023 | S (Stoker Boiler) | 08-2605 | Natural Gas (Weighted U.S. Average) | Methane (Co2 eq) | 23.3 | 905636889.5312 | C
322120 | 1000348 | 2023 | S (Stoker Boiler) | 08-2605 | Natural Gas (Weighted U.S. Average) | Nitrous Oxide | 0.093 | 905636889.5312 | C
322120 | 1000348 | 2023 | S (Stoker Boiler) | 08-2605 | Natural Gas (Weighted U.S. Average) | Nitrous Oxide (Co2 eq) | 27.8 | 905636889.5312 | C
322120 | 1000348 | 2023 | S (Stoker Boiler) | 08-2605 | Residual Fuel Oil No. 6 | Carbon Dioxide Biogenic | 0 | 147939.7326 | C
322120 | 1000348 | 2023 | S (Stoker Boiler) | 08-2605 | Residual Fuel Oil No. 6 | Carbon Dioxide Non-Biogenic | 2002.9 | 147939.7326 | C
322120 | 1000348 | 2023 | S (Stoker Boiler) | 08-2605 | Residual Fuel Oil No. 6 | Carbon Dioxide Total | 2002.9 | 147939.7326 | C
322120 | 1000348 | 2023 | S (Stoker Boiler) | 08-2605 | Residual Fuel Oil No. 6 | Methane | 0.07 | 147939.7326 | C
322120 | 1000348 | 2023 | S (Stoker Boiler) | 08-2605 | Residual Fuel Oil No. 6 | Methane (Co2 eq) | 1.7 | 147939.7326 | C
322120 | 1000348 | 2023 | S (Stoker Boiler) | 08-2605 | Residual Fuel Oil No. 6 | Nitrous Oxide | 0.013 | 147939.7326 | C
322120 | 1000348 | 2023 | S (Stoker Boiler) | 08-2605 | Residual Fuel Oil No. 6 | Nitrous Oxide (Co2 eq) | 4 | 147939.7326 | C
322120 | 1000348 | 2023 | S (Stoker Boiler) | 08-2605 | Tires | Carbon Dioxide Biogenic | 0 | 1962.8096 | C
322120 | 1000348 | 2023 | S (Stoker Boiler) | 08-2605 | Tires | Carbon Dioxide Non-Biogenic | 5138.9 | 1962.8096 | C
322120 | 1000348 | 2023 | S (Stoker Boiler) | 08-2605 | Tires | Carbon Dioxide Total | 5138.9 | 1962.8096 | C
322120 | 1000348 | 2023 | S (Stoker Boiler) | 08-2605 | Tires | Methane | 1.76 | 1962.8096 | C
322120 | 1000348 | 2023 | S (Stoker Boiler) | 08-2605 | Tires | Methane (Co2 eq) | 44 | 1962.8096 | C
322120 | 1000348 | 2023 | S (Stoker Boiler) | 08-2605 | Tires | Nitrous Oxide | 0.231 | 1962.8096 | C
322120 | 1000348 | 2023 | S (Stoker Boiler) | 08-2605 | Tires | Nitrous Oxide (Co2 eq) | 68.8 | 1962.8096 | C
322120 | 1000348 | 2023 | S (Stoker Boiler) | 08-2605 | Wood and Wood Residuals (dry basis) | Carbon Dioxide Biogenic | 67052.4 | 81790.015 | C
322120 | 1000348 | 2023 | S (Stoker Boiler) | 08-2605 | Wood and Wood Residuals (dry basis) | Carbon Dioxide Non-Biogenic | 0 | 81790.015 | C
322120 | 1000348 | 2023 | S (Stoker Boiler) | 08-2605 | Wood and Wood Residuals (dry basis) | Carbon Dioxide Total | 67052.4 | 81790.015 | C
322120 | 1000348 | 2023 | S (Stoker Boiler) | 08-2605 | Wood and Wood Residuals (dry basis) | Methane | 5.15 | 81790.015 | C
322120 | 1000348 | 2023 | S (Stoker Boiler) | 08-2605 | Wood and Wood Residuals (dry basis) | Methane (Co2 eq) | 128.7 | 81790.015 | C
322120 | 1000348 | 2023 | S (Stoker Boiler) | 08-2605 | Wood and Wood Residuals (dry basis) | Nitrous Oxide | 2.573 | 81790.015 | C
322120 | 1000348 | 2023 | S (Stoker Boiler) | 08-2605 | Wood and Wood Residuals (dry basis) | Nitrous Oxide (Co2 eq) | 766.9 | 81790.015 | C
322120 | 1000348 | 2023 | S (Stoker Boiler) | 08-3705 | Natural Gas (Weighted U.S. Average) | Carbon Dioxide Biogenic | 0 | 1219799327.9519 | C
322120 | 1000348 | 2023 | S (Stoker Boiler) | 08-3705 | Natural Gas (Weighted U.S. Average) | Carbon Dioxide Non-Biogenic | 66626.5 | 1219799327.9519 | C
322120 | 1000348 | 2023 | S (Stoker Boiler) | 08-3705 | Natural Gas (Weighted U.S. Average) | Carbon Dioxide Total | 66626.5 | 1219799327.9519 | C
322120 | 1000348 | 2023 | S (Stoker Boiler) | 08-3705 | Natural Gas (Weighted U.S. Average) | Methane | 1.26 | 1219799327.9519 | C
322120 | 1000348 | 2023 | S (Stoker Boiler) | 08-3705 | Natural Gas (Weighted U.S. Average) | Methane (Co2 eq) | 31.4 | 1219799327.9519 | C
322120 | 1000348 | 2023 | S (Stoker Boiler) | 08-3705 | Natural Gas (Weighted U.S. Average) | Nitrous Oxide | 0.126 | 1219799327.9519 | C
322120 | 1000348 | 2023 | S (Stoker Boiler) | 08-3705 | Natural Gas (Weighted U.S. Average) | Nitrous Oxide (Co2 eq) | 37.4 | 1219799327.9519 | C
322120 | 1000348 | 2023 | S (Stoker Boiler) | 08-3705 | Residual Fuel Oil No. 6 | Carbon Dioxide Biogenic | 0 | 87466.2557 | C
322120 | 1000348 | 2023 | S (Stoker Boiler) | 08-3705 | Residual Fuel Oil No. 6 | Carbon Dioxide Non-Biogenic | 1204.5 | 87466.2557 | C
322120 | 1000348 | 2023 | S (Stoker Boiler) | 08-3705 | Residual Fuel Oil No. 6 | Carbon Dioxide Total | 1204.5 | 87466.2557 | C
322120 | 1000348 | 2023 | S (Stoker Boiler) | 08-3705 | Residual Fuel Oil No. 6 | Methane | 0.04 | 87466.2557 | C
322120 | 1000348 | 2023 | S (Stoker Boiler) | 08-3705 | Residual Fuel Oil No. 6 | Methane (Co2 eq) | 1 | 87466.2557 | C
322120 | 1000348 | 2023 | S (Stoker Boiler) | 08-3705 | Residual Fuel Oil No. 6 | Nitrous Oxide | 0.008 | 87466.2557 | C
322120 | 1000348 | 2023 | S (Stoker Boiler) | 08-3705 | Residual Fuel Oil No. 6 | Nitrous Oxide (Co2 eq) | 2.3 | 87466.2557 | C
322120 | 1000348 | 2023 | S (Stoker Boiler) | 08-3705 | Tires | Carbon Dioxide Biogenic | 0 | 3154 | C
322120 | 1000348 | 2023 | S (Stoker Boiler) | 08-3705 | Tires | Carbon Dioxide Non-Biogenic | 8146.4 | 3154 | C
322120 | 1000348 | 2023 | S (Stoker Boiler) | 08-3705 | Tires | Carbon Dioxide Total | 8146.4 | 3154 | C
322120 | 1000348 | 2023 | S (Stoker Boiler) | 08-3705 | Tires | Methane | 2.83 | 3154 | C
322120 | 1000348 | 2023 | S (Stoker Boiler) | 08-3705 | Tires | Methane (Co2 eq) | 70.7 | 3154 | C
322120 | 1000348 | 2023 | S (Stoker Boiler) | 08-3705 | Tires | Nitrous Oxide | 0.371 | 3154 | C
322120 | 1000348 | 2023 | S (Stoker Boiler) | 08-3705 | Tires | Nitrous Oxide (Co2 eq) | 110.5 | 3154 | C
322120 | 1000348 | 2023 | S (Stoker Boiler) | 08-3705 | Wood and Wood Residuals (dry basis) | Carbon Dioxide Biogenic | 152550.4 | 186079.78 | C
322120 | 1000348 | 2023 | S (Stoker Boiler) | 08-3705 | Wood and Wood Residuals (dry basis) | Carbon Dioxide Non-Biogenic | 0 | 186079.78 | C
322120 | 1000348 | 2023 | S (Stoker Boiler) | 08-3705 | Wood and Wood Residuals (dry basis) | Carbon Dioxide Total | 152550.4 | 186079.78 | C
322120 | 1000348 | 2023 | S (Stoker Boiler) | 08-3705 | Wood and Wood Residuals (dry basis) | Methane | 11.71 | 186079.78 | C
322120 | 1000348 | 2023 | S (Stoker Boiler) | 08-3705 | Wood and Wood Residuals (dry basis) | Methane (Co2 eq) | 292.7 | 186079.78 | C
322120 | 1000348 | 2023 | S (Stoker Boiler) | 08-3705 | Wood and Wood Residuals (dry basis) | Nitrous Oxide | 5.855 | 186079.78 | C
322120 | 1000348 | 2023 | S (Stoker Boiler) | 08-3705 | Wood and Wood Residuals (dry basis) | Nitrous Oxide (Co2 eq) | 1744.7 | 186079.78 | C
322120 | 1000348 | 2023 |  | GP-06 | Natural Gas (Weighted U.S. Average) | Carbon Dioxide Biogenic | 0 | 8620133.0964 | C
322120 | 1000348 | 2023 |  | GP-06 | Natural Gas (Weighted U.S. Average) | Carbon Dioxide Non-Biogenic | 470.8 | 8620133.0964 | C
322120 | 1000348 | 2023 |  | GP-06 | Natural Gas (Weighted U.S. Average) | Carbon Dioxide Total | 470.8 | 8620133.0964 | C
322120 | 1000348 | 2023 |  | GP-06 | Natural Gas (Weighted U.S. Average) | Methane | 0.01 | 8620133.0964 | C
322120 | 1000348 | 2023 |  | GP-06 | Natural Gas (Weighted U.S. Average) | Methane (Co2 eq) | 0.2 | 8620133.0964 | C
322120 | 1000348 | 2023 |  | GP-06 | Natural Gas (Weighted U.S. Average) | Nitrous Oxide | 0.001 | 8620133.0964 | C
322120 | 1000348 | 2023 |  | GP-06 | Natural Gas (Weighted U.S. Average) | Nitrous Oxide (Co2 eq) | 0.3 | 8620133.0964 | C
325193 | 1000352 | 2023 |  | CP-NG1 | Natural Gas (Weighted U.S. Average) | Carbon Dioxide Biogenic | 0 | 0 | C
325193 | 1000352 | 2023 |  | CP-NG1 | Natural Gas (Weighted U.S. Average) | Carbon Dioxide Non-Biogenic | 91886.4 | 0 | C
325193 | 1000352 | 2023 |  | CP-NG1 | Natural Gas (Weighted U.S. Average) | Carbon Dioxide Total | 91886.4 | 0 | C
325193 | 1000352 | 2023 |  | CP-NG1 | Natural Gas (Weighted U.S. Average) | Methane | 1.73 | 0 | C
325193 | 1000352 | 2023 |  | CP-NG1 | Natural Gas (Weighted U.S. Average) | Methane (Co2 eq) | 43.3 | 0 | C
325193 | 1000352 | 2023 |  | CP-NG1 | Natural Gas (Weighted U.S. Average) | Nitrous Oxide | 0.173 | 0 | C
325193 | 1000352 | 2023 |  | CP-NG1 | Natural Gas (Weighted U.S. Average) | Nitrous Oxide (Co2 eq) | 51.6 | 0 | C
322130 | 1000353 | 2023 | S (Stoker Boiler) | B11 | Natural Gas (Weighted U.S. Average) | Carbon Dioxide Biogenic | 0 | 0 | C
322130 | 1000353 | 2023 | S (Stoker Boiler) | B11 | Natural Gas (Weighted U.S. Average) | Carbon Dioxide Non-Biogenic | 0 | 0 | C
322130 | 1000353 | 2023 | S (Stoker Boiler) | B11 | Natural Gas (Weighted U.S. Average) | Carbon Dioxide Total | 0 | 0 | C
322130 | 1000353 | 2023 | S (Stoker Boiler) | B11 | Natural Gas (Weighted U.S. Average) | Methane | 0.16 | 0 | C
322130 | 1000353 | 2023 | S (Stoker Boiler) | B11 | Natural Gas (Weighted U.S. Average) | Methane (Co2 eq) | 4.1 | 0 | C
322130 | 1000353 | 2023 | S (Stoker Boiler) | B11 | Natural Gas (Weighted U.S. Average) | Nitrous Oxide | 0.016 | 0 | C
322130 | 1000353 | 2023 | S (Stoker Boiler) | B11 | Natural Gas (Weighted U.S. Average) | Nitrous Oxide (Co2 eq) | 4.8 | 0 | C
322130 | 1000353 | 2023 | S (Stoker Boiler) | B11 | Wood and Wood Residuals (dry basis) | Carbon Dioxide Biogenic | 0 | 0 | C
322130 | 1000353 | 2023 | S (Stoker Boiler) | B11 | Wood and Wood Residuals (dry basis) | Carbon Dioxide Non-Biogenic | 0 | 0 | C
322130 | 1000353 | 2023 | S (Stoker Boiler) | B11 | Wood and Wood Residuals (dry basis) | Carbon Dioxide Total | 0 | 0 | C
322130 | 1000353 | 2023 | S (Stoker Boiler) | B11 | Wood and Wood Residuals (dry basis) | Methane | 19.81 | 0 | C
322130 | 1000353 | 2023 | S (Stoker Boiler) | B11 | Wood and Wood Residuals (dry basis) | Methane (Co2 eq) | 495.1 | 0 | C
322130 | 1000353 | 2023 | S (Stoker Boiler) | B11 | Wood and Wood Residuals (dry basis) | Nitrous Oxide | 9.903 | 0 | C
322130 | 1000353 | 2023 | S (Stoker Boiler) | B11 | Wood and Wood Residuals (dry basis) | Nitrous Oxide (Co2 eq) | 2951.1 | 0 | C
322130 | 1000353 | 2023 |  | GP-gas fired units | Natural Gas (Weighted U.S. Average) | Carbon Dioxide Biogenic | 0 | 0 | C
322130 | 1000353 | 2023 |  | GP-gas fired units | Natural Gas (Weighted U.S. Average) | Carbon Dioxide Non-Biogenic | 19686.5 | 0 | C
322130 | 1000353 | 2023 |  | GP-gas fired units | Natural Gas (Weighted U.S. Average) | Carbon Dioxide Total | 19686.5 | 0 | C
322130 | 1000353 | 2023 |  | GP-gas fired units | Natural Gas (Weighted U.S. Average) | Methane | 0.37 | 0 | C
322130 | 1000353 | 2023 |  | GP-gas fired units | Natural Gas (Weighted U.S. Average) | Methane (Co2 eq) | 9.3 | 0 | C
322130 | 1000353 | 2023 |  | GP-gas fired units | Natural Gas (Weighted U.S. Average) | Nitrous Oxide | 0.037 | 0 | C
322130 | 1000353 | 2023 |  | GP-gas fired units | Natural Gas (Weighted U.S. Average) | Nitrous Oxide (Co2 eq) | 11.1 | 0 | C
311611 | 1000357 | 2023 |  | CP-Biogas | Other Biomass Gases | Carbon Dioxide Biogenic | 5586.2 | 158466229 | C
311611 | 1000357 | 2023 |  | CP-Biogas | Other Biomass Gases | Carbon Dioxide Non-Biogenic | 0 | 158466229 | C
311611 | 1000357 | 2023 |  | CP-Biogas | Other Biomass Gases | Carbon Dioxide Total | 5586.2 | 158466229 | C
311611 | 1000357 | 2023 |  | CP-Biogas | Other Biomass Gases | Methane | 0.34 | 158466229 | C
311611 | 1000357 | 2023 |  | CP-Biogas | Other Biomass Gases | Methane (Co2 eq) | 8.6 | 158466229 | C
311611 | 1000357 | 2023 |  | CP-Biogas | Other Biomass Gases | Nitrous Oxide | 0.068 | 158466229 | C
311611 | 1000357 | 2023 |  | CP-Biogas | Other Biomass Gases | Nitrous Oxide (Co2 eq) | 20.1 | 158466229 | C
311611 | 1000357 | 2023 |  | CP-Natural gas | Natural Gas (Weighted U.S. Average) | Carbon Dioxide Biogenic | 0 | 0 | C
311611 | 1000357 | 2023 |  | CP-Natural gas | Natural Gas (Weighted U.S. Average) | Carbon Dioxide Non-Biogenic | 31986.3 | 0 | C
311611 | 1000357 | 2023 |  | CP-Natural gas | Natural Gas (Weighted U.S. Average) | Carbon Dioxide Total | 31986.3 | 0 | C
311611 | 1000357 | 2023 |  | CP-Natural gas | Natural Gas (Weighted U.S. Average) | Methane | 0.6 | 0 | C
311611 | 1000357 | 2023 |  | CP-Natural gas | Natural Gas (Weighted U.S. Average) | Methane (Co2 eq) | 15.1 | 0 | C
311611 | 1000357 | 2023 |  | CP-Natural gas | Natural Gas (Weighted U.S. Average) | Nitrous Oxide | 0.06 | 0 | C
311611 | 1000357 | 2023 |  | CP-Natural gas | Natural Gas (Weighted U.S. Average) | Nitrous Oxide (Co2 eq) | 18 | 0 | C
311613 | 1000360 | 2023 |  | GP-Boilers | Natural Gas (Weighted U.S. Average) | Carbon Dioxide Biogenic | 0 | 0 | C
311613 | 1000360 | 2023 |  | GP-Boilers | Natural Gas (Weighted U.S. Average) | Carbon Dioxide Non-Biogenic | 28138.2 | 0 | C
311613 | 1000360 | 2023 |  | GP-Boilers | Natural Gas (Weighted U.S. Average) | Carbon Dioxide Total | 28138.2 | 0 | C
311613 | 1000360 | 2023 |  | GP-Boilers | Natural Gas (Weighted U.S. Average) | Methane | 0.53 | 0 | C
311613 | 1000360 | 2023 |  | GP-Boilers | Natural Gas (Weighted U.S. Average) | Methane (Co2 eq) | 13.3 | 0 | C
311613 | 1000360 | 2023 |  | GP-Boilers | Natural Gas (Weighted U.S. Average) | Nitrous Oxide | 0.053 | 0 | C
311613 | 1000360 | 2023 |  | GP-Boilers | Natural Gas (Weighted U.S. Average) | Nitrous Oxide (Co2 eq) | 15.8 | 0 | C
311224 | 1000376 | 2023 | OCS (Other combustion source) | CP-1 | Natural Gas (Weighted U.S. Average) | Carbon Dioxide Biogenic | 0 | 0 | C
311224 | 1000376 | 2023 | OCS (Other combustion source) | CP-1 | Natural Gas (Weighted U.S. Average) | Carbon Dioxide Non-Biogenic | 112700.3 | 0 | C
311224 | 1000376 | 2023 | OCS (Other combustion source) | CP-1 | Natural Gas (Weighted U.S. Average) | Carbon Dioxide Total | 112700.3 | 0 | C
311224 | 1000376 | 2023 | OCS (Other combustion source) | CP-1 | Natural Gas (Weighted U.S. Average) | Methane | 2.12 | 0 | C
311224 | 1000376 | 2023 | OCS (Other combustion source) | CP-1 | Natural Gas (Weighted U.S. Average) | Methane (Co2 eq) | 53.1 | 0 | C
311224 | 1000376 | 2023 | OCS (Other combustion source) | CP-1 | Natural Gas (Weighted U.S. Average) | Nitrous Oxide | 0.212 | 0 | C
311224 | 1000376 | 2023 | OCS (Other combustion source) | CP-1 | Natural Gas (Weighted U.S. Average) | Nitrous Oxide (Co2 eq) | 63.3 | 0 | C
311224 | 1000376 | 2023 | OCS (Other combustion source) | GP-3 | Propane | Carbon Dioxide Biogenic | 0 | 0 | C
311224 | 1000376 | 2023 | OCS (Other combustion source) | GP-3 | Propane | Carbon Dioxide Non-Biogenic | 0 | 0 | C
311224 | 1000376 | 2023 | OCS (Other combustion source) | GP-3 | Propane | Carbon Dioxide Total | 0 | 0 | C
311224 | 1000376 | 2023 | OCS (Other combustion source) | GP-3 | Propane | Methane | 0 | 0 | C
311224 | 1000376 | 2023 | OCS (Other combustion source) | GP-3 | Propane | Methane (Co2 eq) | 0 | 0 | C
311224 | 1000376 | 2023 | OCS (Other combustion source) | GP-3 | Propane | Nitrous Oxide | 0 | 0 | C
311224 | 1000376 | 2023 | OCS (Other combustion source) | GP-3 | Propane | Nitrous Oxide (Co2 eq) | 0 | 0 | C
311514 | 1000378 | 2023 | OB (Boiler, other) | GP-Boilers | Natural Gas (Weighted U.S. Average) | Carbon Dioxide Biogenic | 0 | 0 | C
311514 | 1000378 | 2023 | OB (Boiler, other) | GP-Boilers | Natural Gas (Weighted U.S. Average) | Carbon Dioxide Non-Biogenic | 23146 | 0 | C
311514 | 1000378 | 2023 | OB (Boiler, other) | GP-Boilers | Natural Gas (Weighted U.S. Average) | Carbon Dioxide Total | 23146 | 0 | C
311514 | 1000378 | 2023 | OB (Boiler, other) | GP-Boilers | Natural Gas (Weighted U.S. Average) | Methane | 0.44 | 0 | C
311514 | 1000378 | 2023 | OB (Boiler, other) | GP-Boilers | Natural Gas (Weighted U.S. Average) | Methane (Co2 eq) | 10.9 | 0 | C
311514 | 1000378 | 2023 | OB (Boiler, other) | GP-Boilers | Natural Gas (Weighted U.S. Average) | Nitrous Oxide | 0.044 | 0 | C
311514 | 1000378 | 2023 | OB (Boiler, other) | GP-Boilers | Natural Gas (Weighted U.S. Average) | Nitrous Oxide (Co2 eq) | 13 | 0 | C
325414 | 1000383 | 2023 | SCCT (CT (Turbine, simple cycle combustion)) | 69-CGT-001 | Distillate Fuel Oil No. 2 | Carbon Dioxide Biogenic | 0 | 0 | C
325414 | 1000383 | 2023 | SCCT (CT (Turbine, simple cycle combustion)) | 69-CGT-001 | Distillate Fuel Oil No. 2 | Carbon Dioxide Non-Biogenic | 6.6 | 0 | C
325414 | 1000383 | 2023 | SCCT (CT (Turbine, simple cycle combustion)) | 69-CGT-001 | Distillate Fuel Oil No. 2 | Carbon Dioxide Total | 6.6 | 0 | C
325414 | 1000383 | 2023 | SCCT (CT (Turbine, simple cycle combustion)) | 69-CGT-001 | Distillate Fuel Oil No. 2 | Methane | 0 | 0 | C
325414 | 1000383 | 2023 | SCCT (CT (Turbine, simple cycle combustion)) | 69-CGT-001 | Distillate Fuel Oil No. 2 | Methane (Co2 eq) | 0 | 0 | C
325414 | 1000383 | 2023 | SCCT (CT (Turbine, simple cycle combustion)) | 69-CGT-001 | Distillate Fuel Oil No. 2 | Nitrous Oxide | 0 | 0 | C
325414 | 1000383 | 2023 | SCCT (CT (Turbine, simple cycle combustion)) | 69-CGT-001 | Distillate Fuel Oil No. 2 | Nitrous Oxide (Co2 eq) | 0 | 0 | C
325414 | 1000383 | 2023 | SCCT (CT (Turbine, simple cycle combustion)) | 69-CGT-001 | Natural Gas (Weighted U.S. Average) | Carbon Dioxide Biogenic | 0 | 0 | C
325414 | 1000383 | 2023 | SCCT (CT (Turbine, simple cycle combustion)) | 69-CGT-001 | Natural Gas (Weighted U.S. Average) | Carbon Dioxide Non-Biogenic | 26767.3 | 0 | C
325414 | 1000383 | 2023 | SCCT (CT (Turbine, simple cycle combustion)) | 69-CGT-001 | Natural Gas (Weighted U.S. Average) | Carbon Dioxide Total | 26767.3 | 0 | C
325414 | 1000383 | 2023 | SCCT (CT (Turbine, simple cycle combustion)) | 69-CGT-001 | Natural Gas (Weighted U.S. Average) | Methane | 0.5 | 0 | C
325414 | 1000383 | 2023 | SCCT (CT (Turbine, simple cycle combustion)) | 69-CGT-001 | Natural Gas (Weighted U.S. Average) | Methane (Co2 eq) | 12.6 | 0 | C
325414 | 1000383 | 2023 | SCCT (CT (Turbine, simple cycle combustion)) | 69-CGT-001 | Natural Gas (Weighted U.S. Average) | Nitrous Oxide | 0.05 | 0 | C
325414 | 1000383 | 2023 | SCCT (CT (Turbine, simple cycle combustion)) | 69-CGT-001 | Natural Gas (Weighted U.S. Average) | Nitrous Oxide (Co2 eq) | 15 | 0 | C
325414 | 1000383 | 2023 | OB (Boiler, other) | 80-B-001 | Distillate Fuel Oil No. 2 | Carbon Dioxide Biogenic | 0 | 0 | C
325414 | 1000383 | 2023 | OB (Boiler, other) | 80-B-001 | Distillate Fuel Oil No. 2 | Carbon Dioxide Non-Biogenic | 0 | 0 | C
325414 | 1000383 | 2023 | OB (Boiler, other) | 80-B-001 | Distillate Fuel Oil No. 2 | Carbon Dioxide Total | 0 | 0 | C
325414 | 1000383 | 2023 | OB (Boiler, other) | 80-B-001 | Distillate Fuel Oil No. 2 | Methane | 0 | 0 | C
325414 | 1000383 | 2023 | OB (Boiler, other) | 80-B-001 | Distillate Fuel Oil No. 2 | Methane (Co2 eq) | 0 | 0 | C
325414 | 1000383 | 2023 | OB (Boiler, other) | 80-B-001 | Distillate Fuel Oil No. 2 | Nitrous Oxide | 0 | 0 | C
325414 | 1000383 | 2023 | OB (Boiler, other) | 80-B-001 | Distillate Fuel Oil No. 2 | Nitrous Oxide (Co2 eq) | 0 | 0 | C
325414 | 1000383 | 2023 | OB (Boiler, other) | 80-B-001 | Natural Gas (Weighted U.S. Average) | Carbon Dioxide Biogenic | 0 | 0 | C
325414 | 1000383 | 2023 | OB (Boiler, other) | 80-B-001 | Natural Gas (Weighted U.S. Average) | Carbon Dioxide Non-Biogenic | 452.3 | 0 | C
325414 | 1000383 | 2023 | OB (Boiler, other) | 80-B-001 | Natural Gas (Weighted U.S. Average) | Carbon Dioxide Total | 452.3 | 0 | C
325414 | 1000383 | 2023 | OB (Boiler, other) | 80-B-001 | Natural Gas (Weighted U.S. Average) | Methane | 0.01 | 0 | C
325414 | 1000383 | 2023 | OB (Boiler, other) | 80-B-001 | Natural Gas (Weighted U.S. Average) | Methane (Co2 eq) | 0.2 | 0 | C
325414 | 1000383 | 2023 | OB (Boiler, other) | 80-B-001 | Natural Gas (Weighted U.S. Average) | Nitrous Oxide | 0.001 | 0 | C
325414 | 1000383 | 2023 | OB (Boiler, other) | 80-B-001 | Natural Gas (Weighted U.S. Average) | Nitrous Oxide (Co2 eq) | 0.3 | 0 | C
325414 | 1000383 | 2023 | OB (Boiler, other) | 80-B-002 | Distillate Fuel Oil No. 2 | Carbon Dioxide Biogenic | 0 | 0 | C
325414 | 1000383 | 2023 | OB (Boiler, other) | 80-B-002 | Distillate Fuel Oil No. 2 | Carbon Dioxide Non-Biogenic | 0 | 0 | C
325414 | 1000383 | 2023 | OB (Boiler, other) | 80-B-002 | Distillate Fuel Oil No. 2 | Carbon Dioxide Total | 0 | 0 | C
325414 | 1000383 | 2023 | OB (Boiler, other) | 80-B-002 | Distillate Fuel Oil No. 2 | Methane | 0 | 0 | C
325414 | 1000383 | 2023 | OB (Boiler, other) | 80-B-002 | Distillate Fuel Oil No. 2 | Methane (Co2 eq) | 0 | 0 | C
325414 | 1000383 | 2023 | OB (Boiler, other) | 80-B-002 | Distillate Fuel Oil No. 2 | Nitrous Oxide | 0 | 0 | C
325414 | 1000383 | 2023 | OB (Boiler, other) | 80-B-002 | Distillate Fuel Oil No. 2 | Nitrous Oxide (Co2 eq) | 0 | 0 | C
325414 | 1000383 | 2023 | OB (Boiler, other) | 80-B-002 | Natural Gas (Weighted U.S. Average) | Carbon Dioxide Biogenic | 0 | 0 | C
325414 | 1000383 | 2023 | OB (Boiler, other) | 80-B-002 | Natural Gas (Weighted U.S. Average) | Carbon Dioxide Non-Biogenic | 288.4 | 0 | C
325414 | 1000383 | 2023 | OB (Boiler, other) | 80-B-002 | Natural Gas (Weighted U.S. Average) | Carbon Dioxide Total | 288.4 | 0 | C
325414 | 1000383 | 2023 | OB (Boiler, other) | 80-B-002 | Natural Gas (Weighted U.S. Average) | Methane | 0.01 | 0 | C
325414 | 1000383 | 2023 | OB (Boiler, other) | 80-B-002 | Natural Gas (Weighted U.S. Average) | Methane (Co2 eq) | 0.1 | 0 | C
325414 | 1000383 | 2023 | OB (Boiler, other) | 80-B-002 | Natural Gas (Weighted U.S. Average) | Nitrous Oxide | 0.001 | 0 | C
325414 | 1000383 | 2023 | OB (Boiler, other) | 80-B-002 | Natural Gas (Weighted U.S. Average) | Nitrous Oxide (Co2 eq) | 0.2 | 0 | C
325414 | 1000383 | 2023 | OCS (Other combustion source) | 80-HRG-001 | Natural Gas (Weighted U.S. Average) | Carbon Dioxide Biogenic | 0 | 0 | C
325414 | 1000383 | 2023 | OCS (Other combustion source) | 80-HRG-001 | Natural Gas (Weighted U.S. Average) | Carbon Dioxide Non-Biogenic | 380.7 | 0 | C
325414 | 1000383 | 2023 | OCS (Other combustion source) | 80-HRG-001 | Natural Gas (Weighted U.S. Average) | Carbon Dioxide Total | 380.7 | 0 | C
325414 | 1000383 | 2023 | OCS (Other combustion source) | 80-HRG-001 | Natural Gas (Weighted U.S. Average) | Methane | 0.01 | 0 | C
325414 | 1000383 | 2023 | OCS (Other combustion source) | 80-HRG-001 | Natural Gas (Weighted U.S. Average) | Methane (Co2 eq) | 0.2 | 0 | C
325414 | 1000383 | 2023 | OCS (Other combustion source) | 80-HRG-001 | Natural Gas (Weighted U.S. Average) | Nitrous Oxide | 0.001 | 0 | C
325414 | 1000383 | 2023 | OCS (Other combustion source) | 80-HRG-001 | Natural Gas (Weighted U.S. Average) | Nitrous Oxide (Co2 eq) | 0.2 | 0 | C
325414 | 1000383 | 2023 | OB (Boiler, other) | 95-B-005 | Natural Gas (Weighted U.S. Average) | Carbon Dioxide Biogenic | 0 | 0 | C
325414 | 1000383 | 2023 | OB (Boiler, other) | 95-B-005 | Natural Gas (Weighted U.S. Average) | Carbon Dioxide Non-Biogenic | 0 | 0 | C
325414 | 1000383 | 2023 | OB (Boiler, other) | 95-B-005 | Natural Gas (Weighted U.S. Average) | Carbon Dioxide Total | 0 | 0 | C
325414 | 1000383 | 2023 | OB (Boiler, other) | 95-B-005 | Natural Gas (Weighted U.S. Average) | Methane | 0 | 0 | C
325414 | 1000383 | 2023 | OB (Boiler, other) | 95-B-005 | Natural Gas (Weighted U.S. Average) | Methane (Co2 eq) | 0 | 0 | C
325414 | 1000383 | 2023 | OB (Boiler, other) | 95-B-005 | Natural Gas (Weighted U.S. Average) | Nitrous Oxide | 0 | 0 | C
325414 | 1000383 | 2023 | OB (Boiler, other) | 95-B-005 | Natural Gas (Weighted U.S. Average) | Nitrous Oxide (Co2 eq) | 0 | 0 | C
325414 | 1000383 | 2023 |  | GP- PK N2500 MFD Boilers | Natural Gas (Weighted U.S. Average) | Carbon Dioxide Biogenic | 0 | 0 | C
325414 | 1000383 | 2023 |  | GP- PK N2500 MFD Boilers | Natural Gas (Weighted U.S. Average) | Carbon Dioxide Non-Biogenic | 24.4 | 0 | C
325414 | 1000383 | 2023 |  | GP- PK N2500 MFD Boilers | Natural Gas (Weighted U.S. Average) | Carbon Dioxide Total | 24.4 | 0 | C
325414 | 1000383 | 2023 |  | GP- PK N2500 MFD Boilers | Natural Gas (Weighted U.S. Average) | Methane | 0 | 0 | C
325414 | 1000383 | 2023 |  | GP- PK N2500 MFD Boilers | Natural Gas (Weighted U.S. Average) | Methane (Co2 eq) | 0 | 0 | C
325414 | 1000383 | 2023 |  | GP- PK N2500 MFD Boilers | Natural Gas (Weighted U.S. Average) | Nitrous Oxide | 0 | 0 | C
325414 | 1000383 | 2023 |  | GP- PK N2500 MFD Boilers | Natural Gas (Weighted U.S. Average) | Nitrous Oxide (Co2 eq) | 0 | 0 | C
325414 | 1000383 | 2023 |  | GP-1 | Natural Gas (Weighted U.S. Average) | Carbon Dioxide Biogenic | 0 | 0 | C
325414 | 1000383 | 2023 |  | GP-1 | Natural Gas (Weighted U.S. Average) | Carbon Dioxide Non-Biogenic | 318.9 | 0 | C
325414 | 1000383 | 2023 |  | GP-1 | Natural Gas (Weighted U.S. Average) | Carbon Dioxide Total | 318.9 | 0 | C
325414 | 1000383 | 2023 |  | GP-1 | Natural Gas (Weighted U.S. Average) | Methane | 0.01 | 0 | C
325414 | 1000383 | 2023 |  | GP-1 | Natural Gas (Weighted U.S. Average) | Methane (Co2 eq) | 0.2 | 0 | C
325414 | 1000383 | 2023 |  | GP-1 | Natural Gas (Weighted U.S. Average) | Nitrous Oxide | 0.001 | 0 | C
325414 | 1000383 | 2023 |  | GP-1 | Natural Gas (Weighted U.S. Average) | Nitrous Oxide (Co2 eq) | 0.2 | 0 | C
311221 | 1000401 | 2023 | SCCT (CT (Turbine, simple cycle combustion)) | Cogen Unit 1 | Natural Gas (Weighted U.S. Average) | Carbon Dioxide Biogenic | 0 | 0 | C
311221 | 1000401 | 2023 | SCCT (CT (Turbine, simple cycle combustion)) | Cogen Unit 1 | Natural Gas (Weighted U.S. Average) | Carbon Dioxide Non-Biogenic | 161379.5 | 0 | C
311221 | 1000401 | 2023 | SCCT (CT (Turbine, simple cycle combustion)) | Cogen Unit 1 | Natural Gas (Weighted U.S. Average) | Carbon Dioxide Total | 161379.5 | 0 | C
311221 | 1000401 | 2023 | SCCT (CT (Turbine, simple cycle combustion)) | Cogen Unit 1 | Natural Gas (Weighted U.S. Average) | Methane | 3.04 | 0 | C
311221 | 1000401 | 2023 | SCCT (CT (Turbine, simple cycle combustion)) | Cogen Unit 1 | Natural Gas (Weighted U.S. Average) | Methane (Co2 eq) | 76 | 0 | C
311221 | 1000401 | 2023 | SCCT (CT (Turbine, simple cycle combustion)) | Cogen Unit 1 | Natural Gas (Weighted U.S. Average) | Nitrous Oxide | 0.304 | 0 | C
311221 | 1000401 | 2023 | SCCT (CT (Turbine, simple cycle combustion)) | Cogen Unit 1 | Natural Gas (Weighted U.S. Average) | Nitrous Oxide (Co2 eq) | 90.6 | 0 | C
311221 | 1000401 | 2023 | SCCT (CT (Turbine, simple cycle combustion)) | Cogen Unit 2 | Natural Gas (Weighted U.S. Average) | Carbon Dioxide Biogenic | 0 | 0 | C
311221 | 1000401 | 2023 | SCCT (CT (Turbine, simple cycle combustion)) | Cogen Unit 2 | Natural Gas (Weighted U.S. Average) | Carbon Dioxide Non-Biogenic | 149538.3 | 0 | C
311221 | 1000401 | 2023 | SCCT (CT (Turbine, simple cycle combustion)) | Cogen Unit 2 | Natural Gas (Weighted U.S. Average) | Carbon Dioxide Total | 149538.3 | 0 | C
311221 | 1000401 | 2023 | SCCT (CT (Turbine, simple cycle combustion)) | Cogen Unit 2 | Natural Gas (Weighted U.S. Average) | Methane | 2.82 | 0 | C
311221 | 1000401 | 2023 | SCCT (CT (Turbine, simple cycle combustion)) | Cogen Unit 2 | Natural Gas (Weighted U.S. Average) | Methane (Co2 eq) | 70.5 | 0 | C
311221 | 1000401 | 2023 | SCCT (CT (Turbine, simple cycle combustion)) | Cogen Unit 2 | Natural Gas (Weighted U.S. Average) | Nitrous Oxide | 0.282 | 0 | C
311221 | 1000401 | 2023 | SCCT (CT (Turbine, simple cycle combustion)) | Cogen Unit 2 | Natural Gas (Weighted U.S. Average) | Nitrous Oxide (Co2 eq) | 84 | 0 | C
311221 | 1000401 | 2023 |  | GP-1 | Natural Gas (Weighted U.S. Average) | Carbon Dioxide Biogenic | 0 | 0 | C
311221 | 1000401 | 2023 |  | GP-1 | Natural Gas (Weighted U.S. Average) | Carbon Dioxide Non-Biogenic | 73189.8 | 0 | C
311221 | 1000401 | 2023 |  | GP-1 | Natural Gas (Weighted U.S. Average) | Carbon Dioxide Total | 73189.8 | 0 | C
311221 | 1000401 | 2023 |  | GP-1 | Natural Gas (Weighted U.S. Average) | Methane | 1.38 | 0 | C
311221 | 1000401 | 2023 |  | GP-1 | Natural Gas (Weighted U.S. Average) | Methane (Co2 eq) | 34.5 | 0 | C
311221 | 1000401 | 2023 |  | GP-1 | Natural Gas (Weighted U.S. Average) | Nitrous Oxide | 0.138 | 0 | C
311221 | 1000401 | 2023 |  | GP-1 | Natural Gas (Weighted U.S. Average) | Nitrous Oxide (Co2 eq) | 41.1 | 0 | C
311221 | 1000401 | 2023 |  | GP-1 | Other Biomass Gases | Carbon Dioxide Biogenic | 1031.8 | 0 | C
311221 | 1000401 | 2023 |  | GP-1 | Other Biomass Gases | Carbon Dioxide Non-Biogenic | 0 | 0 | C
311221 | 1000401 | 2023 |  | GP-1 | Other Biomass Gases | Carbon Dioxide Total | 1031.8 | 0 | C
311221 | 1000401 | 2023 |  | GP-1 | Other Biomass Gases | Methane | 0.06 | 0 | C
311221 | 1000401 | 2023 |  | GP-1 | Other Biomass Gases | Methane (Co2 eq) | 1.6 | 0 | C
311221 | 1000401 | 2023 |  | GP-1 | Other Biomass Gases | Nitrous Oxide | 0.012 | 0 | C
311221 | 1000401 | 2023 |  | GP-1 | Other Biomass Gases | Nitrous Oxide (Co2 eq) | 3.7 | 0 | C
325193 | 1000405 | 2023 |  | GP-Energy Center & Glycol Boilers | Natural Gas (Weighted U.S. Average) | Carbon Dioxide Biogenic | 0 | 0 | C
325193 | 1000405 | 2023 |  | GP-Energy Center & Glycol Boilers | Natural Gas (Weighted U.S. Average) | Carbon Dioxide Non-Biogenic | 39332.6 | 0 | C
325193 | 1000405 | 2023 |  | GP-Energy Center & Glycol Boilers | Natural Gas (Weighted U.S. Average) | Carbon Dioxide Total | 39332.6 | 0 | C
325193 | 1000405 | 2023 |  | GP-Energy Center & Glycol Boilers | Natural Gas (Weighted U.S. Average) | Methane | 0.74 | 0 | C
325193 | 1000405 | 2023 |  | GP-Energy Center & Glycol Boilers | Natural Gas (Weighted U.S. Average) | Methane (Co2 eq) | 18.5 | 0 | C
325193 | 1000405 | 2023 |  | GP-Energy Center & Glycol Boilers | Natural Gas (Weighted U.S. Average) | Nitrous Oxide | 0.074 | 0 | C
325193 | 1000405 | 2023 |  | GP-Energy Center & Glycol Boilers | Natural Gas (Weighted U.S. Average) | Nitrous Oxide (Co2 eq) | 22.1 | 0 | C
311221 | 1000407 | 2023 |  | CP-Memphis01 | Natural Gas (Weighted U.S. Average) | Carbon Dioxide Biogenic | 0 | 0 | C
311221 | 1000407 | 2023 |  | CP-Memphis01 | Natural Gas (Weighted U.S. Average) | Carbon Dioxide Non-Biogenic | 23183 | 0 | C
311221 | 1000407 | 2023 |  | CP-Memphis01 | Natural Gas (Weighted U.S. Average) | Carbon Dioxide Total | 23183 | 0 | C
311221 | 1000407 | 2023 |  | CP-Memphis01 | Natural Gas (Weighted U.S. Average) | Methane | 0.44 | 0 | C
311221 | 1000407 | 2023 |  | CP-Memphis01 | Natural Gas (Weighted U.S. Average) | Methane (Co2 eq) | 10.9 | 0 | C
311221 | 1000407 | 2023 |  | CP-Memphis01 | Natural Gas (Weighted U.S. Average) | Nitrous Oxide | 0.044 | 0 | C
311221 | 1000407 | 2023 |  | CP-Memphis01 | Natural Gas (Weighted U.S. Average) | Nitrous Oxide (Co2 eq) | 13 | 0 | C
311221 | 1000407 | 2023 |  | GP-Memphis02 | Distillate Fuel Oil No. 2 | Carbon Dioxide Biogenic | 0 | 49219 | C
311221 | 1000407 | 2023 |  | GP-Memphis02 | Distillate Fuel Oil No. 2 | Carbon Dioxide Non-Biogenic | 502.4 | 49219 | C
311221 | 1000407 | 2023 |  | GP-Memphis02 | Distillate Fuel Oil No. 2 | Carbon Dioxide Total | 502.4 | 49219 | C
311221 | 1000407 | 2023 |  | GP-Memphis02 | Distillate Fuel Oil No. 2 | Methane | 0.02 | 49219 | C
311221 | 1000407 | 2023 |  | GP-Memphis02 | Distillate Fuel Oil No. 2 | Methane (Co2 eq) | 0.5 | 49219 | C
311221 | 1000407 | 2023 |  | GP-Memphis02 | Distillate Fuel Oil No. 2 | Nitrous Oxide | 0.004 | 49219 | C
311221 | 1000407 | 2023 |  | GP-Memphis02 | Distillate Fuel Oil No. 2 | Nitrous Oxide (Co2 eq) | 1.2 | 49219 | C
322130 | 1000409 | 2023 |  | CP-K2_B10_B11 | Natural Gas (Weighted U.S. Average) | Carbon Dioxide Biogenic | 0 | 3364530000 | C
322130 | 1000409 | 2023 |  | CP-K2_B10_B11 | Natural Gas (Weighted U.S. Average) | Carbon Dioxide Non-Biogenic | 187357.7 | 3364530000 | C
322130 | 1000409 | 2023 |  | CP-K2_B10_B11 | Natural Gas (Weighted U.S. Average) | Carbon Dioxide Total | 187357.7 | 3364530000 | C
322130 | 1000409 | 2023 |  | CP-K2_B10_B11 | Natural Gas (Weighted U.S. Average) | Methane | 3.53 | 3364530000 | C
322130 | 1000409 | 2023 |  | CP-K2_B10_B11 | Natural Gas (Weighted U.S. Average) | Methane (Co2 eq) | 88.3 | 3364530000 | C
322130 | 1000409 | 2023 |  | CP-K2_B10_B11 | Natural Gas (Weighted U.S. Average) | Nitrous Oxide | 0.353 | 3364530000 | C
322130 | 1000409 | 2023 |  | CP-K2_B10_B11 | Natural Gas (Weighted U.S. Average) | Nitrous Oxide (Co2 eq) | 105.2 | 3364530000 | C
322130 | 1000409 | 2023 |  | GP-NaturalGas | Natural Gas (Weighted U.S. Average) | Carbon Dioxide Biogenic | 0 | 1037569200 | C
322130 | 1000409 | 2023 |  | GP-NaturalGas | Natural Gas (Weighted U.S. Average) | Carbon Dioxide Non-Biogenic | 57738.5 | 1037569200 | C
322130 | 1000409 | 2023 |  | GP-NaturalGas | Natural Gas (Weighted U.S. Average) | Carbon Dioxide Total | 57738.5 | 1037569200 | C
322130 | 1000409 | 2023 |  | GP-NaturalGas | Natural Gas (Weighted U.S. Average) | Methane | 1.09 | 1037569200 | C
322130 | 1000409 | 2023 |  | GP-NaturalGas | Natural Gas (Weighted U.S. Average) | Methane (Co2 eq) | 27.2 | 1037569200 | C
322130 | 1000409 | 2023 |  | GP-NaturalGas | Natural Gas (Weighted U.S. Average) | Nitrous Oxide | 0.109 | 1037569200 | C
322130 | 1000409 | 2023 |  | GP-NaturalGas | Natural Gas (Weighted U.S. Average) | Nitrous Oxide (Co2 eq) | 32.4 | 1037569200 | C
311221 | 1000413 | 2023 | PD (Product or intermediate product dryer) | 4 Gluten Dryer | Natural Gas (Weighted U.S. Average) | Carbon Dioxide Biogenic | 0 | 0 | C
311221 | 1000413 | 2023 | PD (Product or intermediate product dryer) | 4 Gluten Dryer | Natural Gas (Weighted U.S. Average) | Carbon Dioxide Non-Biogenic | 3859.2 | 0 | C
311221 | 1000413 | 2023 | PD (Product or intermediate product dryer) | 4 Gluten Dryer | Natural Gas (Weighted U.S. Average) | Carbon Dioxide Total | 3859.2 | 0 | C
311221 | 1000413 | 2023 | PD (Product or intermediate product dryer) | 4 Gluten Dryer | Natural Gas (Weighted U.S. Average) | Methane | 0.07 | 0 | C
311221 | 1000413 | 2023 | PD (Product or intermediate product dryer) | 4 Gluten Dryer | Natural Gas (Weighted U.S. Average) | Methane (Co2 eq) | 1.8 | 0 | C
311221 | 1000413 | 2023 | PD (Product or intermediate product dryer) | 4 Gluten Dryer | Natural Gas (Weighted U.S. Average) | Nitrous Oxide | 0.007 | 0 | C
311221 | 1000413 | 2023 | PD (Product or intermediate product dryer) | 4 Gluten Dryer | Natural Gas (Weighted U.S. Average) | Nitrous Oxide (Co2 eq) | 2.2 | 0 | C
311221 | 1000413 | 2023 | PD (Product or intermediate product dryer) | 4 Gluten Dryer | Other Biomass Gases | Carbon Dioxide Biogenic | 2400.7 | 0 | C
311221 | 1000413 | 2023 | PD (Product or intermediate product dryer) | 4 Gluten Dryer | Other Biomass Gases | Carbon Dioxide Non-Biogenic | 0 | 0 | C
311221 | 1000413 | 2023 | PD (Product or intermediate product dryer) | 4 Gluten Dryer | Other Biomass Gases | Carbon Dioxide Total | 2400.7 | 0 | C
311221 | 1000413 | 2023 | PD (Product or intermediate product dryer) | 4 Gluten Dryer | Other Biomass Gases | Methane | 0.15 | 0 | C
311221 | 1000413 | 2023 | PD (Product or intermediate product dryer) | 4 Gluten Dryer | Other Biomass Gases | Methane (Co2 eq) | 3.7 | 0 | C
311221 | 1000413 | 2023 | PD (Product or intermediate product dryer) | 4 Gluten Dryer | Other Biomass Gases | Nitrous Oxide | 0.029 | 0 | C
311221 | 1000413 | 2023 | PD (Product or intermediate product dryer) | 4 Gluten Dryer | Other Biomass Gases | Nitrous Oxide (Co2 eq) | 8.7 | 0 | C
311221 | 1000413 | 2023 | PD (Product or intermediate product dryer) | 9 Gluten Dryer | Natural Gas (Weighted U.S. Average) | Carbon Dioxide Biogenic | 0 | 0 | C
311221 | 1000413 | 2023 | PD (Product or intermediate product dryer) | 9 Gluten Dryer | Natural Gas (Weighted U.S. Average) | Carbon Dioxide Non-Biogenic | 2486.2 | 0 | C
311221 | 1000413 | 2023 | PD (Product or intermediate product dryer) | 9 Gluten Dryer | Natural Gas (Weighted U.S. Average) | Carbon Dioxide Total | 2486.2 | 0 | C
311221 | 1000413 | 2023 | PD (Product or intermediate product dryer) | 9 Gluten Dryer | Natural Gas (Weighted U.S. Average) | Methane | 0.05 | 0 | C
311221 | 1000413 | 2023 | PD (Product or intermediate product dryer) | 9 Gluten Dryer | Natural Gas (Weighted U.S. Average) | Methane (Co2 eq) | 1.2 | 0 | C
311221 | 1000413 | 2023 | PD (Product or intermediate product dryer) | 9 Gluten Dryer | Natural Gas (Weighted U.S. Average) | Nitrous Oxide | 0.005 | 0 | C
311221 | 1000413 | 2023 | PD (Product or intermediate product dryer) | 9 Gluten Dryer | Natural Gas (Weighted U.S. Average) | Nitrous Oxide (Co2 eq) | 1.4 | 0 | C
311221 | 1000413 | 2023 | OB (Boiler, other) | Boiler E | Natural Gas (Weighted U.S. Average) | Carbon Dioxide Biogenic | 0 | 0 | C
311221 | 1000413 | 2023 | OB (Boiler, other) | Boiler E | Natural Gas (Weighted U.S. Average) | Carbon Dioxide Non-Biogenic | 107757.7 | 0 | C
311221 | 1000413 | 2023 | OB (Boiler, other) | Boiler E | Natural Gas (Weighted U.S. Average) | Carbon Dioxide Total | 107757.7 | 0 | C
311221 | 1000413 | 2023 | OB (Boiler, other) | Boiler E | Natural Gas (Weighted U.S. Average) | Methane | 2.03 | 0 | C
311221 | 1000413 | 2023 | OB (Boiler, other) | Boiler E | Natural Gas (Weighted U.S. Average) | Methane (Co2 eq) | 50.8 | 0 | C
311221 | 1000413 | 2023 | OB (Boiler, other) | Boiler E | Natural Gas (Weighted U.S. Average) | Nitrous Oxide | 0.203 | 0 | C
311221 | 1000413 | 2023 | OB (Boiler, other) | Boiler E | Natural Gas (Weighted U.S. Average) | Nitrous Oxide (Co2 eq) | 60.5 | 0 | C
311221 | 1000413 | 2023 | OB (Boiler, other) | Boiler F | Natural Gas (Weighted U.S. Average) | Carbon Dioxide Biogenic | 0 | 0 | C
311221 | 1000413 | 2023 | OB (Boiler, other) | Boiler F | Natural Gas (Weighted U.S. Average) | Carbon Dioxide Non-Biogenic | 107757.7 | 0 | C
311221 | 1000413 | 2023 | OB (Boiler, other) | Boiler F | Natural Gas (Weighted U.S. Average) | Carbon Dioxide Total | 107757.7 | 0 | C
311221 | 1000413 | 2023 | OB (Boiler, other) | Boiler F | Natural Gas (Weighted U.S. Average) | Methane | 2.03 | 0 | C
311221 | 1000413 | 2023 | OB (Boiler, other) | Boiler F | Natural Gas (Weighted U.S. Average) | Methane (Co2 eq) | 50.8 | 0 | C
311221 | 1000413 | 2023 | OB (Boiler, other) | Boiler F | Natural Gas (Weighted U.S. Average) | Nitrous Oxide | 0.203 | 0 | C
311221 | 1000413 | 2023 | OB (Boiler, other) | Boiler F | Natural Gas (Weighted U.S. Average) | Nitrous Oxide (Co2 eq) | 60.5 | 0 | C
311221 | 1000413 | 2023 | OB (Boiler, other) | D | Natural Gas (Weighted U.S. Average) | Carbon Dioxide Biogenic | 0 | 0 | C
311221 | 1000413 | 2023 | OB (Boiler, other) | D | Natural Gas (Weighted U.S. Average) | Carbon Dioxide Non-Biogenic | 32380 | 0 | C
311221 | 1000413 | 2023 | OB (Boiler, other) | D | Natural Gas (Weighted U.S. Average) | Carbon Dioxide Total | 32380 | 0 | C
311221 | 1000413 | 2023 | OB (Boiler, other) | D | Natural Gas (Weighted U.S. Average) | Methane | 0.61 | 0 | C
311221 | 1000413 | 2023 | OB (Boiler, other) | D | Natural Gas (Weighted U.S. Average) | Methane (Co2 eq) | 15.3 | 0 | C
311221 | 1000413 | 2023 | OB (Boiler, other) | D | Natural Gas (Weighted U.S. Average) | Nitrous Oxide | 0.061 | 0 | C
311221 | 1000413 | 2023 | OB (Boiler, other) | D | Natural Gas (Weighted U.S. Average) | Nitrous Oxide (Co2 eq) | 18.2 | 0 | C
311221 | 1000413 | 2023 |  | GP-TO/Dryers | Natural Gas (Weighted U.S. Average) | Carbon Dioxide Biogenic | 0 | 0 | C
311221 | 1000413 | 2023 |  | GP-TO/Dryers | Natural Gas (Weighted U.S. Average) | Carbon Dioxide Non-Biogenic | 79378.2 | 0 | C
311221 | 1000413 | 2023 |  | GP-TO/Dryers | Natural Gas (Weighted U.S. Average) | Carbon Dioxide Total | 79378.2 | 0 | C
311221 | 1000413 | 2023 |  | GP-TO/Dryers | Natural Gas (Weighted U.S. Average) | Methane | 1.5 | 0 | C
311221 | 1000413 | 2023 |  | GP-TO/Dryers | Natural Gas (Weighted U.S. Average) | Methane (Co2 eq) | 37.4 | 0 | C
311221 | 1000413 | 2023 |  | GP-TO/Dryers | Natural Gas (Weighted U.S. Average) | Nitrous Oxide | 0.15 | 0 | C
311221 | 1000413 | 2023 |  | GP-TO/Dryers | Natural Gas (Weighted U.S. Average) | Nitrous Oxide (Co2 eq) | 44.6 | 0 | C
311221 | 1000413 | 2023 | ICI (Incinerator, commercial and industrial) | Incinerator | Natural Gas (Weighted U.S. Average) | Carbon Dioxide Biogenic | 0 | 0 | C
311221 | 1000413 | 2023 | ICI (Incinerator, commercial and industrial) | Incinerator | Natural Gas (Weighted U.S. Average) | Carbon Dioxide Non-Biogenic | 3396.6 | 0 | C
311221 | 1000413 | 2023 | ICI (Incinerator, commercial and industrial) | Incinerator | Natural Gas (Weighted U.S. Average) | Carbon Dioxide Total | 3396.6 | 0 | C
311221 | 1000413 | 2023 | ICI (Incinerator, commercial and industrial) | Incinerator | Natural Gas (Weighted U.S. Average) | Methane | 0.06 | 0 | C
311221 | 1000413 | 2023 | ICI (Incinerator, commercial and industrial) | Incinerator | Natural Gas (Weighted U.S. Average) | Methane (Co2 eq) | 1.6 | 0 | C
311221 | 1000413 | 2023 | ICI (Incinerator, commercial and industrial) | Incinerator | Natural Gas (Weighted U.S. Average) | Nitrous Oxide | 0.006 | 0 | C
311221 | 1000413 | 2023 | ICI (Incinerator, commercial and industrial) | Incinerator | Natural Gas (Weighted U.S. Average) | Nitrous Oxide (Co2 eq) | 1.9 | 0 | C
311221 | 1000413 | 2023 | ICI (Incinerator, commercial and industrial) | Incinerator | Other Biomass Gases | Carbon Dioxide Biogenic | 2052.1 | 0 | C
311221 | 1000413 | 2023 | ICI (Incinerator, commercial and industrial) | Incinerator | Other Biomass Gases | Carbon Dioxide Non-Biogenic | 0 | 0 | C
311221 | 1000413 | 2023 | ICI (Incinerator, commercial and industrial) | Incinerator | Other Biomass Gases | Carbon Dioxide Total | 2052.1 | 0 | C
311221 | 1000413 | 2023 | ICI (Incinerator, commercial and industrial) | Incinerator | Other Biomass Gases | Methane | 0.13 | 0 | C
311221 | 1000413 | 2023 | ICI (Incinerator, commercial and industrial) | Incinerator | Other Biomass Gases | Methane (Co2 eq) | 3.2 | 0 | C
311221 | 1000413 | 2023 | ICI (Incinerator, commercial and industrial) | Incinerator | Other Biomass Gases | Nitrous Oxide | 0.025 | 0 | C
311221 | 1000413 | 2023 | ICI (Incinerator, commercial and industrial) | Incinerator | Other Biomass Gases | Nitrous Oxide (Co2 eq) | 7.4 | 0 | C
311221 | 1000413 | 2023 | FLR (Flare) | Vapor Combustion Unit | Natural Gas (Weighted U.S. Average) | Carbon Dioxide Biogenic | 0 | 0 | C
311221 | 1000413 | 2023 | FLR (Flare) | Vapor Combustion Unit | Natural Gas (Weighted U.S. Average) | Carbon Dioxide Non-Biogenic | 417.9 | 0 | C
311221 | 1000413 | 2023 | FLR (Flare) | Vapor Combustion Unit | Natural Gas (Weighted U.S. Average) | Carbon Dioxide Total | 417.9 | 0 | C
311221 | 1000413 | 2023 | FLR (Flare) | Vapor Combustion Unit | Natural Gas (Weighted U.S. Average) | Methane | 0.01 | 0 | C
311221 | 1000413 | 2023 | FLR (Flare) | Vapor Combustion Unit | Natural Gas (Weighted U.S. Average) | Methane (Co2 eq) | 0.2 | 0 | C
311221 | 1000413 | 2023 | FLR (Flare) | Vapor Combustion Unit | Natural Gas (Weighted U.S. Average) | Nitrous Oxide | 0.001 | 0 | C
311221 | 1000413 | 2023 | FLR (Flare) | Vapor Combustion Unit | Natural Gas (Weighted U.S. Average) | Nitrous Oxide (Co2 eq) | 0.2 | 0 | C
311221 | 1000413 | 2023 | FLR (Flare) | Vapor Combustion Unit |  | Carbon Dioxide Biogenic | 0 | 0 | C
311221 | 1000413 | 2023 | FLR (Flare) | Vapor Combustion Unit |  | Carbon Dioxide Non-Biogenic | 1156.1 | 0 | C
311221 | 1000413 | 2023 | FLR (Flare) | Vapor Combustion Unit |  | Carbon Dioxide Total | 1156.1 | 0 | C
311221 | 1000413 | 2023 | FLR (Flare) | Vapor Combustion Unit |  | Methane | 0 | 0 | C
311221 | 1000413 | 2023 | FLR (Flare) | Vapor Combustion Unit |  | Methane (Co2 eq) | 0 | 0 | C
311221 | 1000413 | 2023 | FLR (Flare) | Vapor Combustion Unit |  | Nitrous Oxide | 0 | 0 | C
311221 | 1000413 | 2023 | FLR (Flare) | Vapor Combustion Unit |  | Nitrous Oxide (Co2 eq) | 0 | 0 | C
311221 | 1000413 | 2023 | PD (Product or intermediate product dryer) | Yeast Dryer | Natural Gas (Weighted U.S. Average) | Carbon Dioxide Biogenic | 0 | 0 | C
311221 | 1000413 | 2023 | PD (Product or intermediate product dryer) | Yeast Dryer | Natural Gas (Weighted U.S. Average) | Carbon Dioxide Non-Biogenic | 7841.5 | 0 | C
311221 | 1000413 | 2023 | PD (Product or intermediate product dryer) | Yeast Dryer | Natural Gas (Weighted U.S. Average) | Carbon Dioxide Total | 7841.5 | 0 | C
311221 | 1000413 | 2023 | PD (Product or intermediate product dryer) | Yeast Dryer | Natural Gas (Weighted U.S. Average) | Methane | 0.15 | 0 | C
311221 | 1000413 | 2023 | PD (Product or intermediate product dryer) | Yeast Dryer | Natural Gas (Weighted U.S. Average) | Methane (Co2 eq) | 3.7 | 0 | C
311221 | 1000413 | 2023 | PD (Product or intermediate product dryer) | Yeast Dryer | Natural Gas (Weighted U.S. Average) | Nitrous Oxide | 0.015 | 0 | C
311221 | 1000413 | 2023 | PD (Product or intermediate product dryer) | Yeast Dryer | Natural Gas (Weighted U.S. Average) | Nitrous Oxide (Co2 eq) | 4.4 | 0 | C
325193 | 1000415 | 2023 |  | CP- EU-16 | Natural Gas (Weighted U.S. Average) | Carbon Dioxide Biogenic | 0 | 0 | C
325193 | 1000415 | 2023 |  | CP- EU-16 | Natural Gas (Weighted U.S. Average) | Carbon Dioxide Non-Biogenic | 63288.9 | 0 | C
325193 | 1000415 | 2023 |  | CP- EU-16 | Natural Gas (Weighted U.S. Average) | Carbon Dioxide Total | 63288.9 | 0 | C
325193 | 1000415 | 2023 |  | CP- EU-16 | Natural Gas (Weighted U.S. Average) | Methane | 1.19 | 0 | C
325193 | 1000415 | 2023 |  | CP- EU-16 | Natural Gas (Weighted U.S. Average) | Methane (Co2 eq) | 29.8 | 0 | C
325193 | 1000415 | 2023 |  | CP- EU-16 | Natural Gas (Weighted U.S. Average) | Nitrous Oxide | 0.119 | 0 | C
325193 | 1000415 | 2023 |  | CP- EU-16 | Natural Gas (Weighted U.S. Average) | Nitrous Oxide (Co2 eq) | 35.5 | 0 | C
325193 | 1000415 | 2023 |  | CP- EU-17 | Natural Gas (Weighted U.S. Average) | Carbon Dioxide Biogenic | 0 | 0 | C
325193 | 1000415 | 2023 |  | CP- EU-17 | Natural Gas (Weighted U.S. Average) | Carbon Dioxide Non-Biogenic | 57207.9 | 0 | C
325193 | 1000415 | 2023 |  | CP- EU-17 | Natural Gas (Weighted U.S. Average) | Carbon Dioxide Total | 57207.9 | 0 | C
325193 | 1000415 | 2023 |  | CP- EU-17 | Natural Gas (Weighted U.S. Average) | Methane | 1.08 | 0 | C
325193 | 1000415 | 2023 |  | CP- EU-17 | Natural Gas (Weighted U.S. Average) | Methane (Co2 eq) | 27 | 0 | C
325193 | 1000415 | 2023 |  | CP- EU-17 | Natural Gas (Weighted U.S. Average) | Nitrous Oxide | 0.108 | 0 | C
325193 | 1000415 | 2023 |  | CP- EU-17 | Natural Gas (Weighted U.S. Average) | Nitrous Oxide (Co2 eq) | 32.1 | 0 | C
325193 | 1000415 | 2023 |  | CP-RTO | Natural Gas (Weighted U.S. Average) | Carbon Dioxide Biogenic | 0 | 0 | C
325193 | 1000415 | 2023 |  | CP-RTO | Natural Gas (Weighted U.S. Average) | Carbon Dioxide Non-Biogenic | 5118.9 | 0 | C
325193 | 1000415 | 2023 |  | CP-RTO | Natural Gas (Weighted U.S. Average) | Carbon Dioxide Total | 5118.9 | 0 | C
325193 | 1000415 | 2023 |  | CP-RTO | Natural Gas (Weighted U.S. Average) | Methane | 0.1 | 0 | C
325193 | 1000415 | 2023 |  | CP-RTO | Natural Gas (Weighted U.S. Average) | Methane (Co2 eq) | 2.4 | 0 | C
325193 | 1000415 | 2023 |  | CP-RTO | Natural Gas (Weighted U.S. Average) | Nitrous Oxide | 0.01 | 0 | C
325193 | 1000415 | 2023 |  | CP-RTO | Natural Gas (Weighted U.S. Average) | Nitrous Oxide (Co2 eq) | 2.9 | 0 | C
322120 | 1000426 | 2023 |  | CP-Auxiliary Boilers/B002, B003, B004 | Distillate Fuel Oil No. 2 | Carbon Dioxide Biogenic | 0 | 0 | C
322120 | 1000426 | 2023 |  | CP-Auxiliary Boilers/B002, B003, B004 | Distillate Fuel Oil No. 2 | Carbon Dioxide Non-Biogenic | 2615.1 | 0 | C
322120 | 1000426 | 2023 |  | CP-Auxiliary Boilers/B002, B003, B004 | Distillate Fuel Oil No. 2 | Carbon Dioxide Total | 2615.1 | 0 | C
322120 | 1000426 | 2023 |  | CP-Auxiliary Boilers/B002, B003, B004 | Distillate Fuel Oil No. 2 | Methane | 0.11 | 0 | C
322120 | 1000426 | 2023 |  | CP-Auxiliary Boilers/B002, B003, B004 | Distillate Fuel Oil No. 2 | Methane (Co2 eq) | 2.7 | 0 | C
322120 | 1000426 | 2023 |  | CP-Auxiliary Boilers/B002, B003, B004 | Distillate Fuel Oil No. 2 | Nitrous Oxide | 0.021 | 0 | C
322120 | 1000426 | 2023 |  | CP-Auxiliary Boilers/B002, B003, B004 | Distillate Fuel Oil No. 2 | Nitrous Oxide (Co2 eq) | 6.3 | 0 | C
322120 | 1000426 | 2023 |  | CP-Auxiliary Boilers/B002, B003, B004 | Natural Gas (Weighted U.S. Average) | Carbon Dioxide Biogenic | 0 | 0 | C
322120 | 1000426 | 2023 |  | CP-Auxiliary Boilers/B002, B003, B004 | Natural Gas (Weighted U.S. Average) | Carbon Dioxide Non-Biogenic | 39148.5 | 0 | C
322120 | 1000426 | 2023 |  | CP-Auxiliary Boilers/B002, B003, B004 | Natural Gas (Weighted U.S. Average) | Carbon Dioxide Total | 39148.5 | 0 | C
322120 | 1000426 | 2023 |  | CP-Auxiliary Boilers/B002, B003, B004 | Natural Gas (Weighted U.S. Average) | Methane | 0.74 | 0 | C
322120 | 1000426 | 2023 |  | CP-Auxiliary Boilers/B002, B003, B004 | Natural Gas (Weighted U.S. Average) | Methane (Co2 eq) | 18.4 | 0 | C
322120 | 1000426 | 2023 |  | CP-Auxiliary Boilers/B002, B003, B004 | Natural Gas (Weighted U.S. Average) | Nitrous Oxide | 0.074 | 0 | C
322120 | 1000426 | 2023 |  | CP-Auxiliary Boilers/B002, B003, B004 | Natural Gas (Weighted U.S. Average) | Nitrous Oxide (Co2 eq) | 22 | 0 | C
322120 | 1000426 | 2023 | CH (Comfort heater) | ISC CH | Distillate Fuel Oil No. 2 | Carbon Dioxide Biogenic | 0 | 0 | C
322120 | 1000426 | 2023 | CH (Comfort heater) | ISC CH | Distillate Fuel Oil No. 2 | Carbon Dioxide Non-Biogenic | 2.1 | 0 | C
322120 | 1000426 | 2023 | CH (Comfort heater) | ISC CH | Distillate Fuel Oil No. 2 | Carbon Dioxide Total | 2.1 | 0 | C
322120 | 1000426 | 2023 | CH (Comfort heater) | ISC CH | Distillate Fuel Oil No. 2 | Methane | 0 | 0 | C
322120 | 1000426 | 2023 | CH (Comfort heater) | ISC CH | Distillate Fuel Oil No. 2 | Methane (Co2 eq) | 0 | 0 | C
322120 | 1000426 | 2023 | CH (Comfort heater) | ISC CH | Distillate Fuel Oil No. 2 | Nitrous Oxide | 0 | 0 | C
322120 | 1000426 | 2023 | CH (Comfort heater) | ISC CH | Distillate Fuel Oil No. 2 | Nitrous Oxide (Co2 eq) | 0 | 0 | C
322120 | 1000426 | 2023 | RICE (Reciprocating internal combustion engine) | LK5 Non- Emergency Rice | Distillate Fuel Oil No. 2 | Carbon Dioxide Biogenic | 0 | 0 | C
322120 | 1000426 | 2023 | RICE (Reciprocating internal combustion engine) | LK5 Non- Emergency Rice | Distillate Fuel Oil No. 2 | Carbon Dioxide Non-Biogenic | 142 | 0 | C
322120 | 1000426 | 2023 | RICE (Reciprocating internal combustion engine) | LK5 Non- Emergency Rice | Distillate Fuel Oil No. 2 | Carbon Dioxide Total | 142 | 0 | C
322120 | 1000426 | 2023 | RICE (Reciprocating internal combustion engine) | LK5 Non- Emergency Rice | Distillate Fuel Oil No. 2 | Methane | 0.01 | 0 | C
322120 | 1000426 | 2023 | RICE (Reciprocating internal combustion engine) | LK5 Non- Emergency Rice | Distillate Fuel Oil No. 2 | Methane (Co2 eq) | 0.1 | 0 | C
322120 | 1000426 | 2023 | RICE (Reciprocating internal combustion engine) | LK5 Non- Emergency Rice | Distillate Fuel Oil No. 2 | Nitrous Oxide | 0.001 | 0 | C
322120 | 1000426 | 2023 | RICE (Reciprocating internal combustion engine) | LK5 Non- Emergency Rice | Distillate Fuel Oil No. 2 | Nitrous Oxide (Co2 eq) | 0.3 | 0 | C
322120 | 1000426 | 2023 | S (Stoker Boiler) | Main Boiler/B001 | Bituminous | Carbon Dioxide Biogenic | 0 | 0 | C
322120 | 1000426 | 2023 | S (Stoker Boiler) | Main Boiler/B001 | Bituminous | Carbon Dioxide Non-Biogenic | 0 | 0 | C
322120 | 1000426 | 2023 | S (Stoker Boiler) | Main Boiler/B001 | Bituminous | Carbon Dioxide Total | 0 | 0 | C
322120 | 1000426 | 2023 | S (Stoker Boiler) | Main Boiler/B001 | Bituminous | Methane | 26.7 | 0 | C
322120 | 1000426 | 2023 | S (Stoker Boiler) | Main Boiler/B001 | Bituminous | Methane (Co2 eq) | 667.5 | 0 | C
322120 | 1000426 | 2023 | S (Stoker Boiler) | Main Boiler/B001 | Bituminous | Nitrous Oxide | 3.884 | 0 | C
322120 | 1000426 | 2023 | S (Stoker Boiler) | Main Boiler/B001 | Bituminous | Nitrous Oxide (Co2 eq) | 1157.3 | 0 | C
322120 | 1000426 | 2023 | S (Stoker Boiler) | Main Boiler/B001 | Distillate Fuel Oil No. 2 | Carbon Dioxide Biogenic | 0 | 0 | C
322120 | 1000426 | 2023 | S (Stoker Boiler) | Main Boiler/B001 | Distillate Fuel Oil No. 2 | Carbon Dioxide Non-Biogenic | 0 | 0 | C
322120 | 1000426 | 2023 | S (Stoker Boiler) | Main Boiler/B001 | Distillate Fuel Oil No. 2 | Carbon Dioxide Total | 0 | 0 | C
322120 | 1000426 | 2023 | S (Stoker Boiler) | Main Boiler/B001 | Distillate Fuel Oil No. 2 | Methane | 0.14 | 0 | C
322120 | 1000426 | 2023 | S (Stoker Boiler) | Main Boiler/B001 | Distillate Fuel Oil No. 2 | Methane (Co2 eq) | 3.5 | 0 | C
322120 | 1000426 | 2023 | S (Stoker Boiler) | Main Boiler/B001 | Distillate Fuel Oil No. 2 | Nitrous Oxide | 0.028 | 0 | C
322120 | 1000426 | 2023 | S (Stoker Boiler) | Main Boiler/B001 | Distillate Fuel Oil No. 2 | Nitrous Oxide (Co2 eq) | 8.2 | 0 | C
322120 | 1000426 | 2023 | S (Stoker Boiler) | Main Boiler/B001 | Used Oil | Carbon Dioxide Biogenic | 0 | 0 | C
322120 | 1000426 | 2023 | S (Stoker Boiler) | Main Boiler/B001 | Used Oil | Carbon Dioxide Non-Biogenic | 0 | 0 | C
322120 | 1000426 | 2023 | S (Stoker Boiler) | Main Boiler/B001 | Used Oil | Carbon Dioxide Total | 0 | 0 | C
322120 | 1000426 | 2023 | S (Stoker Boiler) | Main Boiler/B001 | Used Oil | Methane | 0 | 0 | C
322120 | 1000426 | 2023 | S (Stoker Boiler) | Main Boiler/B001 | Used Oil | Methane (Co2 eq) | 0 | 0 | C
322120 | 1000426 | 2023 | S (Stoker Boiler) | Main Boiler/B001 | Used Oil | Nitrous Oxide | 0 | 0 | C
322120 | 1000426 | 2023 | S (Stoker Boiler) | Main Boiler/B001 | Used Oil | Nitrous Oxide (Co2 eq) | 0 | 0 | C
322120 | 1000426 | 2023 | S (Stoker Boiler) | Main Boiler/B001 | Wood and Wood Residuals (dry basis) | Carbon Dioxide Biogenic | 0 | 0 | C
322120 | 1000426 | 2023 | S (Stoker Boiler) | Main Boiler/B001 | Wood and Wood Residuals (dry basis) | Carbon Dioxide Non-Biogenic | 0 | 0 | C
322120 | 1000426 | 2023 | S (Stoker Boiler) | Main Boiler/B001 | Wood and Wood Residuals (dry basis) | Carbon Dioxide Total | 0 | 0 | C
322120 | 1000426 | 2023 | S (Stoker Boiler) | Main Boiler/B001 | Wood and Wood Residuals (dry basis) | Methane | 14.69 | 0 | C
322120 | 1000426 | 2023 | S (Stoker Boiler) | Main Boiler/B001 | Wood and Wood Residuals (dry basis) | Methane (Co2 eq) | 367.2 | 0 | C
322120 | 1000426 | 2023 | S (Stoker Boiler) | Main Boiler/B001 | Wood and Wood Residuals (dry basis) | Nitrous Oxide | 7.344 | 0 | C
322120 | 1000426 | 2023 | S (Stoker Boiler) | Main Boiler/B001 | Wood and Wood Residuals (dry basis) | Nitrous Oxide (Co2 eq) | 2188.4 | 0 | C
322120 | 1000426 | 2023 | Chemical Recovery Furnace | No. 1 Recovery Boiler/REC004 |  | Carbon Dioxide Biogenic (Spent Liquor) | 546016 |  | AA
322120 | 1000426 | 2023 | Chemical Recovery Furnace | No. 1 Recovery Boiler/REC004 |  | Carbon Dioxide Non-Biogenic | 10354.3 |  | AA
322120 | 1000426 | 2023 | Chemical Recovery Furnace | No. 1 Recovery Boiler/REC004 |  | Methane | 0.42 |  | AA
322120 | 1000426 | 2023 | Chemical Recovery Furnace | No. 1 Recovery Boiler/REC004 |  | Methane Spent Liquor | 11.02 |  | AA
322120 | 1000426 | 2023 | Chemical Recovery Furnace | No. 1 Recovery Boiler/REC004 |  | Nitrous Oxide | 0.083 |  | AA
322120 | 1000426 | 2023 | Chemical Recovery Furnace | No. 1 Recovery Boiler/REC004 |  | Nitrous Oxide Spent Liquor | 2.434 |  | AA
322120 | 1000426 | 2023 | Pulp Mill Lime Kiln | No. 4 Lime Kiln/CP001 |  | Carbon Dioxide Biogenic (Spent Liquor) | 0 |  | AA
322120 | 1000426 | 2023 | Pulp Mill Lime Kiln | No. 4 Lime Kiln/CP001 |  | Carbon Dioxide Non-Biogenic | 307.3 |  | AA
322120 | 1000426 | 2023 | Pulp Mill Lime Kiln | No. 4 Lime Kiln/CP001 |  | Methane | 0.01 |  | AA
322120 | 1000426 | 2023 | Pulp Mill Lime Kiln | No. 4 Lime Kiln/CP001 |  | Methane Spent Liquor | 0 |  | AA
322120 | 1000426 | 2023 | Pulp Mill Lime Kiln | No. 4 Lime Kiln/CP001 |  | Nitrous Oxide | 0 |  | AA
322120 | 1000426 | 2023 | Pulp Mill Lime Kiln | No. 4 Lime Kiln/CP001 |  | Nitrous Oxide Spent Liquor | 0 |  | AA
322120 | 1000426 | 2023 | Pulp Mill Lime Kiln | No. 5 Lime Kiln/CP002 |  | Carbon Dioxide Biogenic (Spent Liquor) | 0 |  | AA
322120 | 1000426 | 2023 | Pulp Mill Lime Kiln | No. 5 Lime Kiln/CP002 |  | Carbon Dioxide Non-Biogenic | 12895 |  | AA
322120 | 1000426 | 2023 | Pulp Mill Lime Kiln | No. 5 Lime Kiln/CP002 |  | Methane | 0.65 |  | AA
322120 | 1000426 | 2023 | Pulp Mill Lime Kiln | No. 5 Lime Kiln/CP002 |  | Methane Spent Liquor | 0 |  | AA
322120 | 1000426 | 2023 | Pulp Mill Lime Kiln | No. 5 Lime Kiln/CP002 |  | Nitrous Oxide | 0 |  | AA
322120 | 1000426 | 2023 | Pulp Mill Lime Kiln | No. 5 Lime Kiln/CP002 |  | Nitrous Oxide Spent Liquor | 0 |  | AA
322120 | 1000426 | 2023 | Chemical Recovery Furnace | No. 9 Recovery Boiler/REC007 |  | Carbon Dioxide Biogenic (Spent Liquor) | 0 |  | AA
322120 | 1000426 | 2023 | Chemical Recovery Furnace | No. 9 Recovery Boiler/REC007 |  | Carbon Dioxide Non-Biogenic | 0 |  | AA
322120 | 1000426 | 2023 | Chemical Recovery Furnace | No. 9 Recovery Boiler/REC007 |  | Methane | 0 |  | AA
322120 | 1000426 | 2023 | Chemical Recovery Furnace | No. 9 Recovery Boiler/REC007 |  | Methane Spent Liquor | 0 |  | AA
322120 | 1000426 | 2023 | Chemical Recovery Furnace | No. 9 Recovery Boiler/REC007 |  | Nitrous Oxide | 0 |  | AA
322120 | 1000426 | 2023 | Chemical Recovery Furnace | No. 9 Recovery Boiler/REC007 |  | Nitrous Oxide Spent Liquor | 0 |  | AA
322120 | 1000426 | 2023 | RICE (Reciprocating internal combustion engine) | Non-Emergency RICE | Distillate Fuel Oil No. 2 | Carbon Dioxide Biogenic | 0 | 0 | C
322120 | 1000426 | 2023 | RICE (Reciprocating internal combustion engine) | Non-Emergency RICE | Distillate Fuel Oil No. 2 | Carbon Dioxide Non-Biogenic | 0.3 | 0 | C
322120 | 1000426 | 2023 | RICE (Reciprocating internal combustion engine) | Non-Emergency RICE | Distillate Fuel Oil No. 2 | Carbon Dioxide Total | 0.3 | 0 | C
322120 | 1000426 | 2023 | RICE (Reciprocating internal combustion engine) | Non-Emergency RICE | Distillate Fuel Oil No. 2 | Methane | 0 | 0 | C
322120 | 1000426 | 2023 | RICE (Reciprocating internal combustion engine) | Non-Emergency RICE | Distillate Fuel Oil No. 2 | Methane (Co2 eq) | 0 | 0 | C
322120 | 1000426 | 2023 | RICE (Reciprocating internal combustion engine) | Non-Emergency RICE | Distillate Fuel Oil No. 2 | Nitrous Oxide | 0 | 0 | C
322120 | 1000426 | 2023 | RICE (Reciprocating internal combustion engine) | Non-Emergency RICE | Distillate Fuel Oil No. 2 | Nitrous Oxide (Co2 eq) | 0 | 0 | C
322130 | 1000427 | 2023 | OB (Boiler, other) | Boiler-1 | Natural Gas (Weighted U.S. Average) | Carbon Dioxide Biogenic | 0 | 0 | C
322130 | 1000427 | 2023 | OB (Boiler, other) | Boiler-1 | Natural Gas (Weighted U.S. Average) | Carbon Dioxide Non-Biogenic | 51219.2 | 0 | C
322130 | 1000427 | 2023 | OB (Boiler, other) | Boiler-1 | Natural Gas (Weighted U.S. Average) | Carbon Dioxide Total | 51219.2 | 0 | C
322130 | 1000427 | 2023 | OB (Boiler, other) | Boiler-1 | Natural Gas (Weighted U.S. Average) | Methane | 0.97 | 0 | C
322130 | 1000427 | 2023 | OB (Boiler, other) | Boiler-1 | Natural Gas (Weighted U.S. Average) | Methane (Co2 eq) | 24.1 | 0 | C
322130 | 1000427 | 2023 | OB (Boiler, other) | Boiler-1 | Natural Gas (Weighted U.S. Average) | Nitrous Oxide | 0.097 | 0 | C
322130 | 1000427 | 2023 | OB (Boiler, other) | Boiler-1 | Natural Gas (Weighted U.S. Average) | Nitrous Oxide (Co2 eq) | 28.8 | 0 | C
322130 | 1000434 | 2023 | OCS (Other combustion source) | GP-1 | Natural Gas (Weighted U.S. Average) | Carbon Dioxide Biogenic | 0 | 0 | C
322130 | 1000434 | 2023 | OCS (Other combustion source) | GP-1 | Natural Gas (Weighted U.S. Average) | Carbon Dioxide Non-Biogenic | 114.8 | 0 | C
322130 | 1000434 | 2023 | OCS (Other combustion source) | GP-1 | Natural Gas (Weighted U.S. Average) | Carbon Dioxide Total | 114.8 | 0 | C
322130 | 1000434 | 2023 | OCS (Other combustion source) | GP-1 | Natural Gas (Weighted U.S. Average) | Methane | 0 | 0 | C
322130 | 1000434 | 2023 | OCS (Other combustion source) | GP-1 | Natural Gas (Weighted U.S. Average) | Methane (Co2 eq) | 0.1 | 0 | C
322130 | 1000434 | 2023 | OCS (Other combustion source) | GP-1 | Natural Gas (Weighted U.S. Average) | Nitrous Oxide | 0 | 0 | C
322130 | 1000434 | 2023 | OCS (Other combustion source) | GP-1 | Natural Gas (Weighted U.S. Average) | Nitrous Oxide (Co2 eq) | 0.1 | 0 | C
322130 | 1000434 | 2023 | Pulp Mill Lime Kiln | LK1 (AA003) |  | Carbon Dioxide Biogenic (Spent Liquor) | 0 |  | AA
322130 | 1000434 | 2023 | Pulp Mill Lime Kiln | LK1 (AA003) |  | Carbon Dioxide Non-Biogenic | 18956.1 |  | AA
322130 | 1000434 | 2023 | Pulp Mill Lime Kiln | LK1 (AA003) |  | Methane | 0.96 |  | AA
322130 | 1000434 | 2023 | Pulp Mill Lime Kiln | LK1 (AA003) |  | Methane Spent Liquor | 0 |  | AA
322130 | 1000434 | 2023 | Pulp Mill Lime Kiln | LK1 (AA003) |  | Nitrous Oxide | 0 |  | AA
322130 | 1000434 | 2023 | Pulp Mill Lime Kiln | LK1 (AA003) |  | Nitrous Oxide Spent Liquor | 0 |  | AA
322130 | 1000434 | 2023 | OB (Boiler, other) | PB1 (AA006) | Agricultural Byproducts | Carbon Dioxide Biogenic | 660 | 0 | C
322130 | 1000434 | 2023 | OB (Boiler, other) | PB1 (AA006) | Agricultural Byproducts | Carbon Dioxide Non-Biogenic | 0 | 0 | C
322130 | 1000434 | 2023 | OB (Boiler, other) | PB1 (AA006) | Agricultural Byproducts | Carbon Dioxide Total | 660 | 0 | C
322130 | 1000434 | 2023 | OB (Boiler, other) | PB1 (AA006) | Agricultural Byproducts | Methane | 0.18 | 0 | C
322130 | 1000434 | 2023 | OB (Boiler, other) | PB1 (AA006) | Agricultural Byproducts | Methane (Co2 eq) | 4.5 | 0 | C
322130 | 1000434 | 2023 | OB (Boiler, other) | PB1 (AA006) | Agricultural Byproducts | Nitrous Oxide | 0.023 | 0 | C
322130 | 1000434 | 2023 | OB (Boiler, other) | PB1 (AA006) | Agricultural Byproducts | Nitrous Oxide (Co2 eq) | 7 | 0 | C
322130 | 1000434 | 2023 | OB (Boiler, other) | PB1 (AA006) | Natural Gas (Weighted U.S. Average) | Carbon Dioxide Biogenic | 0 | 0 | C
322130 | 1000434 | 2023 | OB (Boiler, other) | PB1 (AA006) | Natural Gas (Weighted U.S. Average) | Carbon Dioxide Non-Biogenic | 137287.6 | 0 | C
322130 | 1000434 | 2023 | OB (Boiler, other) | PB1 (AA006) | Natural Gas (Weighted U.S. Average) | Carbon Dioxide Total | 137287.6 | 0 | C
322130 | 1000434 | 2023 | OB (Boiler, other) | PB1 (AA006) | Natural Gas (Weighted U.S. Average) | Methane | 2.59 | 0 | C
322130 | 1000434 | 2023 | OB (Boiler, other) | PB1 (AA006) | Natural Gas (Weighted U.S. Average) | Methane (Co2 eq) | 64.7 | 0 | C
322130 | 1000434 | 2023 | OB (Boiler, other) | PB1 (AA006) | Natural Gas (Weighted U.S. Average) | Nitrous Oxide | 0.259 | 0 | C
322130 | 1000434 | 2023 | OB (Boiler, other) | PB1 (AA006) | Natural Gas (Weighted U.S. Average) | Nitrous Oxide (Co2 eq) | 77.1 | 0 | C
322130 | 1000434 | 2023 | OB (Boiler, other) | PB1 (AA006) | Wood and Wood Residuals (dry basis) | Carbon Dioxide Biogenic | 121525.4 | 0 | C
322130 | 1000434 | 2023 | OB (Boiler, other) | PB1 (AA006) | Wood and Wood Residuals (dry basis) | Carbon Dioxide Non-Biogenic | 0 | 0 | C
322130 | 1000434 | 2023 | OB (Boiler, other) | PB1 (AA006) | Wood and Wood Residuals (dry basis) | Carbon Dioxide Total | 121525.4 | 0 | C
322130 | 1000434 | 2023 | OB (Boiler, other) | PB1 (AA006) | Wood and Wood Residuals (dry basis) | Methane | 9.33 | 0 | C
322130 | 1000434 | 2023 | OB (Boiler, other) | PB1 (AA006) | Wood and Wood Residuals (dry basis) | Methane (Co2 eq) | 233.2 | 0 | C
322130 | 1000434 | 2023 | OB (Boiler, other) | PB1 (AA006) | Wood and Wood Residuals (dry basis) | Nitrous Oxide | 4.664 | 0 | C
322130 | 1000434 | 2023 | OB (Boiler, other) | PB1 (AA006) | Wood and Wood Residuals (dry basis) | Nitrous Oxide (Co2 eq) | 1389.9 | 0 | C
322130 | 1000434 | 2023 | Chemical Recovery Furnace | RB1 (AA005) |  | Carbon Dioxide Biogenic (Spent Liquor) | 500783.2 |  | AA | [9 empty] | 58 | 1967 | B&W | 3 |  | 2 | SF | 1200 | 870 | 800
322130 | 1000434 | 2023 | Chemical Recovery Furnace | RB1 (AA005) |  | Carbon Dioxide Non-Biogenic | 22071.9 |  | AA | [9 empty] | 58 | 1967 | B&W | 3 |  | 2 | SF | 1200 | 870 | 800
322130 | 1000434 | 2023 | Chemical Recovery Furnace | RB1 (AA005) |  | Methane | 0.42 |  | AA | [9 empty] | 58 | 1967 | B&W | 3 |  | 2 | SF | 1200 | 870 | 800
322130 | 1000434 | 2023 | Chemical Recovery Furnace | RB1 (AA005) |  | Methane Spent Liquor | 10.1 |  | AA | [9 empty] | 58 | 1967 | B&W | 3 |  | 2 | SF | 1200 | 870 | 800
322130 | 1000434 | 2023 | Chemical Recovery Furnace | RB1 (AA005) |  | Nitrous Oxide | 0.042 |  | AA | [9 empty] | 58 | 1967 | B&W | 3 |  | 2 | SF | 1200 | 870 | 800
322130 | 1000434 | 2023 | Chemical Recovery Furnace | RB1 (AA005) |  | Nitrous Oxide Spent Liquor | 2.233 |  | AA | [9 empty] | 58 | 1967 | B&W | 3 |  | 2 | SF | 1200 | 870 | 800
311615 | 1000442 | 2023 |  | CP-Lab Building | Natural Gas (Weighted U.S. Average) | Carbon Dioxide Biogenic | 0 | 191482 | C
311615 | 1000442 | 2023 |  | CP-Lab Building | Natural Gas (Weighted U.S. Average) | Carbon Dioxide Non-Biogenic | 10.4 | 191482 | C
311615 | 1000442 | 2023 |  | CP-Lab Building | Natural Gas (Weighted U.S. Average) | Carbon Dioxide Total | 10.4 | 191482 | C
311615 | 1000442 | 2023 |  | CP-Lab Building | Natural Gas (Weighted U.S. Average) | Methane | 0 | 191482 | C
311615 | 1000442 | 2023 |  | CP-Lab Building | Natural Gas (Weighted U.S. Average) | Methane (Co2 eq) | 0 | 191482 | C
311615 | 1000442 | 2023 |  | CP-Lab Building | Natural Gas (Weighted U.S. Average) | Nitrous Oxide | 0 | 191482 | C
311615 | 1000442 | 2023 |  | CP-Lab Building | Natural Gas (Weighted U.S. Average) | Nitrous Oxide (Co2 eq) | 0 | 191482 | C
311615 | 1000442 | 2023 |  | CP-Main Plant | Natural Gas (Weighted U.S. Average) | Carbon Dioxide Biogenic | 0 | 424435000 | C
311615 | 1000442 | 2023 |  | CP-Main Plant | Natural Gas (Weighted U.S. Average) | Carbon Dioxide Non-Biogenic | 23106.1 | 424435000 | C
311615 | 1000442 | 2023 |  | CP-Main Plant | Natural Gas (Weighted U.S. Average) | Carbon Dioxide Total | 23106.1 | 424435000 | C
311615 | 1000442 | 2023 |  | CP-Main Plant | Natural Gas (Weighted U.S. Average) | Methane | 0.44 | 424435000 | C
311615 | 1000442 | 2023 |  | CP-Main Plant | Natural Gas (Weighted U.S. Average) | Methane (Co2 eq) | 10.9 | 424435000 | C
311615 | 1000442 | 2023 |  | CP-Main Plant | Natural Gas (Weighted U.S. Average) | Nitrous Oxide | 0.044 | 424435000 | C
311615 | 1000442 | 2023 |  | CP-Main Plant | Natural Gas (Weighted U.S. Average) | Nitrous Oxide (Co2 eq) | 13 | 424435000 | C
311615 | 1000442 | 2023 |  | CP-Truck Shop | Natural Gas (Weighted U.S. Average) | Carbon Dioxide Biogenic | 0 | 20813 | C
311615 | 1000442 | 2023 |  | CP-Truck Shop | Natural Gas (Weighted U.S. Average) | Carbon Dioxide Non-Biogenic | 1.1 | 20813 | C
311615 | 1000442 | 2023 |  | CP-Truck Shop | Natural Gas (Weighted U.S. Average) | Carbon Dioxide Total | 1.1 | 20813 | C
311615 | 1000442 | 2023 |  | CP-Truck Shop | Natural Gas (Weighted U.S. Average) | Methane | 0 | 20813 | C
311615 | 1000442 | 2023 |  | CP-Truck Shop | Natural Gas (Weighted U.S. Average) | Methane (Co2 eq) | 0 | 20813 | C
311615 | 1000442 | 2023 |  | CP-Truck Shop | Natural Gas (Weighted U.S. Average) | Nitrous Oxide | 0 | 20813 | C
311615 | 1000442 | 2023 |  | CP-Truck Shop | Natural Gas (Weighted U.S. Average) | Nitrous Oxide (Co2 eq) | 0 | 20813 | C
325110 | 1000452 | 2023 | OB (Boiler, other) | AB-350A Boiler | Distillate Fuel Oil No. 2 | Carbon Dioxide Biogenic | 0 | 0 | C
325110 | 1000452 | 2023 | OB (Boiler, other) | AB-350A Boiler | Distillate Fuel Oil No. 2 | Carbon Dioxide Non-Biogenic | 67.6 | 0 | C
325110 | 1000452 | 2023 | OB (Boiler, other) | AB-350A Boiler | Distillate Fuel Oil No. 2 | Carbon Dioxide Total | 67.6 | 0 | C
325110 | 1000452 | 2023 | OB (Boiler, other) | AB-350A Boiler | Distillate Fuel Oil No. 2 | Methane | 0 | 0 | C
325110 | 1000452 | 2023 | OB (Boiler, other) | AB-350A Boiler | Distillate Fuel Oil No. 2 | Methane (Co2 eq) | 0.1 | 0 | C
325110 | 1000452 | 2023 | OB (Boiler, other) | AB-350A Boiler | Distillate Fuel Oil No. 2 | Nitrous Oxide | 0.001 | 0 | C
325110 | 1000452 | 2023 | OB (Boiler, other) | AB-350A Boiler | Distillate Fuel Oil No. 2 | Nitrous Oxide (Co2 eq) | 0.2 | 0 | C
325110 | 1000452 | 2023 | OB (Boiler, other) | AB-350A Boiler | Other Biomass Gases | Carbon Dioxide Biogenic | 0.1 | 0 | C
325110 | 1000452 | 2023 | OB (Boiler, other) | AB-350A Boiler | Other Biomass Gases | Carbon Dioxide Non-Biogenic | 0 | 0 | C
325110 | 1000452 | 2023 | OB (Boiler, other) | AB-350A Boiler | Other Biomass Gases | Carbon Dioxide Total | 0.1 | 0 | C
325110 | 1000452 | 2023 | OB (Boiler, other) | AB-350A Boiler | Other Biomass Gases | Methane | 0 | 0 | C
325110 | 1000452 | 2023 | OB (Boiler, other) | AB-350A Boiler | Other Biomass Gases | Methane (Co2 eq) | 0 | 0 | C
325110 | 1000452 | 2023 | OB (Boiler, other) | AB-350A Boiler | Other Biomass Gases | Nitrous Oxide | 0 | 0 | C
325110 | 1000452 | 2023 | OB (Boiler, other) | AB-350A Boiler | Other Biomass Gases | Nitrous Oxide (Co2 eq) | 0 | 0 | C
325110 | 1000452 | 2023 | OB (Boiler, other) | AB-350B Boiler | Distillate Fuel Oil No. 2 | Carbon Dioxide Biogenic | 0 | 0 | C
325110 | 1000452 | 2023 | OB (Boiler, other) | AB-350B Boiler | Distillate Fuel Oil No. 2 | Carbon Dioxide Non-Biogenic | 114.2 | 0 | C
325110 | 1000452 | 2023 | OB (Boiler, other) | AB-350B Boiler | Distillate Fuel Oil No. 2 | Carbon Dioxide Total | 114.2 | 0 | C
325110 | 1000452 | 2023 | OB (Boiler, other) | AB-350B Boiler | Distillate Fuel Oil No. 2 | Methane | 0 | 0 | C
325110 | 1000452 | 2023 | OB (Boiler, other) | AB-350B Boiler | Distillate Fuel Oil No. 2 | Methane (Co2 eq) | 0.1 | 0 | C
325110 | 1000452 | 2023 | OB (Boiler, other) | AB-350B Boiler | Distillate Fuel Oil No. 2 | Nitrous Oxide | 0.001 | 0 | C
325110 | 1000452 | 2023 | OB (Boiler, other) | AB-350B Boiler | Distillate Fuel Oil No. 2 | Nitrous Oxide (Co2 eq) | 0.3 | 0 | C
325110 | 1000452 | 2023 | OB (Boiler, other) | AB-350B Boiler | Other Biomass Gases | Carbon Dioxide Biogenic | 0 | 0 | C
325110 | 1000452 | 2023 | OB (Boiler, other) | AB-350B Boiler | Other Biomass Gases | Carbon Dioxide Non-Biogenic | 0 | 0 | C
325110 | 1000452 | 2023 | OB (Boiler, other) | AB-350B Boiler | Other Biomass Gases | Carbon Dioxide Total | 0 | 0 | C
325110 | 1000452 | 2023 | OB (Boiler, other) | AB-350B Boiler | Other Biomass Gases | Methane | 0 | 0 | C
325110 | 1000452 | 2023 | OB (Boiler, other) | AB-350B Boiler | Other Biomass Gases | Methane (Co2 eq) | 0 | 0 | C
325110 | 1000452 | 2023 | OB (Boiler, other) | AB-350B Boiler | Other Biomass Gases | Nitrous Oxide | 0 | 0 | C
325110 | 1000452 | 2023 | OB (Boiler, other) | AB-350B Boiler | Other Biomass Gases | Nitrous Oxide (Co2 eq) | 0 | 0 | C
325110 | 1000452 | 2023 |  | CP-1 | Natural Gas (Weighted U.S. Average) | Carbon Dioxide Biogenic | 0 | 0 | C
325110 | 1000452 | 2023 |  | CP-1 | Natural Gas (Weighted U.S. Average) | Carbon Dioxide Non-Biogenic | 74785.5 | 0 | C
325110 | 1000452 | 2023 |  | CP-1 | Natural Gas (Weighted U.S. Average) | Carbon Dioxide Total | 74785.5 | 0 | C
325110 | 1000452 | 2023 |  | CP-1 | Natural Gas (Weighted U.S. Average) | Methane | 1.41 | 0 | C
325110 | 1000452 | 2023 |  | CP-1 | Natural Gas (Weighted U.S. Average) | Methane (Co2 eq) | 35.2 | 0 | C
325110 | 1000452 | 2023 |  | CP-1 | Natural Gas (Weighted U.S. Average) | Nitrous Oxide | 0.141 | 0 | C
325110 | 1000452 | 2023 |  | CP-1 | Natural Gas (Weighted U.S. Average) | Nitrous Oxide (Co2 eq) | 42 | 0 | C
325193 | 1000466 | 2023 |  | CP-1 | Natural Gas (Weighted U.S. Average) | Carbon Dioxide Biogenic | 0 | 0 | C
325193 | 1000466 | 2023 |  | CP-1 | Natural Gas (Weighted U.S. Average) | Carbon Dioxide Non-Biogenic | 269564.3 | 0 | C
325193 | 1000466 | 2023 |  | CP-1 | Natural Gas (Weighted U.S. Average) | Carbon Dioxide Total | 269564.3 | 0 | C
325193 | 1000466 | 2023 |  | CP-1 | Natural Gas (Weighted U.S. Average) | Methane | 5.08 | 0 | C
325193 | 1000466 | 2023 |  | CP-1 | Natural Gas (Weighted U.S. Average) | Methane (Co2 eq) | 127 | 0 | C
325193 | 1000466 | 2023 |  | CP-1 | Natural Gas (Weighted U.S. Average) | Nitrous Oxide | 0.508 | 0 | C
325193 | 1000466 | 2023 |  | CP-1 | Natural Gas (Weighted U.S. Average) | Nitrous Oxide (Co2 eq) | 151.4 | 0 | C
322120 | 1000523 | 2023 | OB (Boiler, other) | 034 Babcock and Wilcox Package Boiler | Natural Gas (Weighted U.S. Average) | Carbon Dioxide Biogenic | 0 | 0 | C
322120 | 1000523 | 2023 | OB (Boiler, other) | 034 Babcock and Wilcox Package Boiler | Natural Gas (Weighted U.S. Average) | Carbon Dioxide Non-Biogenic | 40838.3 | 0 | C
322120 | 1000523 | 2023 | OB (Boiler, other) | 034 Babcock and Wilcox Package Boiler | Natural Gas (Weighted U.S. Average) | Carbon Dioxide Total | 40838.3 | 0 | C
322120 | 1000523 | 2023 | OB (Boiler, other) | 034 Babcock and Wilcox Package Boiler | Natural Gas (Weighted U.S. Average) | Methane | 0.77 | 0 | C
322120 | 1000523 | 2023 | OB (Boiler, other) | 034 Babcock and Wilcox Package Boiler | Natural Gas (Weighted U.S. Average) | Methane (Co2 eq) | 19.2 | 0 | C
322120 | 1000523 | 2023 | OB (Boiler, other) | 034 Babcock and Wilcox Package Boiler | Natural Gas (Weighted U.S. Average) | Nitrous Oxide | 0.077 | 0 | C
322120 | 1000523 | 2023 | OB (Boiler, other) | 034 Babcock and Wilcox Package Boiler | Natural Gas (Weighted U.S. Average) | Nitrous Oxide (Co2 eq) | 22.9 | 0 | C
322120 | 1000589 | 2023 | BFB (Boiler, bubbling fluidized bed) | B10 | Natural Gas (Weighted U.S. Average) | Carbon Dioxide Biogenic | 0 | 21945900 | C
322120 | 1000589 | 2023 | BFB (Boiler, bubbling fluidized bed) | B10 | Natural Gas (Weighted U.S. Average) | Carbon Dioxide Non-Biogenic | 1225.9044 | 21945900 | C
322120 | 1000589 | 2023 | BFB (Boiler, bubbling fluidized bed) | B10 | Natural Gas (Weighted U.S. Average) | Carbon Dioxide Total | 1225.9044 | 21945900 | C
322120 | 1000589 | 2023 | BFB (Boiler, bubbling fluidized bed) | B10 | Natural Gas (Weighted U.S. Average) | Methane | 0.023104 | 21945900 | C
322120 | 1000589 | 2023 | BFB (Boiler, bubbling fluidized bed) | B10 | Natural Gas (Weighted U.S. Average) | Methane (Co2 eq) | 0.5776 | 21945900 | C
322120 | 1000589 | 2023 | BFB (Boiler, bubbling fluidized bed) | B10 | Natural Gas (Weighted U.S. Average) | Nitrous Oxide | 0.0023104 | 21945900 | C
322120 | 1000589 | 2023 | BFB (Boiler, bubbling fluidized bed) | B10 | Natural Gas (Weighted U.S. Average) | Nitrous Oxide (Co2 eq) | 0.6885 | 21945900 | C
322120 | 1000589 | 2023 | BFB (Boiler, bubbling fluidized bed) | B10 | Wood and Wood Residuals (dry basis) | Carbon Dioxide Biogenic | 51480.6677 | 60389 | C
322120 | 1000589 | 2023 | BFB (Boiler, bubbling fluidized bed) | B10 | Wood and Wood Residuals (dry basis) | Carbon Dioxide Non-Biogenic | 0 | 60389 | C
322120 | 1000589 | 2023 | BFB (Boiler, bubbling fluidized bed) | B10 | Wood and Wood Residuals (dry basis) | Carbon Dioxide Total | 51480.6677 | 60389 | C
322120 | 1000589 | 2023 | BFB (Boiler, bubbling fluidized bed) | B10 | Wood and Wood Residuals (dry basis) | Methane | 3.9516 | 60389 | C
322120 | 1000589 | 2023 | BFB (Boiler, bubbling fluidized bed) | B10 | Wood and Wood Residuals (dry basis) | Methane (Co2 eq) | 98.7902 | 60389 | C
322120 | 1000589 | 2023 | BFB (Boiler, bubbling fluidized bed) | B10 | Wood and Wood Residuals (dry basis) | Nitrous Oxide | 1.9758 | 60389 | C
322120 | 1000589 | 2023 | BFB (Boiler, bubbling fluidized bed) | B10 | Wood and Wood Residuals (dry basis) | Nitrous Oxide (Co2 eq) | 588.7896 | 60389 | C
322120 | 1000589 | 2023 | OCS (Other combustion source) | CP-GBB Main Nat Gas Line | Natural Gas (Weighted U.S. Average) | Carbon Dioxide Biogenic | 0 | 5670271000 | C
322120 | 1000589 | 2023 | OCS (Other combustion source) | CP-GBB Main Nat Gas Line | Natural Gas (Weighted U.S. Average) | Carbon Dioxide Non-Biogenic | 316116.8815 | 5670271000 | C
322120 | 1000589 | 2023 | OCS (Other combustion source) | CP-GBB Main Nat Gas Line | Natural Gas (Weighted U.S. Average) | Carbon Dioxide Total | 316116.8815 | 5670271000 | C
322120 | 1000589 | 2023 | OCS (Other combustion source) | CP-GBB Main Nat Gas Line | Natural Gas (Weighted U.S. Average) | Methane | 5.9577 | 5670271000 | C
322120 | 1000589 | 2023 | OCS (Other combustion source) | CP-GBB Main Nat Gas Line | Natural Gas (Weighted U.S. Average) | Methane (Co2 eq) | 148.9431 | 5670271000 | C
322120 | 1000589 | 2023 | OCS (Other combustion source) | CP-GBB Main Nat Gas Line | Natural Gas (Weighted U.S. Average) | Nitrous Oxide | 0.59577 | 5670271000 | C
322120 | 1000589 | 2023 | OCS (Other combustion source) | CP-GBB Main Nat Gas Line | Natural Gas (Weighted U.S. Average) | Nitrous Oxide (Co2 eq) | 177.5402 | 5670271000 | C
322120 | 1000589 | 2023 | CH (Comfort heater) | P52 | Propane | Carbon Dioxide Biogenic | 0 | 684.4 | C
322120 | 1000589 | 2023 | CH (Comfort heater) | P52 | Propane | Carbon Dioxide Non-Biogenic | 3.9156 | 684.4 | C
322120 | 1000589 | 2023 | CH (Comfort heater) | P52 | Propane | Carbon Dioxide Total | 3.9156 | 684.4 | C
322120 | 1000589 | 2023 | CH (Comfort heater) | P52 | Propane | Methane | 0.00018684 | 684.4 | C
322120 | 1000589 | 2023 | CH (Comfort heater) | P52 | Propane | Methane (Co2 eq) | 0.004671 | 684.4 | C
322120 | 1000589 | 2023 | CH (Comfort heater) | P52 | Propane | Nitrous Oxide | 3.7368e-05 | 684.4 | C
322120 | 1000589 | 2023 | CH (Comfort heater) | P52 | Propane | Nitrous Oxide (Co2 eq) | 0.011136 | 684.4 | C
322120 | 1000589 | 2023 | HWH (Heater, hot water) | P54 | Propane | Carbon Dioxide Biogenic | 0 | 175.2 | C
322120 | 1000589 | 2023 | HWH (Heater, hot water) | P54 | Propane | Carbon Dioxide Non-Biogenic | 1.0023 | 175.2 | C
322120 | 1000589 | 2023 | HWH (Heater, hot water) | P54 | Propane | Carbon Dioxide Total | 1.0023 | 175.2 | C
322120 | 1000589 | 2023 | HWH (Heater, hot water) | P54 | Propane | Methane | 4.783e-05 | 175.2 | C
322120 | 1000589 | 2023 | HWH (Heater, hot water) | P54 | Propane | Methane (Co2 eq) | 0.0011957 | 175.2 | C
322120 | 1000589 | 2023 | HWH (Heater, hot water) | P54 | Propane | Nitrous Oxide | 9.5659e-06 | 175.2 | C
322120 | 1000589 | 2023 | HWH (Heater, hot water) | P54 | Propane | Nitrous Oxide (Co2 eq) | 0.0028506 | 175.2 | C
322120 | 1000589 | 2023 | CH (Comfort heater) | P58 | Natural Gas (Weighted U.S. Average) | Carbon Dioxide Biogenic | 0 | 6609 | C
322120 | 1000589 | 2023 | CH (Comfort heater) | P58 | Natural Gas (Weighted U.S. Average) | Carbon Dioxide Non-Biogenic | 0.36733 | 6609 | C
322120 | 1000589 | 2023 | CH (Comfort heater) | P58 | Natural Gas (Weighted U.S. Average) | Carbon Dioxide Total | 0.36733 | 6609 | C
322120 | 1000589 | 2023 | CH (Comfort heater) | P58 | Natural Gas (Weighted U.S. Average) | Methane | 6.923e-06 | 6609 | C
322120 | 1000589 | 2023 | CH (Comfort heater) | P58 | Natural Gas (Weighted U.S. Average) | Methane (Co2 eq) | 0.00017307 | 6609 | C
322120 | 1000589 | 2023 | CH (Comfort heater) | P58 | Natural Gas (Weighted U.S. Average) | Nitrous Oxide | 6.923e-07 | 6609 | C
322120 | 1000589 | 2023 | CH (Comfort heater) | P58 | Natural Gas (Weighted U.S. Average) | Nitrous Oxide (Co2 eq) | 0.0002063 | 6609 | C
322120 | 1000590 | 2023 | NGLH (Heater, natural gas line) | F98 | Natural Gas (Weighted U.S. Average) | Carbon Dioxide Biogenic | 0 | 52228000 | C
322120 | 1000590 | 2023 | NGLH (Heater, natural gas line) | F98 | Natural Gas (Weighted U.S. Average) | Carbon Dioxide Non-Biogenic | 2901.1096 | 52228000 | C
322120 | 1000590 | 2023 | NGLH (Heater, natural gas line) | F98 | Natural Gas (Weighted U.S. Average) | Carbon Dioxide Total | 2901.1096 | 52228000 | C
322120 | 1000590 | 2023 | NGLH (Heater, natural gas line) | F98 | Natural Gas (Weighted U.S. Average) | Methane | 0.054676 | 52228000 | C
322120 | 1000590 | 2023 | NGLH (Heater, natural gas line) | F98 | Natural Gas (Weighted U.S. Average) | Methane (Co2 eq) | 1.3669 | 52228000 | C
322120 | 1000590 | 2023 | NGLH (Heater, natural gas line) | F98 | Natural Gas (Weighted U.S. Average) | Nitrous Oxide | 0.0054676 | 52228000 | C
322120 | 1000590 | 2023 | NGLH (Heater, natural gas line) | F98 | Natural Gas (Weighted U.S. Average) | Nitrous Oxide (Co2 eq) | 1.6293 | 52228000 | C
322120 | 1000590 | 2023 | NGLH (Heater, natural gas line) | P51 | Natural Gas (Weighted U.S. Average) | Carbon Dioxide Biogenic | 0 | 1981979.6 | C
322120 | 1000590 | 2023 | NGLH (Heater, natural gas line) | P51 | Natural Gas (Weighted U.S. Average) | Carbon Dioxide Non-Biogenic | 110.2918 | 1981979.6 | C
322120 | 1000590 | 2023 | NGLH (Heater, natural gas line) | P51 | Natural Gas (Weighted U.S. Average) | Carbon Dioxide Total | 110.2918 | 1981979.6 | C
322120 | 1000590 | 2023 | NGLH (Heater, natural gas line) | P51 | Natural Gas (Weighted U.S. Average) | Methane | 0.0020786 | 1981979.6 | C
322120 | 1000590 | 2023 | NGLH (Heater, natural gas line) | P51 | Natural Gas (Weighted U.S. Average) | Methane (Co2 eq) | 0.051966 | 1981979.6 | C
322120 | 1000590 | 2023 | NGLH (Heater, natural gas line) | P51 | Natural Gas (Weighted U.S. Average) | Nitrous Oxide | 0.00020786 | 1981979.6 | C
322120 | 1000590 | 2023 | NGLH (Heater, natural gas line) | P51 | Natural Gas (Weighted U.S. Average) | Nitrous Oxide (Co2 eq) | 0.061943 | 1981979.6 | C
322120 | 1000590 | 2023 | NGLH (Heater, natural gas line) | P52 | Natural Gas (Weighted U.S. Average) | Carbon Dioxide Biogenic | 0 | 211800 | C
322120 | 1000590 | 2023 | NGLH (Heater, natural gas line) | P52 | Natural Gas (Weighted U.S. Average) | Carbon Dioxide Non-Biogenic | 11.776 | 211800 | C
322120 | 1000590 | 2023 | NGLH (Heater, natural gas line) | P52 | Natural Gas (Weighted U.S. Average) | Carbon Dioxide Total | 11.776 | 211800 | C
322120 | 1000590 | 2023 | NGLH (Heater, natural gas line) | P52 | Natural Gas (Weighted U.S. Average) | Methane | 0.00022194 | 211800 | C
322120 | 1000590 | 2023 | NGLH (Heater, natural gas line) | P52 | Natural Gas (Weighted U.S. Average) | Methane (Co2 eq) | 0.0055484 | 211800 | C
322120 | 1000590 | 2023 | NGLH (Heater, natural gas line) | P52 | Natural Gas (Weighted U.S. Average) | Nitrous Oxide | 2.2194e-05 | 211800 | C
322120 | 1000590 | 2023 | NGLH (Heater, natural gas line) | P52 | Natural Gas (Weighted U.S. Average) | Nitrous Oxide (Co2 eq) | 0.0066137 | 211800 | C
322120 | 1000590 | 2023 | NGLH (Heater, natural gas line) | p53 | Natural Gas (Weighted U.S. Average) | Carbon Dioxide Biogenic | 0 | 786299 | C
322120 | 1000590 | 2023 | NGLH (Heater, natural gas line) | p53 | Natural Gas (Weighted U.S. Average) | Carbon Dioxide Non-Biogenic | 43.7765 | 786299 | C
322120 | 1000590 | 2023 | NGLH (Heater, natural gas line) | p53 | Natural Gas (Weighted U.S. Average) | Carbon Dioxide Total | 43.7765 | 786299 | C
322120 | 1000590 | 2023 | NGLH (Heater, natural gas line) | p53 | Natural Gas (Weighted U.S. Average) | Methane | 0.00082504 | 786299 | C
322120 | 1000590 | 2023 | NGLH (Heater, natural gas line) | p53 | Natural Gas (Weighted U.S. Average) | Methane (Co2 eq) | 0.020626 | 786299 | C
322120 | 1000590 | 2023 | NGLH (Heater, natural gas line) | p53 | Natural Gas (Weighted U.S. Average) | Nitrous Oxide | 8.2504e-05 | 786299 | C
322120 | 1000590 | 2023 | NGLH (Heater, natural gas line) | p53 | Natural Gas (Weighted U.S. Average) | Nitrous Oxide (Co2 eq) | 0.024586 | 786299 | C
325194 | 1000592 | 2023 |  | GP-0001 | Butane | Carbon Dioxide Biogenic | 0 | 2870346.473 | C
325194 | 1000592 | 2023 |  | GP-0001 | Butane | Carbon Dioxide Non-Biogenic | 19149 | 2870346.473 | C
325194 | 1000592 | 2023 |  | GP-0001 | Butane | Carbon Dioxide Total | 19149 | 2870346.473 | C
325194 | 1000592 | 2023 |  | GP-0001 | Butane | Methane | 0.89 | 2870346.473 | C
325194 | 1000592 | 2023 |  | GP-0001 | Butane | Methane (Co2 eq) | 22.2 | 2870346.473 | C
325194 | 1000592 | 2023 |  | GP-0001 | Butane | Nitrous Oxide | 0.177 | 2870346.473 | C
325194 | 1000592 | 2023 |  | GP-0001 | Butane | Nitrous Oxide (Co2 eq) | 52.9 | 2870346.473 | C
325194 | 1000592 | 2023 |  | GP-0001 | Natural Gas (Weighted U.S. Average) | Carbon Dioxide Biogenic | 0 | 862152401.559 | C
325194 | 1000592 | 2023 |  | GP-0001 | Natural Gas (Weighted U.S. Average) | Carbon Dioxide Non-Biogenic | 46935.2 | 862152401.559 | C
325194 | 1000592 | 2023 |  | GP-0001 | Natural Gas (Weighted U.S. Average) | Carbon Dioxide Total | 46935.2 | 862152401.559 | C
325194 | 1000592 | 2023 |  | GP-0001 | Natural Gas (Weighted U.S. Average) | Methane | 0.88 | 862152401.559 | C
325194 | 1000592 | 2023 |  | GP-0001 | Natural Gas (Weighted U.S. Average) | Methane (Co2 eq) | 22.1 | 862152401.559 | C
325194 | 1000592 | 2023 |  | GP-0001 | Natural Gas (Weighted U.S. Average) | Nitrous Oxide | 0.088 | 862152401.559 | C
325194 | 1000592 | 2023 |  | GP-0001 | Natural Gas (Weighted U.S. Average) | Nitrous Oxide (Co2 eq) | 26.4 | 862152401.559 | C
322120 | 1000593 | 2023 | OB (Boiler, other) | Biomass Boiler | Natural Gas (Weighted U.S. Average) | Carbon Dioxide Biogenic | 0 | 0 | C
322120 | 1000593 | 2023 | OB (Boiler, other) | Biomass Boiler | Natural Gas (Weighted U.S. Average) | Carbon Dioxide Non-Biogenic | 0 | 0 | C
322120 | 1000593 | 2023 | OB (Boiler, other) | Biomass Boiler | Natural Gas (Weighted U.S. Average) | Carbon Dioxide Total | 0 | 0 | C
322120 | 1000593 | 2023 | OB (Boiler, other) | Biomass Boiler | Natural Gas (Weighted U.S. Average) | Methane | 0 | 0 | C
322120 | 1000593 | 2023 | OB (Boiler, other) | Biomass Boiler | Natural Gas (Weighted U.S. Average) | Methane (Co2 eq) | 0 | 0 | C
322120 | 1000593 | 2023 | OB (Boiler, other) | Biomass Boiler | Natural Gas (Weighted U.S. Average) | Nitrous Oxide | 0 | 0 | C
322120 | 1000593 | 2023 | OB (Boiler, other) | Biomass Boiler | Natural Gas (Weighted U.S. Average) | Nitrous Oxide (Co2 eq) | 0 | 0 | C
322120 | 1000593 | 2023 |  | GP-1 | Distillate Fuel Oil No. 2 | Carbon Dioxide Biogenic | 0 | 0 | C
322120 | 1000593 | 2023 |  | GP-1 | Distillate Fuel Oil No. 2 | Carbon Dioxide Non-Biogenic | 15.9 | 0 | C
322120 | 1000593 | 2023 |  | GP-1 | Distillate Fuel Oil No. 2 | Carbon Dioxide Total | 15.9 | 0 | C
322120 | 1000593 | 2023 |  | GP-1 | Distillate Fuel Oil No. 2 | Methane | 0 | 0 | C
322120 | 1000593 | 2023 |  | GP-1 | Distillate Fuel Oil No. 2 | Methane (Co2 eq) | 0 | 0 | C
322120 | 1000593 | 2023 |  | GP-1 | Distillate Fuel Oil No. 2 | Nitrous Oxide | 0 | 0 | C
322120 | 1000593 | 2023 |  | GP-1 | Distillate Fuel Oil No. 2 | Nitrous Oxide (Co2 eq) | 0 | 0 | C
322120 | 1000593 | 2023 |  | GP-1 | Propane | Carbon Dioxide Biogenic | 0 | 0 | C
322120 | 1000593 | 2023 |  | GP-1 | Propane | Carbon Dioxide Non-Biogenic | 136.4 | 0 | C
322120 | 1000593 | 2023 |  | GP-1 | Propane | Carbon Dioxide Total | 136.4 | 0 | C
322120 | 1000593 | 2023 |  | GP-1 | Propane | Methane | 0.01 | 0 | C
322120 | 1000593 | 2023 |  | GP-1 | Propane | Methane (Co2 eq) | 0.2 | 0 | C
322120 | 1000593 | 2023 |  | GP-1 | Propane | Nitrous Oxide | 0.001 | 0 | C
322120 | 1000593 | 2023 |  | GP-1 | Propane | Nitrous Oxide (Co2 eq) | 0.4 | 0 | C
322120 | 1000593 | 2023 |  | GP-2 | Distillate Fuel Oil No. 2 | Carbon Dioxide Biogenic | 0 | 0 | C
322120 | 1000593 | 2023 |  | GP-2 | Distillate Fuel Oil No. 2 | Carbon Dioxide Non-Biogenic | 1275.7 | 0 | C
322120 | 1000593 | 2023 |  | GP-2 | Distillate Fuel Oil No. 2 | Carbon Dioxide Total | 1275.7 | 0 | C
322120 | 1000593 | 2023 |  | GP-2 | Distillate Fuel Oil No. 2 | Methane | 0.05 | 0 | C
322120 | 1000593 | 2023 |  | GP-2 | Distillate Fuel Oil No. 2 | Methane (Co2 eq) | 1.3 | 0 | C
322120 | 1000593 | 2023 |  | GP-2 | Distillate Fuel Oil No. 2 | Nitrous Oxide | 0.01 | 0 | C
322120 | 1000593 | 2023 |  | GP-2 | Distillate Fuel Oil No. 2 | Nitrous Oxide (Co2 eq) | 3.1 | 0 | C
322120 | 1000593 | 2023 |  | GP-2 | Propane | Carbon Dioxide Biogenic | 0 | 0 | C
322120 | 1000593 | 2023 |  | GP-2 | Propane | Carbon Dioxide Non-Biogenic | 1182.9 | 0 | C
322120 | 1000593 | 2023 |  | GP-2 | Propane | Carbon Dioxide Total | 1182.9 | 0 | C
322120 | 1000593 | 2023 |  | GP-2 | Propane | Methane | 0.06 | 0 | C
322120 | 1000593 | 2023 |  | GP-2 | Propane | Methane (Co2 eq) | 1.4 | 0 | C
322120 | 1000593 | 2023 |  | GP-2 | Propane | Nitrous Oxide | 0.011 | 0 | C
322120 | 1000593 | 2023 |  | GP-2 | Propane | Nitrous Oxide (Co2 eq) | 3.4 | 0 | C
322120 | 1000593 | 2023 | Chemical Recovery Furnace | Recovery Boiler 1 |  | Carbon Dioxide Biogenic (Spent Liquor) | 0 |  | AA
322120 | 1000593 | 2023 | Chemical Recovery Furnace | Recovery Boiler 1 |  | Carbon Dioxide Non-Biogenic | 0 |  | AA
322120 | 1000593 | 2023 | Chemical Recovery Furnace | Recovery Boiler 1 |  | Methane | 0 |  | AA
322120 | 1000593 | 2023 | Chemical Recovery Furnace | Recovery Boiler 1 |  | Methane Spent Liquor | 0 |  | AA
322120 | 1000593 | 2023 | Chemical Recovery Furnace | Recovery Boiler 1 |  | Nitrous Oxide | 0 |  | AA
322120 | 1000593 | 2023 | Chemical Recovery Furnace | Recovery Boiler 1 |  | Nitrous Oxide Spent Liquor | 0 |  | AA
322120 | 1000593 | 2023 | Chemical Recovery Furnace | Recovery Boiler 2 |  | Carbon Dioxide Biogenic (Spent Liquor) | 0 |  | AA
322120 | 1000593 | 2023 | Chemical Recovery Furnace | Recovery Boiler 2 |  | Carbon Dioxide Non-Biogenic | 0 |  | AA
322120 | 1000593 | 2023 | Chemical Recovery Furnace | Recovery Boiler 2 |  | Methane | 0 |  | AA
322120 | 1000593 | 2023 | Chemical Recovery Furnace | Recovery Boiler 2 |  | Methane Spent Liquor | 0 |  | AA
322120 | 1000593 | 2023 | Chemical Recovery Furnace | Recovery Boiler 2 |  | Nitrous Oxide | 0 |  | AA
322120 | 1000593 | 2023 | Chemical Recovery Furnace | Recovery Boiler 2 |  | Nitrous Oxide Spent Liquor | 0 |  | AA
322130 | 1000602 | 2023 | RICE (Reciprocating internal combustion engine) | Auxiliary Diesel Engine (L09018) | Distillate Fuel Oil No. 2 | Carbon Dioxide Biogenic | 0 | 0 | C
322130 | 1000602 | 2023 | RICE (Reciprocating internal combustion engine) | Auxiliary Diesel Engine (L09018) | Distillate Fuel Oil No. 2 | Carbon Dioxide Non-Biogenic | 4.5 | 0 | C
322130 | 1000602 | 2023 | RICE (Reciprocating internal combustion engine) | Auxiliary Diesel Engine (L09018) | Distillate Fuel Oil No. 2 | Carbon Dioxide Total | 4.5 | 0 | C
322130 | 1000602 | 2023 | RICE (Reciprocating internal combustion engine) | Auxiliary Diesel Engine (L09018) | Distillate Fuel Oil No. 2 | Methane | 0 | 0 | C
322130 | 1000602 | 2023 | RICE (Reciprocating internal combustion engine) | Auxiliary Diesel Engine (L09018) | Distillate Fuel Oil No. 2 | Methane (Co2 eq) | 0 | 0 | C
322130 | 1000602 | 2023 | RICE (Reciprocating internal combustion engine) | Auxiliary Diesel Engine (L09018) | Distillate Fuel Oil No. 2 | Nitrous Oxide | 0 | 0 | C
322130 | 1000602 | 2023 | RICE (Reciprocating internal combustion engine) | Auxiliary Diesel Engine (L09018) | Distillate Fuel Oil No. 2 | Nitrous Oxide (Co2 eq) | 0 | 0 | C
322130 | 1000602 | 2023 | OB (Boiler, other) | Bark Boiler (L03003) | Natural Gas (Weighted U.S. Average) | Carbon Dioxide Biogenic | 0 | 0 | C
322130 | 1000602 | 2023 | OB (Boiler, other) | Bark Boiler (L03003) | Natural Gas (Weighted U.S. Average) | Carbon Dioxide Non-Biogenic | 30702.8 | 0 | C
322130 | 1000602 | 2023 | OB (Boiler, other) | Bark Boiler (L03003) | Natural Gas (Weighted U.S. Average) | Carbon Dioxide Total | 30702.8 | 0 | C
322130 | 1000602 | 2023 | OB (Boiler, other) | Bark Boiler (L03003) | Natural Gas (Weighted U.S. Average) | Methane | 0.58 | 0 | C
322130 | 1000602 | 2023 | OB (Boiler, other) | Bark Boiler (L03003) | Natural Gas (Weighted U.S. Average) | Methane (Co2 eq) | 14.5 | 0 | C
322130 | 1000602 | 2023 | OB (Boiler, other) | Bark Boiler (L03003) | Natural Gas (Weighted U.S. Average) | Nitrous Oxide | 0.058 | 0 | C
322130 | 1000602 | 2023 | OB (Boiler, other) | Bark Boiler (L03003) | Natural Gas (Weighted U.S. Average) | Nitrous Oxide (Co2 eq) | 17.2 | 0 | C
322130 | 1000602 | 2023 | OB (Boiler, other) | Bark Boiler (L03003) | Wood and Wood Residuals (dry basis) | Carbon Dioxide Biogenic | 443845.2 | 0 | C
322130 | 1000602 | 2023 | OB (Boiler, other) | Bark Boiler (L03003) | Wood and Wood Residuals (dry basis) | Carbon Dioxide Non-Biogenic | 0 | 0 | C
322130 | 1000602 | 2023 | OB (Boiler, other) | Bark Boiler (L03003) | Wood and Wood Residuals (dry basis) | Carbon Dioxide Total | 443845.2 | 0 | C
322130 | 1000602 | 2023 | OB (Boiler, other) | Bark Boiler (L03003) | Wood and Wood Residuals (dry basis) | Methane | 34.07 | 0 | C
322130 | 1000602 | 2023 | OB (Boiler, other) | Bark Boiler (L03003) | Wood and Wood Residuals (dry basis) | Methane (Co2 eq) | 851.7 | 0 | C
322130 | 1000602 | 2023 | OB (Boiler, other) | Bark Boiler (L03003) | Wood and Wood Residuals (dry basis) | Nitrous Oxide | 17.035 | 0 | C
322130 | 1000602 | 2023 | OB (Boiler, other) | Bark Boiler (L03003) | Wood and Wood Residuals (dry basis) | Nitrous Oxide (Co2 eq) | 5076.3 | 0 | C
322130 | 1000602 | 2023 |  | CP-001 | Natural Gas (Weighted U.S. Average) | Carbon Dioxide Biogenic | 0 | 0 | C
322130 | 1000602 | 2023 |  | CP-001 | Natural Gas (Weighted U.S. Average) | Carbon Dioxide Non-Biogenic | 266413.8 | 0 | C
322130 | 1000602 | 2023 |  | CP-001 | Natural Gas (Weighted U.S. Average) | Carbon Dioxide Total | 266413.8 | 0 | C
322130 | 1000602 | 2023 |  | CP-001 | Natural Gas (Weighted U.S. Average) | Methane | 5.02 | 0 | C
322130 | 1000602 | 2023 |  | CP-001 | Natural Gas (Weighted U.S. Average) | Methane (Co2 eq) | 125.5 | 0 | C
322130 | 1000602 | 2023 |  | CP-001 | Natural Gas (Weighted U.S. Average) | Nitrous Oxide | 0.502 | 0 | C
322130 | 1000602 | 2023 |  | CP-001 | Natural Gas (Weighted U.S. Average) | Nitrous Oxide (Co2 eq) | 149.6 | 0 | C
322130 | 1000602 | 2023 | Pulp Mill Lime Kiln | No. 1 Lime Kiln (L04002) |  | Carbon Dioxide Biogenic (Spent Liquor) | 0 |  | AA
322130 | 1000602 | 2023 | Pulp Mill Lime Kiln | No. 1 Lime Kiln (L04002) |  | Carbon Dioxide Non-Biogenic | 16380 |  | AA
322130 | 1000602 | 2023 | Pulp Mill Lime Kiln | No. 1 Lime Kiln (L04002) |  | Methane | 0.83 |  | AA
322130 | 1000602 | 2023 | Pulp Mill Lime Kiln | No. 1 Lime Kiln (L04002) |  | Methane Spent Liquor | 0 |  | AA
322130 | 1000602 | 2023 | Pulp Mill Lime Kiln | No. 1 Lime Kiln (L04002) |  | Nitrous Oxide | 0 |  | AA
322130 | 1000602 | 2023 | Pulp Mill Lime Kiln | No. 1 Lime Kiln (L04002) |  | Nitrous Oxide Spent Liquor | 0 |  | AA
322130 | 1000602 | 2023 | Pulp Mill Lime Kiln | No. 2 Lime Kiln (L04003) |  | Carbon Dioxide Biogenic (Spent Liquor) | 0 |  | AA
322130 | 1000602 | 2023 | Pulp Mill Lime Kiln | No. 2 Lime Kiln (L04003) |  | Carbon Dioxide Non-Biogenic | 17263.6 |  | AA
322130 | 1000602 | 2023 | Pulp Mill Lime Kiln | No. 2 Lime Kiln (L04003) |  | Methane | 0.88 |  | AA
322130 | 1000602 | 2023 | Pulp Mill Lime Kiln | No. 2 Lime Kiln (L04003) |  | Methane Spent Liquor | 0 |  | AA
322130 | 1000602 | 2023 | Pulp Mill Lime Kiln | No. 2 Lime Kiln (L04003) |  | Nitrous Oxide | 0 |  | AA
322130 | 1000602 | 2023 | Pulp Mill Lime Kiln | No. 2 Lime Kiln (L04003) |  | Nitrous Oxide Spent Liquor | 0 |  | AA
322130 | 1000602 | 2023 | Chemical Recovery Furnace | No. 4 Recovery Boiler (L03004/L03005) |  | Carbon Dioxide Biogenic (Spent Liquor) | 405479.2 |  | AA | [9 empty] | 48 | 1977 | B&W | 2.62 |  |  |  | 1000 | 640
322130 | 1000602 | 2023 | Chemical Recovery Furnace | No. 4 Recovery Boiler (L03004/L03005) |  | Carbon Dioxide Non-Biogenic | 8834.4 |  | AA | [9 empty] | 48 | 1977 | B&W | 2.62 |  |  |  | 1000 | 640
322130 | 1000602 | 2023 | Chemical Recovery Furnace | No. 4 Recovery Boiler (L03004/L03005) |  | Methane | 0.17 |  | AA | [9 empty] | 48 | 1977 | B&W | 2.62 |  |  |  | 1000 | 640
322130 | 1000602 | 2023 | Chemical Recovery Furnace | No. 4 Recovery Boiler (L03004/L03005) |  | Methane Spent Liquor | 8.16 |  | AA | [9 empty] | 48 | 1977 | B&W | 2.62 |  |  |  | 1000 | 640
322130 | 1000602 | 2023 | Chemical Recovery Furnace | No. 4 Recovery Boiler (L03004/L03005) |  | Nitrous Oxide | 0.017 |  | AA | [9 empty] | 48 | 1977 | B&W | 2.62 |  |  |  | 1000 | 640
322130 | 1000602 | 2023 | Chemical Recovery Furnace | No. 4 Recovery Boiler (L03004/L03005) |  | Nitrous Oxide Spent Liquor | 1.804 |  | AA | [9 empty] | 48 | 1977 | B&W | 2.62 |  |  |  | 1000 | 640
322130 | 1000602 | 2023 | Chemical Recovery Furnace | No. 5 Recovery Boiler (L03007/L03008) |  | Carbon Dioxide Biogenic (Spent Liquor) | 366877.5 |  | AA | [9 empty] | 35 | 1990 | ALSTOM | 2.1 |  |  |  | 1000
322130 | 1000602 | 2023 | Chemical Recovery Furnace | No. 5 Recovery Boiler (L03007/L03008) |  | Carbon Dioxide Non-Biogenic | 9571.1 |  | AA | [9 empty] | 35 | 1990 | ALSTOM | 2.1 |  |  |  | 1000
322130 | 1000602 | 2023 | Chemical Recovery Furnace | No. 5 Recovery Boiler (L03007/L03008) |  | Methane | 0.18 |  | AA | [9 empty] | 35 | 1990 | ALSTOM | 2.1 |  |  |  | 1000
322130 | 1000602 | 2023 | Chemical Recovery Furnace | No. 5 Recovery Boiler (L03007/L03008) |  | Methane Spent Liquor | 7.38 |  | AA | [9 empty] | 35 | 1990 | ALSTOM | 2.1 |  |  |  | 1000
322130 | 1000602 | 2023 | Chemical Recovery Furnace | No. 5 Recovery Boiler (L03007/L03008) |  | Nitrous Oxide | 0.018 |  | AA | [9 empty] | 35 | 1990 | ALSTOM | 2.1 |  |  |  | 1000
322130 | 1000602 | 2023 | Chemical Recovery Furnace | No. 5 Recovery Boiler (L03007/L03008) |  | Nitrous Oxide Spent Liquor | 1.632 |  | AA | [9 empty] | 35 | 1990 | ALSTOM | 2.1 |  |  |  | 1000
325180 | 1000603 | 2023 |  | GP-Dryers/miscellaneous sources | Natural Gas (Weighted U.S. Average) | Carbon Dioxide Biogenic | 0 | 0 | C
325180 | 1000603 | 2023 |  | GP-Dryers/miscellaneous sources | Natural Gas (Weighted U.S. Average) | Carbon Dioxide Non-Biogenic | 16892.1 | 0 | C
325180 | 1000603 | 2023 |  | GP-Dryers/miscellaneous sources | Natural Gas (Weighted U.S. Average) | Carbon Dioxide Total | 16892.1 | 0 | C
325180 | 1000603 | 2023 |  | GP-Dryers/miscellaneous sources | Natural Gas (Weighted U.S. Average) | Methane | 0.32 | 0 | C
325180 | 1000603 | 2023 |  | GP-Dryers/miscellaneous sources | Natural Gas (Weighted U.S. Average) | Methane (Co2 eq) | 8 | 0 | C
325180 | 1000603 | 2023 |  | GP-Dryers/miscellaneous sources | Natural Gas (Weighted U.S. Average) | Nitrous Oxide | 0.032 | 0 | C
325180 | 1000603 | 2023 |  | GP-Dryers/miscellaneous sources | Natural Gas (Weighted U.S. Average) | Nitrous Oxide (Co2 eq) | 9.5 | 0 | C
325180 | 1000603 | 2023 | Petrochemical process unit | Unit 1 |  | Carbon Dioxide | 102840 |  | X
325180 | 1000603 | 2023 | Petrochemical process unit | Unit 2 |  | Carbon Dioxide | 81949 |  | X
325180 | 1000603 | 2023 | Petrochemical process unit | Unit 3 |  | Carbon Dioxide | 79096 |  | X
325180 | 1000604 | 2023 |  | GP-Dryers/miscellaneous sources | Natural Gas (Weighted U.S. Average) | Carbon Dioxide Biogenic | 0 | 0 | C
325180 | 1000604 | 2023 |  | GP-Dryers/miscellaneous sources | Natural Gas (Weighted U.S. Average) | Carbon Dioxide Non-Biogenic | 16312.7 | 0 | C
325180 | 1000604 | 2023 |  | GP-Dryers/miscellaneous sources | Natural Gas (Weighted U.S. Average) | Carbon Dioxide Total | 16312.7 | 0 | C
325180 | 1000604 | 2023 |  | GP-Dryers/miscellaneous sources | Natural Gas (Weighted U.S. Average) | Methane | 0.31 | 0 | C
325180 | 1000604 | 2023 |  | GP-Dryers/miscellaneous sources | Natural Gas (Weighted U.S. Average) | Methane (Co2 eq) | 7.7 | 0 | C
325180 | 1000604 | 2023 |  | GP-Dryers/miscellaneous sources | Natural Gas (Weighted U.S. Average) | Nitrous Oxide | 0.031 | 0 | C
325180 | 1000604 | 2023 |  | GP-Dryers/miscellaneous sources | Natural Gas (Weighted U.S. Average) | Nitrous Oxide (Co2 eq) | 9.2 | 0 | C
325180 | 1000604 | 2023 | Petrochemical process unit | Unit 1 |  | Carbon Dioxide | 77179 |  | X
325180 | 1000604 | 2023 | Petrochemical process unit | Unit 2 |  | Carbon Dioxide | 69906 |  | X
325180 | 1000604 | 2023 | Petrochemical process unit | Unit 3 |  | Carbon Dioxide | 73924 |  | X
325180 | 1000605 | 2023 |  | GP- Miscellaneous | Natural Gas (Weighted U.S. Average) | Carbon Dioxide Biogenic | 0 | 0 | C
325180 | 1000605 | 2023 |  | GP- Miscellaneous | Natural Gas (Weighted U.S. Average) | Carbon Dioxide Non-Biogenic | 67783 | 0 | C
325180 | 1000605 | 2023 |  | GP- Miscellaneous | Natural Gas (Weighted U.S. Average) | Carbon Dioxide Total | 67783 | 0 | C
325180 | 1000605 | 2023 |  | GP- Miscellaneous | Natural Gas (Weighted U.S. Average) | Methane | 1.28 | 0 | C
325180 | 1000605 | 2023 |  | GP- Miscellaneous | Natural Gas (Weighted U.S. Average) | Methane (Co2 eq) | 31.9 | 0 | C
325180 | 1000605 | 2023 |  | GP- Miscellaneous | Natural Gas (Weighted U.S. Average) | Nitrous Oxide | 0.128 | 0 | C
325180 | 1000605 | 2023 |  | GP- Miscellaneous | Natural Gas (Weighted U.S. Average) | Nitrous Oxide (Co2 eq) | 38 | 0 | C
325180 | 1000605 | 2023 | Petrochemical process unit | Unit 1 |  | Carbon Dioxide | 45272 |  | X
325180 | 1000605 | 2023 | Petrochemical process unit | Unit 2 |  | Carbon Dioxide | 33406 |  | X
325180 | 1000605 | 2023 | Petrochemical process unit | Unit 3 |  | Carbon Dioxide | 63332 |  | X
325180 | 1000605 | 2023 | Petrochemical process unit | Unit 4 |  | Carbon Dioxide | 44456 |  | X
311411 | 1000606 | 2023 |  | GP-Combustion Equipment | Natural Gas (Weighted U.S. Average) | Carbon Dioxide Biogenic | 0 | 0 | C
311411 | 1000606 | 2023 |  | GP-Combustion Equipment | Natural Gas (Weighted U.S. Average) | Carbon Dioxide Non-Biogenic | 48372.7 | 0 | C
311411 | 1000606 | 2023 |  | GP-Combustion Equipment | Natural Gas (Weighted U.S. Average) | Carbon Dioxide Total | 48372.7 | 0 | C
311411 | 1000606 | 2023 |  | GP-Combustion Equipment | Natural Gas (Weighted U.S. Average) | Methane | 0.91 | 0 | C
311411 | 1000606 | 2023 |  | GP-Combustion Equipment | Natural Gas (Weighted U.S. Average) | Methane (Co2 eq) | 22.8 | 0 | C
311411 | 1000606 | 2023 |  | GP-Combustion Equipment | Natural Gas (Weighted U.S. Average) | Nitrous Oxide | 0.091 | 0 | C
311411 | 1000606 | 2023 |  | GP-Combustion Equipment | Natural Gas (Weighted U.S. Average) | Nitrous Oxide (Co2 eq) | 27.2 | 0 | C
311411 | 1000607 | 2023 |  | GP- Combustion Equipment | Natural Gas (Weighted U.S. Average) | Carbon Dioxide Biogenic | 0 | 0 | C
311411 | 1000607 | 2023 |  | GP- Combustion Equipment | Natural Gas (Weighted U.S. Average) | Carbon Dioxide Non-Biogenic | 26928.5 | 0 | C
311411 | 1000607 | 2023 |  | GP- Combustion Equipment | Natural Gas (Weighted U.S. Average) | Carbon Dioxide Total | 26928.5 | 0 | C
311411 | 1000607 | 2023 |  | GP- Combustion Equipment | Natural Gas (Weighted U.S. Average) | Methane | 0.51 | 0 | C
311411 | 1000607 | 2023 |  | GP- Combustion Equipment | Natural Gas (Weighted U.S. Average) | Methane (Co2 eq) | 12.7 | 0 | C
311411 | 1000607 | 2023 |  | GP- Combustion Equipment | Natural Gas (Weighted U.S. Average) | Nitrous Oxide | 0.051 | 0 | C
311411 | 1000607 | 2023 |  | GP- Combustion Equipment | Natural Gas (Weighted U.S. Average) | Nitrous Oxide (Co2 eq) | 15.1 | 0 | C
311411 | 1000609 | 2023 |  | GP-Combustion Equipment | Natural Gas (Weighted U.S. Average) | Carbon Dioxide Biogenic | 0 | 0 | C
311411 | 1000609 | 2023 |  | GP-Combustion Equipment | Natural Gas (Weighted U.S. Average) | Carbon Dioxide Non-Biogenic | 36779.6 | 0 | C
311411 | 1000609 | 2023 |  | GP-Combustion Equipment | Natural Gas (Weighted U.S. Average) | Carbon Dioxide Total | 36779.6 | 0 | C
311411 | 1000609 | 2023 |  | GP-Combustion Equipment | Natural Gas (Weighted U.S. Average) | Methane | 0.69 | 0 | C
311411 | 1000609 | 2023 |  | GP-Combustion Equipment | Natural Gas (Weighted U.S. Average) | Methane (Co2 eq) | 17.3 | 0 | C
311411 | 1000609 | 2023 |  | GP-Combustion Equipment | Natural Gas (Weighted U.S. Average) | Nitrous Oxide | 0.069 | 0 | C
311411 | 1000609 | 2023 |  | GP-Combustion Equipment | Natural Gas (Weighted U.S. Average) | Nitrous Oxide (Co2 eq) | 20.7 | 0 | C
311411 | 1000609 | 2023 |  | GP-Combustion Equipment | Other Biomass Gases | Carbon Dioxide Biogenic | 7430.1 | 0 | C
311411 | 1000609 | 2023 |  | GP-Combustion Equipment | Other Biomass Gases | Carbon Dioxide Non-Biogenic | 0 | 0 | C
311411 | 1000609 | 2023 |  | GP-Combustion Equipment | Other Biomass Gases | Carbon Dioxide Total | 7430.1 | 0 | C
311411 | 1000609 | 2023 |  | GP-Combustion Equipment | Other Biomass Gases | Methane | 0.46 | 0 | C
311411 | 1000609 | 2023 |  | GP-Combustion Equipment | Other Biomass Gases | Methane (Co2 eq) | 11.4 | 0 | C
311411 | 1000609 | 2023 |  | GP-Combustion Equipment | Other Biomass Gases | Nitrous Oxide | 0.09 | 0 | C
311411 | 1000609 | 2023 |  | GP-Combustion Equipment | Other Biomass Gases | Nitrous Oxide (Co2 eq) | 26.8 | 0 | C
311411 | 1000609 | 2023 |  | GP-Combustion Equipment | Propane Gas | Carbon Dioxide Biogenic | 0 | 0 | C
311411 | 1000609 | 2023 |  | GP-Combustion Equipment | Propane Gas | Carbon Dioxide Non-Biogenic | 46.5 | 0 | C
311411 | 1000609 | 2023 |  | GP-Combustion Equipment | Propane Gas | Carbon Dioxide Total | 46.5 | 0 | C
311411 | 1000609 | 2023 |  | GP-Combustion Equipment | Propane Gas | Methane | 0 | 0 | C
311411 | 1000609 | 2023 |  | GP-Combustion Equipment | Propane Gas | Methane (Co2 eq) | 0.1 | 0 | C
311411 | 1000609 | 2023 |  | GP-Combustion Equipment | Propane Gas | Nitrous Oxide | 0 | 0 | C
311411 | 1000609 | 2023 |  | GP-Combustion Equipment | Propane Gas | Nitrous Oxide (Co2 eq) | 0.1 | 0 | C
311411 | 1000610 | 2023 |  | GP-Combustion Equipment | Distillate Fuel Oil No. 2 | Carbon Dioxide Biogenic | 0 | 0 | C
311411 | 1000610 | 2023 |  | GP-Combustion Equipment | Distillate Fuel Oil No. 2 | Carbon Dioxide Non-Biogenic | 1.1 | 0 | C
311411 | 1000610 | 2023 |  | GP-Combustion Equipment | Distillate Fuel Oil No. 2 | Carbon Dioxide Total | 1.1 | 0 | C
311411 | 1000610 | 2023 |  | GP-Combustion Equipment | Distillate Fuel Oil No. 2 | Methane | 0 | 0 | C
311411 | 1000610 | 2023 |  | GP-Combustion Equipment | Distillate Fuel Oil No. 2 | Methane (Co2 eq) | 0 | 0 | C
311411 | 1000610 | 2023 |  | GP-Combustion Equipment | Distillate Fuel Oil No. 2 | Nitrous Oxide | 0 | 0 | C
311411 | 1000610 | 2023 |  | GP-Combustion Equipment | Distillate Fuel Oil No. 2 | Nitrous Oxide (Co2 eq) | 0 | 0 | C
311411 | 1000610 | 2023 |  | GP-Combustion Equipment | Natural Gas (Weighted U.S. Average) | Carbon Dioxide Biogenic | 0 | 0 | C
311411 | 1000610 | 2023 |  | GP-Combustion Equipment | Natural Gas (Weighted U.S. Average) | Carbon Dioxide Non-Biogenic | 31709.7 | 0 | C
311411 | 1000610 | 2023 |  | GP-Combustion Equipment | Natural Gas (Weighted U.S. Average) | Carbon Dioxide Total | 31709.7 | 0 | C
311411 | 1000610 | 2023 |  | GP-Combustion Equipment | Natural Gas (Weighted U.S. Average) | Methane | 0.6 | 0 | C
311411 | 1000610 | 2023 |  | GP-Combustion Equipment | Natural Gas (Weighted U.S. Average) | Methane (Co2 eq) | 14.9 | 0 | C
311411 | 1000610 | 2023 |  | GP-Combustion Equipment | Natural Gas (Weighted U.S. Average) | Nitrous Oxide | 0.06 | 0 | C
311411 | 1000610 | 2023 |  | GP-Combustion Equipment | Natural Gas (Weighted U.S. Average) | Nitrous Oxide (Co2 eq) | 17.8 | 0 | C
311411 | 1000610 | 2023 |  | GP-Combustion Equipment | Other Biomass Gases | Carbon Dioxide Biogenic | 5227.7 | 0 | C
311411 | 1000610 | 2023 |  | GP-Combustion Equipment | Other Biomass Gases | Carbon Dioxide Non-Biogenic | 0 | 0 | C
311411 | 1000610 | 2023 |  | GP-Combustion Equipment | Other Biomass Gases | Carbon Dioxide Total | 5227.7 | 0 | C
311411 | 1000610 | 2023 |  | GP-Combustion Equipment | Other Biomass Gases | Methane | 0.32 | 0 | C
311411 | 1000610 | 2023 |  | GP-Combustion Equipment | Other Biomass Gases | Methane (Co2 eq) | 8 | 0 | C
311411 | 1000610 | 2023 |  | GP-Combustion Equipment | Other Biomass Gases | Nitrous Oxide | 0.063 | 0 | C
311411 | 1000610 | 2023 |  | GP-Combustion Equipment | Other Biomass Gases | Nitrous Oxide (Co2 eq) | 18.8 | 0 | C
311411 | 1000611 | 2023 |  | GP-Combustion Equipment | Natural Gas (Weighted U.S. Average) | Carbon Dioxide Biogenic | 0 | 0 | C
311411 | 1000611 | 2023 |  | GP-Combustion Equipment | Natural Gas (Weighted U.S. Average) | Carbon Dioxide Non-Biogenic | 35713.2 | 0 | C
311411 | 1000611 | 2023 |  | GP-Combustion Equipment | Natural Gas (Weighted U.S. Average) | Carbon Dioxide Total | 35713.2 | 0 | C
311411 | 1000611 | 2023 |  | GP-Combustion Equipment | Natural Gas (Weighted U.S. Average) | Methane | 0.67 | 0 | C
311411 | 1000611 | 2023 |  | GP-Combustion Equipment | Natural Gas (Weighted U.S. Average) | Methane (Co2 eq) | 16.8 | 0 | C
311411 | 1000611 | 2023 |  | GP-Combustion Equipment | Natural Gas (Weighted U.S. Average) | Nitrous Oxide | 0.067 | 0 | C
311411 | 1000611 | 2023 |  | GP-Combustion Equipment | Natural Gas (Weighted U.S. Average) | Nitrous Oxide (Co2 eq) | 20.1 | 0 | C
311411 | 1000613 | 2023 |  | GP- Combustion Equipment | Distillate Fuel Oil No. 2 | Carbon Dioxide Biogenic | 0 | 0 | C
311411 | 1000613 | 2023 |  | GP- Combustion Equipment | Distillate Fuel Oil No. 2 | Carbon Dioxide Non-Biogenic | 0 | 0 | C
311411 | 1000613 | 2023 |  | GP- Combustion Equipment | Distillate Fuel Oil No. 2 | Carbon Dioxide Total | 0 | 0 | C
311411 | 1000613 | 2023 |  | GP- Combustion Equipment | Distillate Fuel Oil No. 2 | Methane | 0 | 0 | C
311411 | 1000613 | 2023 |  | GP- Combustion Equipment | Distillate Fuel Oil No. 2 | Methane (Co2 eq) | 0 | 0 | C
311411 | 1000613 | 2023 |  | GP- Combustion Equipment | Distillate Fuel Oil No. 2 | Nitrous Oxide | 0 | 0 | C
311411 | 1000613 | 2023 |  | GP- Combustion Equipment | Distillate Fuel Oil No. 2 | Nitrous Oxide (Co2 eq) | 0 | 0 | C
311411 | 1000613 | 2023 |  | GP- Combustion Equipment | Natural Gas (Weighted U.S. Average) | Carbon Dioxide Biogenic | 0 | 0 | C
311411 | 1000613 | 2023 |  | GP- Combustion Equipment | Natural Gas (Weighted U.S. Average) | Carbon Dioxide Non-Biogenic | 29940.5 | 0 | C
311411 | 1000613 | 2023 |  | GP- Combustion Equipment | Natural Gas (Weighted U.S. Average) | Carbon Dioxide Total | 29940.5 | 0 | C
311411 | 1000613 | 2023 |  | GP- Combustion Equipment | Natural Gas (Weighted U.S. Average) | Methane | 0.56 | 0 | C
311411 | 1000613 | 2023 |  | GP- Combustion Equipment | Natural Gas (Weighted U.S. Average) | Methane (Co2 eq) | 14.1 | 0 | C
311411 | 1000613 | 2023 |  | GP- Combustion Equipment | Natural Gas (Weighted U.S. Average) | Nitrous Oxide | 0.056 | 0 | C
311411 | 1000613 | 2023 |  | GP- Combustion Equipment | Natural Gas (Weighted U.S. Average) | Nitrous Oxide (Co2 eq) | 16.8 | 0 | C
311411 | 1000614 | 2023 |  | GP-Combustion Equipment | Natural Gas (Weighted U.S. Average) | Carbon Dioxide Biogenic | 0 | 0 | C
311411 | 1000614 | 2023 |  | GP-Combustion Equipment | Natural Gas (Weighted U.S. Average) | Carbon Dioxide Non-Biogenic | 56529.8 | 0 | C
311411 | 1000614 | 2023 |  | GP-Combustion Equipment | Natural Gas (Weighted U.S. Average) | Carbon Dioxide Total | 56529.8 | 0 | C
311411 | 1000614 | 2023 |  | GP-Combustion Equipment | Natural Gas (Weighted U.S. Average) | Methane | 1.07 | 0 | C
311411 | 1000614 | 2023 |  | GP-Combustion Equipment | Natural Gas (Weighted U.S. Average) | Methane (Co2 eq) | 26.6 | 0 | C
311411 | 1000614 | 2023 |  | GP-Combustion Equipment | Natural Gas (Weighted U.S. Average) | Nitrous Oxide | 0.107 | 0 | C
311411 | 1000614 | 2023 |  | GP-Combustion Equipment | Natural Gas (Weighted U.S. Average) | Nitrous Oxide (Co2 eq) | 31.7 | 0 | C
311411 | 1000614 | 2023 |  | GP-Combustion Equipment | Other Biomass Gases | Carbon Dioxide Biogenic | 9355 | 0 | C
311411 | 1000614 | 2023 |  | GP-Combustion Equipment | Other Biomass Gases | Carbon Dioxide Non-Biogenic | 0 | 0 | C
311411 | 1000614 | 2023 |  | GP-Combustion Equipment | Other Biomass Gases | Carbon Dioxide Total | 9355 | 0 | C
311411 | 1000614 | 2023 |  | GP-Combustion Equipment | Other Biomass Gases | Methane | 0.57 | 0 | C
311411 | 1000614 | 2023 |  | GP-Combustion Equipment | Other Biomass Gases | Methane (Co2 eq) | 14.4 | 0 | C
311411 | 1000614 | 2023 |  | GP-Combustion Equipment | Other Biomass Gases | Nitrous Oxide | 0.113 | 0 | C
311411 | 1000614 | 2023 |  | GP-Combustion Equipment | Other Biomass Gases | Nitrous Oxide (Co2 eq) | 33.7 | 0 | C
311411 | 1000615 | 2023 |  | GP-Combustion Equipment | Natural Gas (Weighted U.S. Average) | Carbon Dioxide Biogenic | 0 | 0 | C
311411 | 1000615 | 2023 |  | GP-Combustion Equipment | Natural Gas (Weighted U.S. Average) | Carbon Dioxide Non-Biogenic | 52142.2 | 0 | C
311411 | 1000615 | 2023 |  | GP-Combustion Equipment | Natural Gas (Weighted U.S. Average) | Carbon Dioxide Total | 52142.2 | 0 | C
311411 | 1000615 | 2023 |  | GP-Combustion Equipment | Natural Gas (Weighted U.S. Average) | Methane | 0.98 | 0 | C
311411 | 1000615 | 2023 |  | GP-Combustion Equipment | Natural Gas (Weighted U.S. Average) | Methane (Co2 eq) | 24.6 | 0 | C
311411 | 1000615 | 2023 |  | GP-Combustion Equipment | Natural Gas (Weighted U.S. Average) | Nitrous Oxide | 0.098 | 0 | C
311411 | 1000615 | 2023 |  | GP-Combustion Equipment | Natural Gas (Weighted U.S. Average) | Nitrous Oxide (Co2 eq) | 29.3 | 0 | C
311411 | 1000615 | 2023 |  | GP-Combustion Equipment | Other Biomass Gases | Carbon Dioxide Biogenic | 156.1 | 0 | C
311411 | 1000615 | 2023 |  | GP-Combustion Equipment | Other Biomass Gases | Carbon Dioxide Non-Biogenic | 0 | 0 | C
311411 | 1000615 | 2023 |  | GP-Combustion Equipment | Other Biomass Gases | Carbon Dioxide Total | 156.1 | 0 | C
311411 | 1000615 | 2023 |  | GP-Combustion Equipment | Other Biomass Gases | Methane | 0.01 | 0 | C
311411 | 1000615 | 2023 |  | GP-Combustion Equipment | Other Biomass Gases | Methane (Co2 eq) | 0.2 | 0 | C
311411 | 1000615 | 2023 |  | GP-Combustion Equipment | Other Biomass Gases | Nitrous Oxide | 0.002 | 0 | C
311411 | 1000615 | 2023 |  | GP-Combustion Equipment | Other Biomass Gases | Nitrous Oxide (Co2 eq) | 0.6 | 0 | C
325199 | 1000618 | 2023 |  | CP- Credit Union Natural Gas Meter | Natural Gas (Weighted U.S. Average) | Carbon Dioxide Biogenic | 0 | 252600 | C
325199 | 1000618 | 2023 |  | CP- Credit Union Natural Gas Meter | Natural Gas (Weighted U.S. Average) | Carbon Dioxide Non-Biogenic | 13.8 | 252600 | C
325199 | 1000618 | 2023 |  | CP- Credit Union Natural Gas Meter | Natural Gas (Weighted U.S. Average) | Carbon Dioxide Total | 13.8 | 252600 | C
325199 | 1000618 | 2023 |  | CP- Credit Union Natural Gas Meter | Natural Gas (Weighted U.S. Average) | Methane | 0 | 252600 | C
325199 | 1000618 | 2023 |  | CP- Credit Union Natural Gas Meter | Natural Gas (Weighted U.S. Average) | Methane (Co2 eq) | 0 | 252600 | C
325199 | 1000618 | 2023 |  | CP- Credit Union Natural Gas Meter | Natural Gas (Weighted U.S. Average) | Nitrous Oxide | 0 | 252600 | C
325199 | 1000618 | 2023 |  | CP- Credit Union Natural Gas Meter | Natural Gas (Weighted U.S. Average) | Nitrous Oxide (Co2 eq) | 0 | 252600 | C
325199 | 1000618 | 2023 |  | CP-Boiler House Fuel Oil Meter | Distillate Fuel Oil No. 2 | Carbon Dioxide Biogenic | 0 | 1685.63 | C
325199 | 1000618 | 2023 |  | CP-Boiler House Fuel Oil Meter | Distillate Fuel Oil No. 2 | Carbon Dioxide Non-Biogenic | 17.2 | 1685.63 | C
325199 | 1000618 | 2023 |  | CP-Boiler House Fuel Oil Meter | Distillate Fuel Oil No. 2 | Carbon Dioxide Total | 17.2 | 1685.63 | C
325199 | 1000618 | 2023 |  | CP-Boiler House Fuel Oil Meter | Distillate Fuel Oil No. 2 | Methane | 0 | 1685.63 | C
325199 | 1000618 | 2023 |  | CP-Boiler House Fuel Oil Meter | Distillate Fuel Oil No. 2 | Methane (Co2 eq) | 0 | 1685.63 | C
325199 | 1000618 | 2023 |  | CP-Boiler House Fuel Oil Meter | Distillate Fuel Oil No. 2 | Nitrous Oxide | 0 | 1685.63 | C
325199 | 1000618 | 2023 |  | CP-Boiler House Fuel Oil Meter | Distillate Fuel Oil No. 2 | Nitrous Oxide (Co2 eq) | 0 | 1685.63 | C
325199 | 1000618 | 2023 |  | CP-Facility Main Natural Gas Meter | Natural Gas (Weighted U.S. Average) | Carbon Dioxide Biogenic | 0 | 575436250 | C
325199 | 1000618 | 2023 |  | CP-Facility Main Natural Gas Meter | Natural Gas (Weighted U.S. Average) | Carbon Dioxide Non-Biogenic | 31326.5 | 575436250 | C
325199 | 1000618 | 2023 |  | CP-Facility Main Natural Gas Meter | Natural Gas (Weighted U.S. Average) | Carbon Dioxide Total | 31326.5 | 575436250 | C
325199 | 1000618 | 2023 |  | CP-Facility Main Natural Gas Meter | Natural Gas (Weighted U.S. Average) | Methane | 0.59 | 575436250 | C
325199 | 1000618 | 2023 |  | CP-Facility Main Natural Gas Meter | Natural Gas (Weighted U.S. Average) | Methane (Co2 eq) | 14.8 | 575436250 | C
325199 | 1000618 | 2023 |  | CP-Facility Main Natural Gas Meter | Natural Gas (Weighted U.S. Average) | Nitrous Oxide | 0.059 | 575436250 | C
325199 | 1000618 | 2023 |  | CP-Facility Main Natural Gas Meter | Natural Gas (Weighted U.S. Average) | Nitrous Oxide (Co2 eq) | 17.6 | 575436250 | C
325199 | 1000618 | 2023 |  | CP-N001 Fuel Oil Meter | Distillate Fuel Oil No. 2 | Carbon Dioxide Biogenic | 0 | 58779.65 | C
325199 | 1000618 | 2023 |  | CP-N001 Fuel Oil Meter | Distillate Fuel Oil No. 2 | Carbon Dioxide Non-Biogenic | 599.9 | 58779.65 | C
325199 | 1000618 | 2023 |  | CP-N001 Fuel Oil Meter | Distillate Fuel Oil No. 2 | Carbon Dioxide Total | 599.9 | 58779.65 | C
325199 | 1000618 | 2023 |  | CP-N001 Fuel Oil Meter | Distillate Fuel Oil No. 2 | Methane | 0.02 | 58779.65 | C
325199 | 1000618 | 2023 |  | CP-N001 Fuel Oil Meter | Distillate Fuel Oil No. 2 | Methane (Co2 eq) | 0.6 | 58779.65 | C
325199 | 1000618 | 2023 |  | CP-N001 Fuel Oil Meter | Distillate Fuel Oil No. 2 | Nitrous Oxide | 0.005 | 58779.65 | C
325199 | 1000618 | 2023 |  | CP-N001 Fuel Oil Meter | Distillate Fuel Oil No. 2 | Nitrous Oxide (Co2 eq) | 1.4 | 58779.65 | C
325199 | 1000618 | 2023 |  | CP-Warehouse Natural Gas Meter | Natural Gas (Weighted U.S. Average) | Carbon Dioxide Biogenic | 0 | 33335070 | C
325199 | 1000618 | 2023 |  | CP-Warehouse Natural Gas Meter | Natural Gas (Weighted U.S. Average) | Carbon Dioxide Non-Biogenic | 1814.7 | 33335070 | C
325199 | 1000618 | 2023 |  | CP-Warehouse Natural Gas Meter | Natural Gas (Weighted U.S. Average) | Carbon Dioxide Total | 1814.7 | 33335070 | C
325199 | 1000618 | 2023 |  | CP-Warehouse Natural Gas Meter | Natural Gas (Weighted U.S. Average) | Methane | 0.03 | 33335070 | C
325199 | 1000618 | 2023 |  | CP-Warehouse Natural Gas Meter | Natural Gas (Weighted U.S. Average) | Methane (Co2 eq) | 0.9 | 33335070 | C
325199 | 1000618 | 2023 |  | CP-Warehouse Natural Gas Meter | Natural Gas (Weighted U.S. Average) | Nitrous Oxide | 0.003 | 33335070 | C
325199 | 1000618 | 2023 |  | CP-Warehouse Natural Gas Meter | Natural Gas (Weighted U.S. Average) | Nitrous Oxide (Co2 eq) | 1 | 33335070 | C
325199 | 1000619 | 2023 |  | CP-1 | Natural Gas (Weighted U.S. Average) | Carbon Dioxide Biogenic | 0 | 0 | C
325199 | 1000619 | 2023 |  | CP-1 | Natural Gas (Weighted U.S. Average) | Carbon Dioxide Non-Biogenic | 20124.9 | 0 | C
325199 | 1000619 | 2023 |  | CP-1 | Natural Gas (Weighted U.S. Average) | Carbon Dioxide Total | 20124.9 | 0 | C
325199 | 1000619 | 2023 |  | CP-1 | Natural Gas (Weighted U.S. Average) | Methane | 0.38 | 0 | C
325199 | 1000619 | 2023 |  | CP-1 | Natural Gas (Weighted U.S. Average) | Methane (Co2 eq) | 9.5 | 0 | C
325199 | 1000619 | 2023 |  | CP-1 | Natural Gas (Weighted U.S. Average) | Nitrous Oxide | 0.038 | 0 | C
325199 | 1000619 | 2023 |  | CP-1 | Natural Gas (Weighted U.S. Average) | Nitrous Oxide (Co2 eq) | 11.3 | 0 | C
325199 | 1000620 | 2023 |  | CP-1 | Natural Gas (Weighted U.S. Average) | Carbon Dioxide Biogenic | 0 | 1334095805 | C
325199 | 1000620 | 2023 |  | CP-1 | Natural Gas (Weighted U.S. Average) | Carbon Dioxide Non-Biogenic | 72252.4 | 1334095805 | C
325199 | 1000620 | 2023 |  | CP-1 | Natural Gas (Weighted U.S. Average) | Carbon Dioxide Total | 72252.4 | 1334095805 | C
325199 | 1000620 | 2023 |  | CP-1 | Natural Gas (Weighted U.S. Average) | Methane | 1.36 | 1334095805 | C
325199 | 1000620 | 2023 |  | CP-1 | Natural Gas (Weighted U.S. Average) | Methane (Co2 eq) | 34 | 1334095805 | C
325199 | 1000620 | 2023 |  | CP-1 | Natural Gas (Weighted U.S. Average) | Nitrous Oxide | 0.136 | 1334095805 | C
325199 | 1000620 | 2023 |  | CP-1 | Natural Gas (Weighted U.S. Average) | Nitrous Oxide (Co2 eq) | 40.6 | 1334095805 | C
325199 | 1000620 | 2023 |  | CP-2 | Natural Gas (Weighted U.S. Average) | Carbon Dioxide Biogenic | 0 | 550505409 | C
325199 | 1000620 | 2023 |  | CP-2 | Natural Gas (Weighted U.S. Average) | Carbon Dioxide Non-Biogenic | 29820.3 | 550505409 | C
325199 | 1000620 | 2023 |  | CP-2 | Natural Gas (Weighted U.S. Average) | Carbon Dioxide Total | 29820.3 | 550505409 | C
325199 | 1000620 | 2023 |  | CP-2 | Natural Gas (Weighted U.S. Average) | Methane | 0.56 | 550505409 | C
325199 | 1000620 | 2023 |  | CP-2 | Natural Gas (Weighted U.S. Average) | Methane (Co2 eq) | 14.1 | 550505409 | C
325199 | 1000620 | 2023 |  | CP-2 | Natural Gas (Weighted U.S. Average) | Nitrous Oxide | 0.056 | 550505409 | C
325199 | 1000620 | 2023 |  | CP-2 | Natural Gas (Weighted U.S. Average) | Nitrous Oxide (Co2 eq) | 16.7 | 550505409 | C
322130 | 1000624 | 2023 | S (Stoker Boiler) | Hog Fuel Boiler #7 | Natural Gas (Weighted U.S. Average) | Carbon Dioxide Biogenic | 0 | 0 | C
322130 | 1000624 | 2023 | S (Stoker Boiler) | Hog Fuel Boiler #7 | Natural Gas (Weighted U.S. Average) | Carbon Dioxide Non-Biogenic | 23016.2 | 0 | C
322130 | 1000624 | 2023 | S (Stoker Boiler) | Hog Fuel Boiler #7 | Natural Gas (Weighted U.S. Average) | Carbon Dioxide Total | 23016.2 | 0 | C
322130 | 1000624 | 2023 | S (Stoker Boiler) | Hog Fuel Boiler #7 | Natural Gas (Weighted U.S. Average) | Methane | 0.43 | 0 | C
322130 | 1000624 | 2023 | S (Stoker Boiler) | Hog Fuel Boiler #7 | Natural Gas (Weighted U.S. Average) | Methane (Co2 eq) | 10.8 | 0 | C
322130 | 1000624 | 2023 | S (Stoker Boiler) | Hog Fuel Boiler #7 | Natural Gas (Weighted U.S. Average) | Nitrous Oxide | 0.043 | 0 | C
322130 | 1000624 | 2023 | S (Stoker Boiler) | Hog Fuel Boiler #7 | Natural Gas (Weighted U.S. Average) | Nitrous Oxide (Co2 eq) | 12.9 | 0 | C
322130 | 1000624 | 2023 | S (Stoker Boiler) | Hog Fuel Boiler #7 | Wood and Wood Residuals (dry basis) | Carbon Dioxide Biogenic | 205866.3 | 0 | C
322130 | 1000624 | 2023 | S (Stoker Boiler) | Hog Fuel Boiler #7 | Wood and Wood Residuals (dry basis) | Carbon Dioxide Non-Biogenic | 0 | 0 | C
322130 | 1000624 | 2023 | S (Stoker Boiler) | Hog Fuel Boiler #7 | Wood and Wood Residuals (dry basis) | Carbon Dioxide Total | 205866.3 | 0 | C
322130 | 1000624 | 2023 | S (Stoker Boiler) | Hog Fuel Boiler #7 | Wood and Wood Residuals (dry basis) | Methane | 15.8 | 0 | C
322130 | 1000624 | 2023 | S (Stoker Boiler) | Hog Fuel Boiler #7 | Wood and Wood Residuals (dry basis) | Methane (Co2 eq) | 395.1 | 0 | C
322130 | 1000624 | 2023 | S (Stoker Boiler) | Hog Fuel Boiler #7 | Wood and Wood Residuals (dry basis) | Nitrous Oxide | 7.901 | 0 | C
322130 | 1000624 | 2023 | S (Stoker Boiler) | Hog Fuel Boiler #7 | Wood and Wood Residuals (dry basis) | Nitrous Oxide (Co2 eq) | 2354.5 | 0 | C
322130 | 1000624 | 2023 | Pulp Mill Lime Kiln | Lime kiln #1 |  | Carbon Dioxide Biogenic (Spent Liquor) | 0 |  | AA
322130 | 1000624 | 2023 | Pulp Mill Lime Kiln | Lime kiln #1 |  | Carbon Dioxide Non-Biogenic | 23068.1 |  | AA
322130 | 1000624 | 2023 | Pulp Mill Lime Kiln | Lime kiln #1 |  | Methane | 1.17 |  | AA
322130 | 1000624 | 2023 | Pulp Mill Lime Kiln | Lime kiln #1 |  | Methane Spent Liquor | 0 |  | AA
322130 | 1000624 | 2023 | Pulp Mill Lime Kiln | Lime kiln #1 |  | Nitrous Oxide | 0 |  | AA
322130 | 1000624 | 2023 | Pulp Mill Lime Kiln | Lime kiln #1 |  | Nitrous Oxide Spent Liquor | 0 |  | AA
322130 | 1000624 | 2023 | Pulp Mill Lime Kiln | Lime kiln #2 |  | Carbon Dioxide Biogenic (Spent Liquor) | 0 |  | AA
322130 | 1000624 | 2023 | Pulp Mill Lime Kiln | Lime kiln #2 |  | Carbon Dioxide Non-Biogenic | 3953 |  | AA
322130 | 1000624 | 2023 | Pulp Mill Lime Kiln | Lime kiln #2 |  | Methane | 0.2 |  | AA
322130 | 1000624 | 2023 | Pulp Mill Lime Kiln | Lime kiln #2 |  | Methane Spent Liquor | 0 |  | AA
322130 | 1000624 | 2023 | Pulp Mill Lime Kiln | Lime kiln #2 |  | Nitrous Oxide | 0 |  | AA
322130 | 1000624 | 2023 | Pulp Mill Lime Kiln | Lime kiln #2 |  | Nitrous Oxide Spent Liquor | 0 |  | AA
322130 | 1000624 | 2023 | OB (Boiler, other) | Power Boiler #6 | Natural Gas (Weighted U.S. Average) | Carbon Dioxide Biogenic | 0 | 0 | C
322130 | 1000624 | 2023 | OB (Boiler, other) | Power Boiler #6 | Natural Gas (Weighted U.S. Average) | Carbon Dioxide Non-Biogenic | 58080.2 | 0 | C
322130 | 1000624 | 2023 | OB (Boiler, other) | Power Boiler #6 | Natural Gas (Weighted U.S. Average) | Carbon Dioxide Total | 58080.2 | 0 | C
322130 | 1000624 | 2023 | OB (Boiler, other) | Power Boiler #6 | Natural Gas (Weighted U.S. Average) | Methane | 1.09 | 0 | C
322130 | 1000624 | 2023 | OB (Boiler, other) | Power Boiler #6 | Natural Gas (Weighted U.S. Average) | Methane (Co2 eq) | 27.4 | 0 | C
322130 | 1000624 | 2023 | OB (Boiler, other) | Power Boiler #6 | Natural Gas (Weighted U.S. Average) | Nitrous Oxide | 0.109 | 0 | C
322130 | 1000624 | 2023 | OB (Boiler, other) | Power Boiler #6 | Natural Gas (Weighted U.S. Average) | Nitrous Oxide (Co2 eq) | 32.6 | 0 | C
322130 | 1000624 | 2023 | Chemical Recovery Furnace | Recovery Boiler #4 |  | Carbon Dioxide Biogenic (Spent Liquor) | 357157.7 |  | AA
322130 | 1000624 | 2023 | Chemical Recovery Furnace | Recovery Boiler #4 |  | Carbon Dioxide Non-Biogenic | 7111.4 |  | AA
322130 | 1000624 | 2023 | Chemical Recovery Furnace | Recovery Boiler #4 |  | Methane | 0.29 |  | AA
322130 | 1000624 | 2023 | Chemical Recovery Furnace | Recovery Boiler #4 |  | Methane Spent Liquor | 7.19 |  | AA
322130 | 1000624 | 2023 | Chemical Recovery Furnace | Recovery Boiler #4 |  | Nitrous Oxide | 0.058 |  | AA
322130 | 1000624 | 2023 | Chemical Recovery Furnace | Recovery Boiler #4 |  | Nitrous Oxide Spent Liquor | 1.589 |  | AA
325120 | 1000625 | 2023 |  | CP-Natural Gas Comb | Natural Gas (Weighted U.S. Average) | Carbon Dioxide Biogenic | 0 | 0 | C
325120 | 1000625 | 2023 |  | CP-Natural Gas Comb | Natural Gas (Weighted U.S. Average) | Carbon Dioxide Non-Biogenic | 30425.9 | 0 | C
325120 | 1000625 | 2023 |  | CP-Natural Gas Comb | Natural Gas (Weighted U.S. Average) | Carbon Dioxide Total | 30425.9 | 0 | C
325120 | 1000625 | 2023 |  | CP-Natural Gas Comb | Natural Gas (Weighted U.S. Average) | Methane | 0.57 | 0 | C
325120 | 1000625 | 2023 |  | CP-Natural Gas Comb | Natural Gas (Weighted U.S. Average) | Methane (Co2 eq) | 14.3 | 0 | C
325120 | 1000625 | 2023 |  | CP-Natural Gas Comb | Natural Gas (Weighted U.S. Average) | Nitrous Oxide | 0.057 | 0 | C
325120 | 1000625 | 2023 |  | CP-Natural Gas Comb | Natural Gas (Weighted U.S. Average) | Nitrous Oxide (Co2 eq) | 17.1 | 0 | C
325211 | 1000627 | 2023 |  | GP-Boilers-Heaters | Distillate Fuel Oil No. 2 | Carbon Dioxide Biogenic | 0 | 21633 | C
325211 | 1000627 | 2023 |  | GP-Boilers-Heaters | Distillate Fuel Oil No. 2 | Carbon Dioxide Non-Biogenic | 220.8 | 21633 | C
325211 | 1000627 | 2023 |  | GP-Boilers-Heaters | Distillate Fuel Oil No. 2 | Carbon Dioxide Total | 220.8 | 21633 | C
325211 | 1000627 | 2023 |  | GP-Boilers-Heaters | Distillate Fuel Oil No. 2 | Methane | 0.01 | 21633 | C
325211 | 1000627 | 2023 |  | GP-Boilers-Heaters | Distillate Fuel Oil No. 2 | Methane (Co2 eq) | 0.2 | 21633 | C
325211 | 1000627 | 2023 |  | GP-Boilers-Heaters | Distillate Fuel Oil No. 2 | Nitrous Oxide | 0.002 | 21633 | C
325211 | 1000627 | 2023 |  | GP-Boilers-Heaters | Distillate Fuel Oil No. 2 | Nitrous Oxide (Co2 eq) | 0.5 | 21633 | C
325211 | 1000627 | 2023 |  | GP-Boilers-Heaters | Natural Gas (Weighted U.S. Average) | Carbon Dioxide Biogenic | 0 | 1100832992 | C
325211 | 1000627 | 2023 |  | GP-Boilers-Heaters | Natural Gas (Weighted U.S. Average) | Carbon Dioxide Non-Biogenic | 59928.9 | 1100832992 | C
325211 | 1000627 | 2023 |  | GP-Boilers-Heaters | Natural Gas (Weighted U.S. Average) | Carbon Dioxide Total | 59928.9 | 1100832992 | C
325211 | 1000627 | 2023 |  | GP-Boilers-Heaters | Natural Gas (Weighted U.S. Average) | Methane | 1.13 | 1100832992 | C
325211 | 1000627 | 2023 |  | GP-Boilers-Heaters | Natural Gas (Weighted U.S. Average) | Methane (Co2 eq) | 28.2 | 1100832992 | C
325211 | 1000627 | 2023 |  | GP-Boilers-Heaters | Natural Gas (Weighted U.S. Average) | Nitrous Oxide | 0.113 | 1100832992 | C
325211 | 1000627 | 2023 |  | GP-Boilers-Heaters | Natural Gas (Weighted U.S. Average) | Nitrous Oxide (Co2 eq) | 33.7 | 1100832992 | C
325180 | 1000628 | 2023 |  | CP-001 | Natural Gas (Weighted U.S. Average) | Carbon Dioxide Biogenic | 0 | 0 | C
325180 | 1000628 | 2023 |  | CP-001 | Natural Gas (Weighted U.S. Average) | Carbon Dioxide Non-Biogenic | 44949.4 | 0 | C
325180 | 1000628 | 2023 |  | CP-001 | Natural Gas (Weighted U.S. Average) | Carbon Dioxide Total | 44949.4 | 0 | C
325180 | 1000628 | 2023 |  | CP-001 | Natural Gas (Weighted U.S. Average) | Methane | 0.85 | 0 | C
325180 | 1000628 | 2023 |  | CP-001 | Natural Gas (Weighted U.S. Average) | Methane (Co2 eq) | 21.2 | 0 | C
325180 | 1000628 | 2023 |  | CP-001 | Natural Gas (Weighted U.S. Average) | Nitrous Oxide | 0.085 | 0 | C
325180 | 1000628 | 2023 |  | CP-001 | Natural Gas (Weighted U.S. Average) | Nitrous Oxide (Co2 eq) | 25.2 | 0 | C
325180 | 1000629 | 2023 |  | GP-UOPSHREVEPORT COMBUSTION GG | Natural Gas (Weighted U.S. Average) | Carbon Dioxide Biogenic | 0 | 0 | C
325180 | 1000629 | 2023 |  | GP-UOPSHREVEPORT COMBUSTION GG | Natural Gas (Weighted U.S. Average) | Carbon Dioxide Non-Biogenic | 55068.8 | 0 | C
325180 | 1000629 | 2023 |  | GP-UOPSHREVEPORT COMBUSTION GG | Natural Gas (Weighted U.S. Average) | Carbon Dioxide Total | 55068.8 | 0 | C
325180 | 1000629 | 2023 |  | GP-UOPSHREVEPORT COMBUSTION GG | Natural Gas (Weighted U.S. Average) | Methane | 1.04 | 0 | C
325180 | 1000629 | 2023 |  | GP-UOPSHREVEPORT COMBUSTION GG | Natural Gas (Weighted U.S. Average) | Methane (Co2 eq) | 25.9 | 0 | C
325180 | 1000629 | 2023 |  | GP-UOPSHREVEPORT COMBUSTION GG | Natural Gas (Weighted U.S. Average) | Nitrous Oxide | 0.104 | 0 | C
325180 | 1000629 | 2023 |  | GP-UOPSHREVEPORT COMBUSTION GG | Natural Gas (Weighted U.S. Average) | Nitrous Oxide (Co2 eq) | 30.9 | 0 | C
325199 | 1000630 | 2023 | ICI (Incinerator, commercial and industrial) | FU-14 | Natural Gas (Weighted U.S. Average) | Carbon Dioxide Biogenic | 0 | 25272460.51 | C
325199 | 1000630 | 2023 | ICI (Incinerator, commercial and industrial) | FU-14 | Natural Gas (Weighted U.S. Average) | Carbon Dioxide Non-Biogenic | 1375.8 | 25272460.51 | C
325199 | 1000630 | 2023 | ICI (Incinerator, commercial and industrial) | FU-14 | Natural Gas (Weighted U.S. Average) | Carbon Dioxide Total | 1375.8 | 25272460.51 | C
325199 | 1000630 | 2023 | ICI (Incinerator, commercial and industrial) | FU-14 | Natural Gas (Weighted U.S. Average) | Methane | 0.03 | 25272460.51 | C
325199 | 1000630 | 2023 | ICI (Incinerator, commercial and industrial) | FU-14 | Natural Gas (Weighted U.S. Average) | Methane (Co2 eq) | 0.7 | 25272460.51 | C
325199 | 1000630 | 2023 | ICI (Incinerator, commercial and industrial) | FU-14 | Natural Gas (Weighted U.S. Average) | Nitrous Oxide | 0.003 | 25272460.51 | C
325199 | 1000630 | 2023 | ICI (Incinerator, commercial and industrial) | FU-14 | Natural Gas (Weighted U.S. Average) | Nitrous Oxide (Co2 eq) | 0.8 | 25272460.51 | C
325199 | 1000630 | 2023 | ICI (Incinerator, commercial and industrial) | FU-16 | Natural Gas (Weighted U.S. Average) | Carbon Dioxide Biogenic | 0 | 19350510.79 | C
325199 | 1000630 | 2023 | ICI (Incinerator, commercial and industrial) | FU-16 | Natural Gas (Weighted U.S. Average) | Carbon Dioxide Non-Biogenic | 1053.4 | 19350510.79 | C
325199 | 1000630 | 2023 | ICI (Incinerator, commercial and industrial) | FU-16 | Natural Gas (Weighted U.S. Average) | Carbon Dioxide Total | 1053.4 | 19350510.79 | C
325199 | 1000630 | 2023 | ICI (Incinerator, commercial and industrial) | FU-16 | Natural Gas (Weighted U.S. Average) | Methane | 0.02 | 19350510.79 | C
325199 | 1000630 | 2023 | ICI (Incinerator, commercial and industrial) | FU-16 | Natural Gas (Weighted U.S. Average) | Methane (Co2 eq) | 0.5 | 19350510.79 | C
325199 | 1000630 | 2023 | ICI (Incinerator, commercial and industrial) | FU-16 | Natural Gas (Weighted U.S. Average) | Nitrous Oxide | 0.002 | 19350510.79 | C
325199 | 1000630 | 2023 | ICI (Incinerator, commercial and industrial) | FU-16 | Natural Gas (Weighted U.S. Average) | Nitrous Oxide (Co2 eq) | 0.6 | 19350510.79 | C
325199 | 1000630 | 2023 | OB (Boiler, other) | FU-17 | Distillate Fuel Oil No. 2 | Carbon Dioxide Biogenic | 0 | 0 | C
325199 | 1000630 | 2023 | OB (Boiler, other) | FU-17 | Distillate Fuel Oil No. 2 | Carbon Dioxide Non-Biogenic | 0 | 0 | C
325199 | 1000630 | 2023 | OB (Boiler, other) | FU-17 | Distillate Fuel Oil No. 2 | Carbon Dioxide Total | 0 | 0 | C
325199 | 1000630 | 2023 | OB (Boiler, other) | FU-17 | Distillate Fuel Oil No. 2 | Methane | 0 | 0 | C
325199 | 1000630 | 2023 | OB (Boiler, other) | FU-17 | Distillate Fuel Oil No. 2 | Methane (Co2 eq) | 0 | 0 | C
325199 | 1000630 | 2023 | OB (Boiler, other) | FU-17 | Distillate Fuel Oil No. 2 | Nitrous Oxide | 0 | 0 | C
325199 | 1000630 | 2023 | OB (Boiler, other) | FU-17 | Distillate Fuel Oil No. 2 | Nitrous Oxide (Co2 eq) | 0 | 0 | C
325199 | 1000630 | 2023 | OB (Boiler, other) | FU-17 | Natural Gas (Weighted U.S. Average) | Carbon Dioxide Biogenic | 0 | 850958522.64 | C
325199 | 1000630 | 2023 | OB (Boiler, other) | FU-17 | Natural Gas (Weighted U.S. Average) | Carbon Dioxide Non-Biogenic | 46325.8 | 850958522.64 | C
325199 | 1000630 | 2023 | OB (Boiler, other) | FU-17 | Natural Gas (Weighted U.S. Average) | Carbon Dioxide Total | 46325.8 | 850958522.64 | C
325199 | 1000630 | 2023 | OB (Boiler, other) | FU-17 | Natural Gas (Weighted U.S. Average) | Methane | 0.87 | 850958522.64 | C
325199 | 1000630 | 2023 | OB (Boiler, other) | FU-17 | Natural Gas (Weighted U.S. Average) | Methane (Co2 eq) | 21.8 | 850958522.64 | C
325199 | 1000630 | 2023 | OB (Boiler, other) | FU-17 | Natural Gas (Weighted U.S. Average) | Nitrous Oxide | 0.087 | 850958522.64 | C
325199 | 1000630 | 2023 | OB (Boiler, other) | FU-17 | Natural Gas (Weighted U.S. Average) | Nitrous Oxide (Co2 eq) | 26 | 850958522.64 | C
325199 | 1000630 | 2023 | OB (Boiler, other) | FU-17 |  | Carbon Dioxide Biogenic | 0 | 0 | C
325199 | 1000630 | 2023 | OB (Boiler, other) | FU-17 |  | Carbon Dioxide Non-Biogenic | 0 | 0 | C
325199 | 1000630 | 2023 | OB (Boiler, other) | FU-17 |  | Carbon Dioxide Total | 0 | 0 | C
325199 | 1000630 | 2023 | OB (Boiler, other) | FU-17 |  | Methane | 0 | 0 | C
325199 | 1000630 | 2023 | OB (Boiler, other) | FU-17 |  | Methane (Co2 eq) | 0 | 0 | C
325199 | 1000630 | 2023 | OB (Boiler, other) | FU-17 |  | Nitrous Oxide | 0 | 0 | C
325199 | 1000630 | 2023 | OB (Boiler, other) | FU-17 |  | Nitrous Oxide (Co2 eq) | 0 | 0 | C
325199 | 1000630 | 2023 | OB (Boiler, other) | FU-18 | Natural Gas (Weighted U.S. Average) | Carbon Dioxide Biogenic | 0 | 1376894567.44 | C
325199 | 1000630 | 2023 | OB (Boiler, other) | FU-18 | Natural Gas (Weighted U.S. Average) | Carbon Dioxide Non-Biogenic | 74957.5 | 1376894567.44 | C
325199 | 1000630 | 2023 | OB (Boiler, other) | FU-18 | Natural Gas (Weighted U.S. Average) | Carbon Dioxide Total | 74957.5 | 1376894567.44 | C
325199 | 1000630 | 2023 | OB (Boiler, other) | FU-18 | Natural Gas (Weighted U.S. Average) | Methane | 1.41 | 1376894567.44 | C
325199 | 1000630 | 2023 | OB (Boiler, other) | FU-18 | Natural Gas (Weighted U.S. Average) | Methane (Co2 eq) | 35.3 | 1376894567.44 | C
325199 | 1000630 | 2023 | OB (Boiler, other) | FU-18 | Natural Gas (Weighted U.S. Average) | Nitrous Oxide | 0.141 | 1376894567.44 | C
325199 | 1000630 | 2023 | OB (Boiler, other) | FU-18 | Natural Gas (Weighted U.S. Average) | Nitrous Oxide (Co2 eq) | 42.1 | 1376894567.44 | C
325199 | 1000630 | 2023 | OB (Boiler, other) | FU-19 | Natural Gas (Weighted U.S. Average) | Carbon Dioxide Biogenic | 0 | 1351943890.8 | C
325199 | 1000630 | 2023 | OB (Boiler, other) | FU-19 | Natural Gas (Weighted U.S. Average) | Carbon Dioxide Non-Biogenic | 73599.2 | 1351943890.8 | C
325199 | 1000630 | 2023 | OB (Boiler, other) | FU-19 | Natural Gas (Weighted U.S. Average) | Carbon Dioxide Total | 73599.2 | 1351943890.8 | C
325199 | 1000630 | 2023 | OB (Boiler, other) | FU-19 | Natural Gas (Weighted U.S. Average) | Methane | 1.39 | 1351943890.8 | C
325199 | 1000630 | 2023 | OB (Boiler, other) | FU-19 | Natural Gas (Weighted U.S. Average) | Methane (Co2 eq) | 34.7 | 1351943890.8 | C
325199 | 1000630 | 2023 | OB (Boiler, other) | FU-19 | Natural Gas (Weighted U.S. Average) | Nitrous Oxide | 0.139 | 1351943890.8 | C
325199 | 1000630 | 2023 | OB (Boiler, other) | FU-19 | Natural Gas (Weighted U.S. Average) | Nitrous Oxide (Co2 eq) | 41.3 | 1351943890.8 | C
325199 | 1000630 | 2023 |  | GP-A11 Dryers | Natural Gas (Weighted U.S. Average) | Carbon Dioxide Biogenic | 0 | 142720575.52 | C
325199 | 1000630 | 2023 |  | GP-A11 Dryers | Natural Gas (Weighted U.S. Average) | Carbon Dioxide Non-Biogenic | 7769.6 | 142720575.52 | C
325199 | 1000630 | 2023 |  | GP-A11 Dryers | Natural Gas (Weighted U.S. Average) | Carbon Dioxide Total | 7769.6 | 142720575.52 | C
325199 | 1000630 | 2023 |  | GP-A11 Dryers | Natural Gas (Weighted U.S. Average) | Methane | 0.15 | 142720575.52 | C
325199 | 1000630 | 2023 |  | GP-A11 Dryers | Natural Gas (Weighted U.S. Average) | Methane (Co2 eq) | 3.7 | 142720575.52 | C
325199 | 1000630 | 2023 |  | GP-A11 Dryers | Natural Gas (Weighted U.S. Average) | Nitrous Oxide | 0.015 | 142720575.52 | C
325199 | 1000630 | 2023 |  | GP-A11 Dryers | Natural Gas (Weighted U.S. Average) | Nitrous Oxide (Co2 eq) | 4.4 | 142720575.52 | C
325199 | 1000630 | 2023 |  | GP-A7-Process Heaters | Natural Gas (Weighted U.S. Average) | Carbon Dioxide Biogenic | 0 | 23579921.17 | C
325199 | 1000630 | 2023 |  | GP-A7-Process Heaters | Natural Gas (Weighted U.S. Average) | Carbon Dioxide Non-Biogenic | 1283.7 | 23579921.17 | C
325199 | 1000630 | 2023 |  | GP-A7-Process Heaters | Natural Gas (Weighted U.S. Average) | Carbon Dioxide Total | 1283.7 | 23579921.17 | C
325199 | 1000630 | 2023 |  | GP-A7-Process Heaters | Natural Gas (Weighted U.S. Average) | Methane | 0.02 | 23579921.17 | C
325199 | 1000630 | 2023 |  | GP-A7-Process Heaters | Natural Gas (Weighted U.S. Average) | Methane (Co2 eq) | 0.6 | 23579921.17 | C
325199 | 1000630 | 2023 |  | GP-A7-Process Heaters | Natural Gas (Weighted U.S. Average) | Nitrous Oxide | 0.002 | 23579921.17 | C
325199 | 1000630 | 2023 |  | GP-A7-Process Heaters | Natural Gas (Weighted U.S. Average) | Nitrous Oxide (Co2 eq) | 0.7 | 23579921.17 | C
325199 | 1000630 | 2023 |  | Kellogg |  | Carbon Dioxide | 668294.7 |  | G
325199 | 1000630 | 2023 | PRH (Process Heater) | Kellogg Ammonia Unit | Natural Gas (Weighted U.S. Average) | Carbon Dioxide Biogenic | 0 | 6475763510.32 | C
325199 | 1000630 | 2023 | PRH (Process Heater) | Kellogg Ammonia Unit | Natural Gas (Weighted U.S. Average) | Carbon Dioxide Non-Biogenic | 352537.7 | 6475763510.32 | C
325199 | 1000630 | 2023 | PRH (Process Heater) | Kellogg Ammonia Unit | Natural Gas (Weighted U.S. Average) | Carbon Dioxide Total | 352537.7 | 6475763510.32 | C
325199 | 1000630 | 2023 | PRH (Process Heater) | Kellogg Ammonia Unit | Natural Gas (Weighted U.S. Average) | Methane | 6.64 | 6475763510.32 | C
325199 | 1000630 | 2023 | PRH (Process Heater) | Kellogg Ammonia Unit | Natural Gas (Weighted U.S. Average) | Methane (Co2 eq) | 166.1 | 6475763510.32 | C
325199 | 1000630 | 2023 | PRH (Process Heater) | Kellogg Ammonia Unit | Natural Gas (Weighted U.S. Average) | Nitrous Oxide | 0.664 | 6475763510.32 | C
325199 | 1000630 | 2023 | PRH (Process Heater) | Kellogg Ammonia Unit | Natural Gas (Weighted U.S. Average) | Nitrous Oxide (Co2 eq) | 198 | 6475763510.32 | C
325199 | 1000630 | 2023 |  | Unit 10-C | Natural Gas (Weighted U.S. Average) | Carbon Dioxide Biogenic | 0 | 0 | C
325199 | 1000630 | 2023 |  | Unit 10-C | Natural Gas (Weighted U.S. Average) | Carbon Dioxide Non-Biogenic | 0 | 0 | C
325199 | 1000630 | 2023 |  | Unit 10-C | Natural Gas (Weighted U.S. Average) | Carbon Dioxide Total | 0 | 0 | C
325199 | 1000630 | 2023 |  | Unit 10-C | Natural Gas (Weighted U.S. Average) | Methane | 0 | 0 | C
325199 | 1000630 | 2023 |  | Unit 10-C | Natural Gas (Weighted U.S. Average) | Methane (Co2 eq) | 0 | 0 | C
325199 | 1000630 | 2023 |  | Unit 10-C | Natural Gas (Weighted U.S. Average) | Nitrous Oxide | 0 | 0 | C
325199 | 1000630 | 2023 |  | Unit 10-C | Natural Gas (Weighted U.S. Average) | Nitrous Oxide (Co2 eq) | 0 | 0 | C
325180 | 1000631 | 2023 |  | GP-Engines | Distillate Fuel Oil No. 2 | Carbon Dioxide Biogenic | 0 | 0 | C
325180 | 1000631 | 2023 |  | GP-Engines | Distillate Fuel Oil No. 2 | Carbon Dioxide Non-Biogenic | 130.3 | 0 | C
325180 | 1000631 | 2023 |  | GP-Engines | Distillate Fuel Oil No. 2 | Carbon Dioxide Total | 130.3 | 0 | C
325180 | 1000631 | 2023 |  | GP-Engines | Distillate Fuel Oil No. 2 | Methane | 0.01 | 0 | C
325180 | 1000631 | 2023 |  | GP-Engines | Distillate Fuel Oil No. 2 | Methane (Co2 eq) | 0.1 | 0 | C
325180 | 1000631 | 2023 |  | GP-Engines | Distillate Fuel Oil No. 2 | Nitrous Oxide | 0.001 | 0 | C
325180 | 1000631 | 2023 |  | GP-Engines | Distillate Fuel Oil No. 2 | Nitrous Oxide (Co2 eq) | 0.3 | 0 | C
325180 | 1000631 | 2023 |  | GP-boilers | Natural Gas (Weighted U.S. Average) | Carbon Dioxide Biogenic | 0 | 0 | C
325180 | 1000631 | 2023 |  | GP-boilers | Natural Gas (Weighted U.S. Average) | Carbon Dioxide Non-Biogenic | 13991.6 | 0 | C
325180 | 1000631 | 2023 |  | GP-boilers | Natural Gas (Weighted U.S. Average) | Carbon Dioxide Total | 13991.6 | 0 | C
325180 | 1000631 | 2023 |  | GP-boilers | Natural Gas (Weighted U.S. Average) | Methane | 0.26 | 0 | C
325180 | 1000631 | 2023 |  | GP-boilers | Natural Gas (Weighted U.S. Average) | Methane (Co2 eq) | 6.6 | 0 | C
325180 | 1000631 | 2023 |  | GP-boilers | Natural Gas (Weighted U.S. Average) | Nitrous Oxide | 0.026 | 0 | C
325180 | 1000631 | 2023 |  | GP-boilers | Natural Gas (Weighted U.S. Average) | Nitrous Oxide (Co2 eq) | 7.9 | 0 | C
325199 | 1000704 | 2023 |  | GP-1 | Natural Gas (Weighted U.S. Average) | Carbon Dioxide Biogenic | 0 | 0 | C
325199 | 1000704 | 2023 |  | GP-1 | Natural Gas (Weighted U.S. Average) | Carbon Dioxide Non-Biogenic | 4883.8 | 0 | C
325199 | 1000704 | 2023 |  | GP-1 | Natural Gas (Weighted U.S. Average) | Carbon Dioxide Total | 4883.8 | 0 | C
325199 | 1000704 | 2023 |  | GP-1 | Natural Gas (Weighted U.S. Average) | Methane | 0.09 | 0 | C
325199 | 1000704 | 2023 |  | GP-1 | Natural Gas (Weighted U.S. Average) | Methane (Co2 eq) | 2.3 | 0 | C
325199 | 1000704 | 2023 |  | GP-1 | Natural Gas (Weighted U.S. Average) | Nitrous Oxide | 0.009 | 0 | C
325199 | 1000704 | 2023 |  | GP-1 | Natural Gas (Weighted U.S. Average) | Nitrous Oxide (Co2 eq) | 2.7 | 0 | C
325199 | 1000704 | 2023 |  | GP-2 | Natural Gas (Weighted U.S. Average) | Carbon Dioxide Biogenic | 0 | 0 | C
325199 | 1000704 | 2023 |  | GP-2 | Natural Gas (Weighted U.S. Average) | Carbon Dioxide Non-Biogenic | 31431.5 | 0 | C
325199 | 1000704 | 2023 |  | GP-2 | Natural Gas (Weighted U.S. Average) | Carbon Dioxide Total | 31431.5 | 0 | C
325199 | 1000704 | 2023 |  | GP-2 | Natural Gas (Weighted U.S. Average) | Methane | 0.59 | 0 | C
325199 | 1000704 | 2023 |  | GP-2 | Natural Gas (Weighted U.S. Average) | Methane (Co2 eq) | 14.8 | 0 | C
325199 | 1000704 | 2023 |  | GP-2 | Natural Gas (Weighted U.S. Average) | Nitrous Oxide | 0.059 | 0 | C
325199 | 1000704 | 2023 |  | GP-2 | Natural Gas (Weighted U.S. Average) | Nitrous Oxide (Co2 eq) | 17.7 | 0 | C
325199 | 1000704 | 2023 |  | GP-3 | Natural Gas (Weighted U.S. Average) | Carbon Dioxide Biogenic | 0 | 0 | C
325199 | 1000704 | 2023 |  | GP-3 | Natural Gas (Weighted U.S. Average) | Carbon Dioxide Non-Biogenic | 151.9 | 0 | C
325199 | 1000704 | 2023 |  | GP-3 | Natural Gas (Weighted U.S. Average) | Carbon Dioxide Total | 151.9 | 0 | C
325199 | 1000704 | 2023 |  | GP-3 | Natural Gas (Weighted U.S. Average) | Methane | 0 | 0 | C
325199 | 1000704 | 2023 |  | GP-3 | Natural Gas (Weighted U.S. Average) | Methane (Co2 eq) | 0.1 | 0 | C
325199 | 1000704 | 2023 |  | GP-3 | Natural Gas (Weighted U.S. Average) | Nitrous Oxide | 0 | 0 | C
325199 | 1000704 | 2023 |  | GP-3 | Natural Gas (Weighted U.S. Average) | Nitrous Oxide (Co2 eq) | 0.1 | 0 | C
325199 | 1000708 | 2023 | OB (Boiler, other) | Plant Boiler | Natural Gas (Weighted U.S. Average) | Carbon Dioxide Biogenic | 0 | 39084300 | C
325199 | 1000708 | 2023 | OB (Boiler, other) | Plant Boiler | Natural Gas (Weighted U.S. Average) | Carbon Dioxide Non-Biogenic | 2127.7 | 39084300 | C
325199 | 1000708 | 2023 | OB (Boiler, other) | Plant Boiler | Natural Gas (Weighted U.S. Average) | Carbon Dioxide Total | 2127.7 | 39084300 | C
325199 | 1000708 | 2023 | OB (Boiler, other) | Plant Boiler | Natural Gas (Weighted U.S. Average) | Methane | 0.04 | 39084300 | C
325199 | 1000708 | 2023 | OB (Boiler, other) | Plant Boiler | Natural Gas (Weighted U.S. Average) | Methane (Co2 eq) | 1 | 39084300 | C
325199 | 1000708 | 2023 | OB (Boiler, other) | Plant Boiler | Natural Gas (Weighted U.S. Average) | Nitrous Oxide | 0.004 | 39084300 | C
325199 | 1000708 | 2023 | OB (Boiler, other) | Plant Boiler | Natural Gas (Weighted U.S. Average) | Nitrous Oxide (Co2 eq) | 1.2 | 39084300 | C
325211 | 1000793 | 2023 |  | CP- Hess, Halcon Energy | Natural Gas (Weighted U.S. Average) | Carbon Dioxide Biogenic | 0 | 742400631 | C
325211 | 1000793 | 2023 |  | CP- Hess, Halcon Energy | Natural Gas (Weighted U.S. Average) | Carbon Dioxide Non-Biogenic | 40416 | 742400631 | C
325211 | 1000793 | 2023 |  | CP- Hess, Halcon Energy | Natural Gas (Weighted U.S. Average) | Carbon Dioxide Total | 40416 | 742400631 | C
325211 | 1000793 | 2023 |  | CP- Hess, Halcon Energy | Natural Gas (Weighted U.S. Average) | Methane | 0.76 | 742400631 | C
325211 | 1000793 | 2023 |  | CP- Hess, Halcon Energy | Natural Gas (Weighted U.S. Average) | Methane (Co2 eq) | 19 | 742400631 | C
325211 | 1000793 | 2023 |  | CP- Hess, Halcon Energy | Natural Gas (Weighted U.S. Average) | Nitrous Oxide | 0.076 | 742400631 | C
325211 | 1000793 | 2023 |  | CP- Hess, Halcon Energy | Natural Gas (Weighted U.S. Average) | Nitrous Oxide (Co2 eq) | 22.7 | 742400631 | C
325211 | 1000807 | 2023 | PRH (Process Heater) | H-3001 | Natural Gas (Weighted U.S. Average) | Carbon Dioxide Biogenic | 0 | 33654366.6197 | C
325211 | 1000807 | 2023 | PRH (Process Heater) | H-3001 | Natural Gas (Weighted U.S. Average) | Carbon Dioxide Non-Biogenic | 1826.4 | 33654366.6197 | C
325211 | 1000807 | 2023 | PRH (Process Heater) | H-3001 | Natural Gas (Weighted U.S. Average) | Carbon Dioxide Total | 1826.4 | 33654366.6197 | C
325211 | 1000807 | 2023 | PRH (Process Heater) | H-3001 | Natural Gas (Weighted U.S. Average) | Methane | 0.03 | 33654366.6197 | C
325211 | 1000807 | 2023 | PRH (Process Heater) | H-3001 | Natural Gas (Weighted U.S. Average) | Methane (Co2 eq) | 0.9 | 33654366.6197 | C
325211 | 1000807 | 2023 | PRH (Process Heater) | H-3001 | Natural Gas (Weighted U.S. Average) | Nitrous Oxide | 0.003 | 33654366.6197 | C
325211 | 1000807 | 2023 | PRH (Process Heater) | H-3001 | Natural Gas (Weighted U.S. Average) | Nitrous Oxide (Co2 eq) | 1 | 33654366.6197 | C
325211 | 1000807 | 2023 | PRH (Process Heater) | H-4001 | Natural Gas (Weighted U.S. Average) | Carbon Dioxide Biogenic | 0 | 78797707.7941 | C
325211 | 1000807 | 2023 | PRH (Process Heater) | H-4001 | Natural Gas (Weighted U.S. Average) | Carbon Dioxide Non-Biogenic | 4276.7 | 78797707.7941 | C
325211 | 1000807 | 2023 | PRH (Process Heater) | H-4001 | Natural Gas (Weighted U.S. Average) | Carbon Dioxide Total | 4276.7 | 78797707.7941 | C
325211 | 1000807 | 2023 | PRH (Process Heater) | H-4001 | Natural Gas (Weighted U.S. Average) | Methane | 0.08 | 78797707.7941 | C
325211 | 1000807 | 2023 | PRH (Process Heater) | H-4001 | Natural Gas (Weighted U.S. Average) | Methane (Co2 eq) | 2 | 78797707.7941 | C
325211 | 1000807 | 2023 | PRH (Process Heater) | H-4001 | Natural Gas (Weighted U.S. Average) | Nitrous Oxide | 0.008 | 78797707.7941 | C
325211 | 1000807 | 2023 | PRH (Process Heater) | H-4001 | Natural Gas (Weighted U.S. Average) | Nitrous Oxide (Co2 eq) | 2.4 | 78797707.7941 | C
325211 | 1000807 | 2023 | PRH (Process Heater) | H-5 | Natural Gas (Weighted U.S. Average) | Carbon Dioxide Biogenic | 0 | 1129711.0176 | C
325211 | 1000807 | 2023 | PRH (Process Heater) | H-5 | Natural Gas (Weighted U.S. Average) | Carbon Dioxide Non-Biogenic | 61.3 | 1129711.0176 | C
325211 | 1000807 | 2023 | PRH (Process Heater) | H-5 | Natural Gas (Weighted U.S. Average) | Carbon Dioxide Total | 61.3 | 1129711.0176 | C
325211 | 1000807 | 2023 | PRH (Process Heater) | H-5 | Natural Gas (Weighted U.S. Average) | Methane | 0 | 1129711.0176 | C
325211 | 1000807 | 2023 | PRH (Process Heater) | H-5 | Natural Gas (Weighted U.S. Average) | Methane (Co2 eq) | 0 | 1129711.0176 | C
325211 | 1000807 | 2023 | PRH (Process Heater) | H-5 | Natural Gas (Weighted U.S. Average) | Nitrous Oxide | 0 | 1129711.0176 | C
325211 | 1000807 | 2023 | PRH (Process Heater) | H-5 | Natural Gas (Weighted U.S. Average) | Nitrous Oxide (Co2 eq) | 0 | 1129711.0176 | C
325211 | 1000807 | 2023 | PRH (Process Heater) | H-5001 | Natural Gas (Weighted U.S. Average) | Carbon Dioxide Biogenic | 0 | 76251193.4262 | C
325211 | 1000807 | 2023 | PRH (Process Heater) | H-5001 | Natural Gas (Weighted U.S. Average) | Carbon Dioxide Non-Biogenic | 4137.4 | 76251193.4262 | C
325211 | 1000807 | 2023 | PRH (Process Heater) | H-5001 | Natural Gas (Weighted U.S. Average) | Carbon Dioxide Total | 4137.4 | 76251193.4262 | C
325211 | 1000807 | 2023 | PRH (Process Heater) | H-5001 | Natural Gas (Weighted U.S. Average) | Methane | 0.08 | 76251193.4262 | C
325211 | 1000807 | 2023 | PRH (Process Heater) | H-5001 | Natural Gas (Weighted U.S. Average) | Methane (Co2 eq) | 1.9 | 76251193.4262 | C
325211 | 1000807 | 2023 | PRH (Process Heater) | H-5001 | Natural Gas (Weighted U.S. Average) | Nitrous Oxide | 0.008 | 76251193.4262 | C
325211 | 1000807 | 2023 | PRH (Process Heater) | H-5001 | Natural Gas (Weighted U.S. Average) | Nitrous Oxide (Co2 eq) | 2.3 | 76251193.4262 | C
325211 | 1000807 | 2023 | TODF (Thermal oxidizer, direct fired, no heat recovery) | TO-3010 | Natural Gas (Weighted U.S. Average) | Carbon Dioxide Biogenic | 0 | 4518630.2647 | C
325211 | 1000807 | 2023 | TODF (Thermal oxidizer, direct fired, no heat recovery) | TO-3010 | Natural Gas (Weighted U.S. Average) | Carbon Dioxide Non-Biogenic | 245.2 | 4518630.2647 | C
325211 | 1000807 | 2023 | TODF (Thermal oxidizer, direct fired, no heat recovery) | TO-3010 | Natural Gas (Weighted U.S. Average) | Carbon Dioxide Total | 245.2 | 4518630.2647 | C
325211 | 1000807 | 2023 | TODF (Thermal oxidizer, direct fired, no heat recovery) | TO-3010 | Natural Gas (Weighted U.S. Average) | Methane | 0 | 4518630.2647 | C
325211 | 1000807 | 2023 | TODF (Thermal oxidizer, direct fired, no heat recovery) | TO-3010 | Natural Gas (Weighted U.S. Average) | Methane (Co2 eq) | 0.1 | 4518630.2647 | C
325211 | 1000807 | 2023 | TODF (Thermal oxidizer, direct fired, no heat recovery) | TO-3010 | Natural Gas (Weighted U.S. Average) | Nitrous Oxide | 0 | 4518630.2647 | C
325211 | 1000807 | 2023 | TODF (Thermal oxidizer, direct fired, no heat recovery) | TO-3010 | Natural Gas (Weighted U.S. Average) | Nitrous Oxide (Co2 eq) | 0.1 | 4518630.2647 | C
325211 | 1000807 | 2023 | TODF (Thermal oxidizer, direct fired, no heat recovery) | TO-4010 | Natural Gas (Weighted U.S. Average) | Carbon Dioxide Biogenic | 0 | 6083166.9881 | C
325211 | 1000807 | 2023 | TODF (Thermal oxidizer, direct fired, no heat recovery) | TO-4010 | Natural Gas (Weighted U.S. Average) | Carbon Dioxide Non-Biogenic | 330.2 | 6083166.9881 | C
325211 | 1000807 | 2023 | TODF (Thermal oxidizer, direct fired, no heat recovery) | TO-4010 | Natural Gas (Weighted U.S. Average) | Carbon Dioxide Total | 330.2 | 6083166.9881 | C
325211 | 1000807 | 2023 | TODF (Thermal oxidizer, direct fired, no heat recovery) | TO-4010 | Natural Gas (Weighted U.S. Average) | Methane | 0.01 | 6083166.9881 | C
325211 | 1000807 | 2023 | TODF (Thermal oxidizer, direct fired, no heat recovery) | TO-4010 | Natural Gas (Weighted U.S. Average) | Methane (Co2 eq) | 0.2 | 6083166.9881 | C
325211 | 1000807 | 2023 | TODF (Thermal oxidizer, direct fired, no heat recovery) | TO-4010 | Natural Gas (Weighted U.S. Average) | Nitrous Oxide | 0.001 | 6083166.9881 | C
325211 | 1000807 | 2023 | TODF (Thermal oxidizer, direct fired, no heat recovery) | TO-4010 | Natural Gas (Weighted U.S. Average) | Nitrous Oxide (Co2 eq) | 0.2 | 6083166.9881 | C
325211 | 1000807 | 2023 | TODF (Thermal oxidizer, direct fired, no heat recovery) | TO-5010 | Natural Gas (Weighted U.S. Average) | Carbon Dioxide Biogenic | 0 | 5990837.4883 | C
325211 | 1000807 | 2023 | TODF (Thermal oxidizer, direct fired, no heat recovery) | TO-5010 | Natural Gas (Weighted U.S. Average) | Carbon Dioxide Non-Biogenic | 325.1 | 5990837.4883 | C
325211 | 1000807 | 2023 | TODF (Thermal oxidizer, direct fired, no heat recovery) | TO-5010 | Natural Gas (Weighted U.S. Average) | Carbon Dioxide Total | 325.1 | 5990837.4883 | C
325211 | 1000807 | 2023 | TODF (Thermal oxidizer, direct fired, no heat recovery) | TO-5010 | Natural Gas (Weighted U.S. Average) | Methane | 0.01 | 5990837.4883 | C
325211 | 1000807 | 2023 | TODF (Thermal oxidizer, direct fired, no heat recovery) | TO-5010 | Natural Gas (Weighted U.S. Average) | Methane (Co2 eq) | 0.2 | 5990837.4883 | C
325211 | 1000807 | 2023 | TODF (Thermal oxidizer, direct fired, no heat recovery) | TO-5010 | Natural Gas (Weighted U.S. Average) | Nitrous Oxide | 0.001 | 5990837.4883 | C
325211 | 1000807 | 2023 | TODF (Thermal oxidizer, direct fired, no heat recovery) | TO-5010 | Natural Gas (Weighted U.S. Average) | Nitrous Oxide (Co2 eq) | 0.2 | 5990837.4883 | C
311611 | 1000855 | 2023 | OB (Boiler, other) | 1200 hp Boiler #2--#799501 | Natural Gas (Weighted U.S. Average) | Carbon Dioxide Biogenic | 0 | 33548000 | C
311611 | 1000855 | 2023 | OB (Boiler, other) | 1200 hp Boiler #2--#799501 | Natural Gas (Weighted U.S. Average) | Carbon Dioxide Non-Biogenic | 1840.6 | 33548000 | C
311611 | 1000855 | 2023 | OB (Boiler, other) | 1200 hp Boiler #2--#799501 | Natural Gas (Weighted U.S. Average) | Carbon Dioxide Total | 1840.6 | 33548000 | C
311611 | 1000855 | 2023 | OB (Boiler, other) | 1200 hp Boiler #2--#799501 | Natural Gas (Weighted U.S. Average) | Methane | 0.03 | 33548000 | C
311611 | 1000855 | 2023 | OB (Boiler, other) | 1200 hp Boiler #2--#799501 | Natural Gas (Weighted U.S. Average) | Methane (Co2 eq) | 0.9 | 33548000 | C
311611 | 1000855 | 2023 | OB (Boiler, other) | 1200 hp Boiler #2--#799501 | Natural Gas (Weighted U.S. Average) | Nitrous Oxide | 0.003 | 33548000 | C
311611 | 1000855 | 2023 | OB (Boiler, other) | 1200 hp Boiler #2--#799501 | Natural Gas (Weighted U.S. Average) | Nitrous Oxide (Co2 eq) | 1 | 33548000 | C
311611 | 1000855 | 2023 | OB (Boiler, other) | 1200 hp Boiler #2--#799501 | Other Biomass Gases | Carbon Dioxide Biogenic | 8684.1 | 232604000 | C
311611 | 1000855 | 2023 | OB (Boiler, other) | 1200 hp Boiler #2--#799501 | Other Biomass Gases | Carbon Dioxide Non-Biogenic | 0 | 232604000 | C
311611 | 1000855 | 2023 | OB (Boiler, other) | 1200 hp Boiler #2--#799501 | Other Biomass Gases | Carbon Dioxide Total | 8684.1 | 232604000 | C
311611 | 1000855 | 2023 | OB (Boiler, other) | 1200 hp Boiler #2--#799501 | Other Biomass Gases | Methane | 0.53 | 232604000 | C
311611 | 1000855 | 2023 | OB (Boiler, other) | 1200 hp Boiler #2--#799501 | Other Biomass Gases | Methane (Co2 eq) | 13.3 | 232604000 | C
311611 | 1000855 | 2023 | OB (Boiler, other) | 1200 hp Boiler #2--#799501 | Other Biomass Gases | Nitrous Oxide | 0.105 | 232604000 | C
311611 | 1000855 | 2023 | OB (Boiler, other) | 1200 hp Boiler #2--#799501 | Other Biomass Gases | Nitrous Oxide (Co2 eq) | 31.3 | 232604000 | C
311611 | 1000855 | 2023 | OB (Boiler, other) | 1200 hp Boiler #3--12297 | Natural Gas (Weighted U.S. Average) | Carbon Dioxide Biogenic | 0 | 105856000 | C
311611 | 1000855 | 2023 | OB (Boiler, other) | 1200 hp Boiler #3--12297 | Natural Gas (Weighted U.S. Average) | Carbon Dioxide Non-Biogenic | 5807.7 | 105856000 | C
311611 | 1000855 | 2023 | OB (Boiler, other) | 1200 hp Boiler #3--12297 | Natural Gas (Weighted U.S. Average) | Carbon Dioxide Total | 5807.7 | 105856000 | C
311611 | 1000855 | 2023 | OB (Boiler, other) | 1200 hp Boiler #3--12297 | Natural Gas (Weighted U.S. Average) | Methane | 0.11 | 105856000 | C
311611 | 1000855 | 2023 | OB (Boiler, other) | 1200 hp Boiler #3--12297 | Natural Gas (Weighted U.S. Average) | Methane (Co2 eq) | 2.7 | 105856000 | C
311611 | 1000855 | 2023 | OB (Boiler, other) | 1200 hp Boiler #3--12297 | Natural Gas (Weighted U.S. Average) | Nitrous Oxide | 0.011 | 105856000 | C
311611 | 1000855 | 2023 | OB (Boiler, other) | 1200 hp Boiler #3--12297 | Natural Gas (Weighted U.S. Average) | Nitrous Oxide (Co2 eq) | 3.3 | 105856000 | C
311611 | 1000855 | 2023 | OB (Boiler, other) | 1500 hp Boiler #31--#11523-01 | Natural Gas (Weighted U.S. Average) | Carbon Dioxide Biogenic | 0 | 296089000 | C
311611 | 1000855 | 2023 | OB (Boiler, other) | 1500 hp Boiler #31--#11523-01 | Natural Gas (Weighted U.S. Average) | Carbon Dioxide Non-Biogenic | 16244.6 | 296089000 | C
311611 | 1000855 | 2023 | OB (Boiler, other) | 1500 hp Boiler #31--#11523-01 | Natural Gas (Weighted U.S. Average) | Carbon Dioxide Total | 16244.6 | 296089000 | C
311611 | 1000855 | 2023 | OB (Boiler, other) | 1500 hp Boiler #31--#11523-01 | Natural Gas (Weighted U.S. Average) | Methane | 0.31 | 296089000 | C
311611 | 1000855 | 2023 | OB (Boiler, other) | 1500 hp Boiler #31--#11523-01 | Natural Gas (Weighted U.S. Average) | Methane (Co2 eq) | 7.7 | 296089000 | C
311611 | 1000855 | 2023 | OB (Boiler, other) | 1500 hp Boiler #31--#11523-01 | Natural Gas (Weighted U.S. Average) | Nitrous Oxide | 0.031 | 296089000 | C
311611 | 1000855 | 2023 | OB (Boiler, other) | 1500 hp Boiler #31--#11523-01 | Natural Gas (Weighted U.S. Average) | Nitrous Oxide (Co2 eq) | 9.1 | 296089000 | C
311611 | 1000855 | 2023 | OB (Boiler, other) | 900 hp Boiler #1--#4682 | Natural Gas (Weighted U.S. Average) | Carbon Dioxide Biogenic | 0 | 38560000 | C
311611 | 1000855 | 2023 | OB (Boiler, other) | 900 hp Boiler #1--#4682 | Natural Gas (Weighted U.S. Average) | Carbon Dioxide Non-Biogenic | 2115.6 | 38560000 | C
311611 | 1000855 | 2023 | OB (Boiler, other) | 900 hp Boiler #1--#4682 | Natural Gas (Weighted U.S. Average) | Carbon Dioxide Total | 2115.6 | 38560000 | C
311611 | 1000855 | 2023 | OB (Boiler, other) | 900 hp Boiler #1--#4682 | Natural Gas (Weighted U.S. Average) | Methane | 0.04 | 38560000 | C
311611 | 1000855 | 2023 | OB (Boiler, other) | 900 hp Boiler #1--#4682 | Natural Gas (Weighted U.S. Average) | Methane (Co2 eq) | 1 | 38560000 | C
311611 | 1000855 | 2023 | OB (Boiler, other) | 900 hp Boiler #1--#4682 | Natural Gas (Weighted U.S. Average) | Nitrous Oxide | 0.004 | 38560000 | C
311611 | 1000855 | 2023 | OB (Boiler, other) | 900 hp Boiler #1--#4682 | Natural Gas (Weighted U.S. Average) | Nitrous Oxide (Co2 eq) | 1.2 | 38560000 | C
311611 | 1000855 | 2023 | OB (Boiler, other) | 900 hp Boiler #1--#4682 | Other Biomass Gases | Carbon Dioxide Biogenic | 72.4 | 1940000 | C
311611 | 1000855 | 2023 | OB (Boiler, other) | 900 hp Boiler #1--#4682 | Other Biomass Gases | Carbon Dioxide Non-Biogenic | 0 | 1940000 | C
311611 | 1000855 | 2023 | OB (Boiler, other) | 900 hp Boiler #1--#4682 | Other Biomass Gases | Carbon Dioxide Total | 72.4 | 1940000 | C
311611 | 1000855 | 2023 | OB (Boiler, other) | 900 hp Boiler #1--#4682 | Other Biomass Gases | Methane | 0 | 1940000 | C
311611 | 1000855 | 2023 | OB (Boiler, other) | 900 hp Boiler #1--#4682 | Other Biomass Gases | Methane (Co2 eq) | 0.1 | 1940000 | C
311611 | 1000855 | 2023 | OB (Boiler, other) | 900 hp Boiler #1--#4682 | Other Biomass Gases | Nitrous Oxide | 0.001 | 1940000 | C
311611 | 1000855 | 2023 | OB (Boiler, other) | 900 hp Boiler #1--#4682 | Other Biomass Gases | Nitrous Oxide (Co2 eq) | 0.3 | 1940000 | C
311611 | 1000855 | 2023 | PD (Product or intermediate product dryer) | Blood Drier #4 | Natural Gas (Weighted U.S. Average) | Carbon Dioxide Biogenic | 0 | 20122000 | C
311611 | 1000855 | 2023 | PD (Product or intermediate product dryer) | Blood Drier #4 | Natural Gas (Weighted U.S. Average) | Carbon Dioxide Non-Biogenic | 1104 | 20122000 | C
311611 | 1000855 | 2023 | PD (Product or intermediate product dryer) | Blood Drier #4 | Natural Gas (Weighted U.S. Average) | Carbon Dioxide Total | 1104 | 20122000 | C
311611 | 1000855 | 2023 | PD (Product or intermediate product dryer) | Blood Drier #4 | Natural Gas (Weighted U.S. Average) | Methane | 0.02 | 20122000 | C
311611 | 1000855 | 2023 | PD (Product or intermediate product dryer) | Blood Drier #4 | Natural Gas (Weighted U.S. Average) | Methane (Co2 eq) | 0.5 | 20122000 | C
311611 | 1000855 | 2023 | PD (Product or intermediate product dryer) | Blood Drier #4 | Natural Gas (Weighted U.S. Average) | Nitrous Oxide | 0.002 | 20122000 | C
311611 | 1000855 | 2023 | PD (Product or intermediate product dryer) | Blood Drier #4 | Natural Gas (Weighted U.S. Average) | Nitrous Oxide (Co2 eq) | 0.6 | 20122000 | C
311611 | 1000855 | 2023 | PD (Product or intermediate product dryer) | Bone Drier #5 | Natural Gas (Weighted U.S. Average) | Carbon Dioxide Biogenic | 0 | 85293000 | C
311611 | 1000855 | 2023 | PD (Product or intermediate product dryer) | Bone Drier #5 | Natural Gas (Weighted U.S. Average) | Carbon Dioxide Non-Biogenic | 4679.5 | 85293000 | C
311611 | 1000855 | 2023 | PD (Product or intermediate product dryer) | Bone Drier #5 | Natural Gas (Weighted U.S. Average) | Carbon Dioxide Total | 4679.5 | 85293000 | C
311611 | 1000855 | 2023 | PD (Product or intermediate product dryer) | Bone Drier #5 | Natural Gas (Weighted U.S. Average) | Methane | 0.09 | 85293000 | C
311611 | 1000855 | 2023 | PD (Product or intermediate product dryer) | Bone Drier #5 | Natural Gas (Weighted U.S. Average) | Methane (Co2 eq) | 2.2 | 85293000 | C
311611 | 1000855 | 2023 | PD (Product or intermediate product dryer) | Bone Drier #5 | Natural Gas (Weighted U.S. Average) | Nitrous Oxide | 0.009 | 85293000 | C
311611 | 1000855 | 2023 | PD (Product or intermediate product dryer) | Bone Drier #5 | Natural Gas (Weighted U.S. Average) | Nitrous Oxide (Co2 eq) | 2.6 | 85293000 | C
311611 | 1000855 | 2023 |  | GP-HVAC | Natural Gas (Weighted U.S. Average) | Carbon Dioxide Biogenic | 0 | 82677000 | C
311611 | 1000855 | 2023 |  | GP-HVAC | Natural Gas (Weighted U.S. Average) | Carbon Dioxide Non-Biogenic | 4536 | 82677000 | C
311611 | 1000855 | 2023 |  | GP-HVAC | Natural Gas (Weighted U.S. Average) | Carbon Dioxide Total | 4536 | 82677000 | C
311611 | 1000855 | 2023 |  | GP-HVAC | Natural Gas (Weighted U.S. Average) | Methane | 0.09 | 82677000 | C
311611 | 1000855 | 2023 |  | GP-HVAC | Natural Gas (Weighted U.S. Average) | Methane (Co2 eq) | 2.1 | 82677000 | C
311611 | 1000855 | 2023 |  | GP-HVAC | Natural Gas (Weighted U.S. Average) | Nitrous Oxide | 0.009 | 82677000 | C
311611 | 1000855 | 2023 |  | GP-HVAC | Natural Gas (Weighted U.S. Average) | Nitrous Oxide (Co2 eq) | 2.5 | 82677000 | C
325193 | 1000857 | 2023 |  | GP-Agra Resources Group | Natural Gas (Weighted U.S. Average) | Carbon Dioxide Biogenic | 0 | 0 | C
325193 | 1000857 | 2023 |  | GP-Agra Resources Group | Natural Gas (Weighted U.S. Average) | Carbon Dioxide Non-Biogenic | 76835.1 | 0 | C
325193 | 1000857 | 2023 |  | GP-Agra Resources Group | Natural Gas (Weighted U.S. Average) | Carbon Dioxide Total | 76835.1 | 0 | C
325193 | 1000857 | 2023 |  | GP-Agra Resources Group | Natural Gas (Weighted U.S. Average) | Methane | 1.45 | 0 | C
325193 | 1000857 | 2023 |  | GP-Agra Resources Group | Natural Gas (Weighted U.S. Average) | Methane (Co2 eq) | 36.2 | 0 | C
325193 | 1000857 | 2023 |  | GP-Agra Resources Group | Natural Gas (Weighted U.S. Average) | Nitrous Oxide | 0.145 | 0 | C
325193 | 1000857 | 2023 |  | GP-Agra Resources Group | Natural Gas (Weighted U.S. Average) | Nitrous Oxide (Co2 eq) | 43.2 | 0 | C
322291 | 1000869 | 2023 |  | GP-1 | Natural Gas (Weighted U.S. Average) | Carbon Dioxide Biogenic | 0 | 432355409 | C
322291 | 1000869 | 2023 |  | GP-1 | Natural Gas (Weighted U.S. Average) | Carbon Dioxide Non-Biogenic | 23783.9 | 432355409 | C
322291 | 1000869 | 2023 |  | GP-1 | Natural Gas (Weighted U.S. Average) | Carbon Dioxide Total | 23783.9 | 432355409 | C
322291 | 1000869 | 2023 |  | GP-1 | Natural Gas (Weighted U.S. Average) | Methane | 0.45 | 432355409 | C
322291 | 1000869 | 2023 |  | GP-1 | Natural Gas (Weighted U.S. Average) | Methane (Co2 eq) | 11.2 | 432355409 | C
322291 | 1000869 | 2023 |  | GP-1 | Natural Gas (Weighted U.S. Average) | Nitrous Oxide | 0.045 | 432355409 | C
322291 | 1000869 | 2023 |  | GP-1 | Natural Gas (Weighted U.S. Average) | Nitrous Oxide (Co2 eq) | 13.4 | 432355409 | C
322291 | 1000869 | 2023 |  | GP-2 | Natural Gas (Weighted U.S. Average) | Carbon Dioxide Biogenic | 0 | 2247146750 | C
322291 | 1000869 | 2023 |  | GP-2 | Natural Gas (Weighted U.S. Average) | Carbon Dioxide Non-Biogenic | 123592.7 | 2247146750 | C
322291 | 1000869 | 2023 |  | GP-2 | Natural Gas (Weighted U.S. Average) | Carbon Dioxide Total | 123592.7 | 2247146750 | C
322291 | 1000869 | 2023 |  | GP-2 | Natural Gas (Weighted U.S. Average) | Methane | 2.33 | 2247146750 | C
322291 | 1000869 | 2023 |  | GP-2 | Natural Gas (Weighted U.S. Average) | Methane (Co2 eq) | 58.2 | 2247146750 | C
322291 | 1000869 | 2023 |  | GP-2 | Natural Gas (Weighted U.S. Average) | Nitrous Oxide | 0.233 | 2247146750 | C
322291 | 1000869 | 2023 |  | GP-2 | Natural Gas (Weighted U.S. Average) | Nitrous Oxide (Co2 eq) | 69.4 | 2247146750 | C
325193 | 1000872 | 2023 |  | CP-001 | Natural Gas (Weighted U.S. Average) | Carbon Dioxide Biogenic | 0 | 0 | C
325193 | 1000872 | 2023 |  | CP-001 | Natural Gas (Weighted U.S. Average) | Carbon Dioxide Non-Biogenic | 184424.4 | 0 | C
325193 | 1000872 | 2023 |  | CP-001 | Natural Gas (Weighted U.S. Average) | Carbon Dioxide Total | 184424.4 | 0 | C
325193 | 1000872 | 2023 |  | CP-001 | Natural Gas (Weighted U.S. Average) | Methane | 3.48 | 0 | C
325193 | 1000872 | 2023 |  | CP-001 | Natural Gas (Weighted U.S. Average) | Methane (Co2 eq) | 86.9 | 0 | C
325193 | 1000872 | 2023 |  | CP-001 | Natural Gas (Weighted U.S. Average) | Nitrous Oxide | 0.348 | 0 | C
325193 | 1000872 | 2023 |  | CP-001 | Natural Gas (Weighted U.S. Average) | Nitrous Oxide (Co2 eq) | 103.6 | 0 | C
311423 | 1000891 | 2023 |  | CP-1 | Natural Gas (Weighted U.S. Average) | Carbon Dioxide Biogenic | 0 | 0 | C
311423 | 1000891 | 2023 |  | CP-1 | Natural Gas (Weighted U.S. Average) | Carbon Dioxide Non-Biogenic | 18343 | 0 | C
311423 | 1000891 | 2023 |  | CP-1 | Natural Gas (Weighted U.S. Average) | Carbon Dioxide Total | 18343 | 0 | C
311423 | 1000891 | 2023 |  | CP-1 | Natural Gas (Weighted U.S. Average) | Methane | 0.35 | 0 | C
311423 | 1000891 | 2023 |  | CP-1 | Natural Gas (Weighted U.S. Average) | Methane (Co2 eq) | 8.6 | 0 | C
311423 | 1000891 | 2023 |  | CP-1 | Natural Gas (Weighted U.S. Average) | Nitrous Oxide | 0.035 | 0 | C
311423 | 1000891 | 2023 |  | CP-1 | Natural Gas (Weighted U.S. Average) | Nitrous Oxide (Co2 eq) | 10.3 | 0 | C
311423 | 1000891 | 2023 |  | CP-2 | Natural Gas (Weighted U.S. Average) | Carbon Dioxide Biogenic | 0 | 0 | C
311423 | 1000891 | 2023 |  | CP-2 | Natural Gas (Weighted U.S. Average) | Carbon Dioxide Non-Biogenic | 8826.2 | 0 | C
311423 | 1000891 | 2023 |  | CP-2 | Natural Gas (Weighted U.S. Average) | Carbon Dioxide Total | 8826.2 | 0 | C
311423 | 1000891 | 2023 |  | CP-2 | Natural Gas (Weighted U.S. Average) | Methane | 0.17 | 0 | C
311423 | 1000891 | 2023 |  | CP-2 | Natural Gas (Weighted U.S. Average) | Methane (Co2 eq) | 4.2 | 0 | C
311423 | 1000891 | 2023 |  | CP-2 | Natural Gas (Weighted U.S. Average) | Nitrous Oxide | 0.017 | 0 | C
311423 | 1000891 | 2023 |  | CP-2 | Natural Gas (Weighted U.S. Average) | Nitrous Oxide (Co2 eq) | 5 | 0 | C
311423 | 1000891 | 2023 |  | CP-4 | Natural Gas (Weighted U.S. Average) | Carbon Dioxide Biogenic | 0 | 0 | C
311423 | 1000891 | 2023 |  | CP-4 | Natural Gas (Weighted U.S. Average) | Carbon Dioxide Non-Biogenic | 2974.8 | 0 | C
311423 | 1000891 | 2023 |  | CP-4 | Natural Gas (Weighted U.S. Average) | Carbon Dioxide Total | 2974.8 | 0 | C
311423 | 1000891 | 2023 |  | CP-4 | Natural Gas (Weighted U.S. Average) | Methane | 0.06 | 0 | C
311423 | 1000891 | 2023 |  | CP-4 | Natural Gas (Weighted U.S. Average) | Methane (Co2 eq) | 1.4 | 0 | C
311423 | 1000891 | 2023 |  | CP-4 | Natural Gas (Weighted U.S. Average) | Nitrous Oxide | 0.006 | 0 | C
311423 | 1000891 | 2023 |  | CP-4 | Natural Gas (Weighted U.S. Average) | Nitrous Oxide (Co2 eq) | 1.7 | 0 | C
311421 | 1000903 | 2023 |  | CP-Boilers 1 3 4 6 | Natural Gas (Weighted U.S. Average) | Carbon Dioxide Biogenic | 0 | 0 | C
311421 | 1000903 | 2023 |  | CP-Boilers 1 3 4 6 | Natural Gas (Weighted U.S. Average) | Carbon Dioxide Non-Biogenic | 115135.2 | 0 | C
311421 | 1000903 | 2023 |  | CP-Boilers 1 3 4 6 | Natural Gas (Weighted U.S. Average) | Carbon Dioxide Total | 115135.2 | 0 | C
311421 | 1000903 | 2023 |  | CP-Boilers 1 3 4 6 | Natural Gas (Weighted U.S. Average) | Methane | 2.17 | 0 | C
311421 | 1000903 | 2023 |  | CP-Boilers 1 3 4 6 | Natural Gas (Weighted U.S. Average) | Methane (Co2 eq) | 54.3 | 0 | C
311421 | 1000903 | 2023 |  | CP-Boilers 1 3 4 6 | Natural Gas (Weighted U.S. Average) | Nitrous Oxide | 0.217 | 0 | C
311421 | 1000903 | 2023 |  | CP-Boilers 1 3 4 6 | Natural Gas (Weighted U.S. Average) | Nitrous Oxide (Co2 eq) | 64.7 | 0 | C
311421 | 1000903 | 2023 |  | CP-Boilers 2 5 | Natural Gas (Weighted U.S. Average) | Carbon Dioxide Biogenic | 0 | 0 | C
311421 | 1000903 | 2023 |  | CP-Boilers 2 5 | Natural Gas (Weighted U.S. Average) | Carbon Dioxide Non-Biogenic | 17744.2 | 0 | C
311421 | 1000903 | 2023 |  | CP-Boilers 2 5 | Natural Gas (Weighted U.S. Average) | Carbon Dioxide Total | 17744.2 | 0 | C
311421 | 1000903 | 2023 |  | CP-Boilers 2 5 | Natural Gas (Weighted U.S. Average) | Methane | 0.33 | 0 | C
311421 | 1000903 | 2023 |  | CP-Boilers 2 5 | Natural Gas (Weighted U.S. Average) | Methane (Co2 eq) | 8.4 | 0 | C
311421 | 1000903 | 2023 |  | CP-Boilers 2 5 | Natural Gas (Weighted U.S. Average) | Nitrous Oxide | 0.033 | 0 | C
311421 | 1000903 | 2023 |  | CP-Boilers 2 5 | Natural Gas (Weighted U.S. Average) | Nitrous Oxide (Co2 eq) | 10 | 0 | C
311421 | 1000903 | 2023 |  | CP-CTGs 1 & 2 | Natural Gas (Weighted U.S. Average) | Carbon Dioxide Biogenic | 0 | 0 | C
311421 | 1000903 | 2023 |  | CP-CTGs 1 & 2 | Natural Gas (Weighted U.S. Average) | Carbon Dioxide Non-Biogenic | 13613.2 | 0 | C
311421 | 1000903 | 2023 |  | CP-CTGs 1 & 2 | Natural Gas (Weighted U.S. Average) | Carbon Dioxide Total | 13613.2 | 0 | C
311421 | 1000903 | 2023 |  | CP-CTGs 1 & 2 | Natural Gas (Weighted U.S. Average) | Methane | 0.26 | 0 | C
311421 | 1000903 | 2023 |  | CP-CTGs 1 & 2 | Natural Gas (Weighted U.S. Average) | Methane (Co2 eq) | 6.4 | 0 | C
311421 | 1000903 | 2023 |  | CP-CTGs 1 & 2 | Natural Gas (Weighted U.S. Average) | Nitrous Oxide | 0.026 | 0 | C
311421 | 1000903 | 2023 |  | CP-CTGs 1 & 2 | Natural Gas (Weighted U.S. Average) | Nitrous Oxide (Co2 eq) | 7.6 | 0 | C
311421 | 1000903 | 2023 |  | CP-Roaster and Dryer | Natural Gas (Weighted U.S. Average) | Carbon Dioxide Biogenic | 0 | 0 | C
311421 | 1000903 | 2023 |  | CP-Roaster and Dryer | Natural Gas (Weighted U.S. Average) | Carbon Dioxide Non-Biogenic | 3359.3 | 0 | C
311421 | 1000903 | 2023 |  | CP-Roaster and Dryer | Natural Gas (Weighted U.S. Average) | Carbon Dioxide Total | 3359.3 | 0 | C
311421 | 1000903 | 2023 |  | CP-Roaster and Dryer | Natural Gas (Weighted U.S. Average) | Methane | 0.06 | 0 | C
311421 | 1000903 | 2023 |  | CP-Roaster and Dryer | Natural Gas (Weighted U.S. Average) | Methane (Co2 eq) | 1.6 | 0 | C
311421 | 1000903 | 2023 |  | CP-Roaster and Dryer | Natural Gas (Weighted U.S. Average) | Nitrous Oxide | 0.006 | 0 | C
311421 | 1000903 | 2023 |  | CP-Roaster and Dryer | Natural Gas (Weighted U.S. Average) | Nitrous Oxide (Co2 eq) | 1.9 | 0 | C
311421 | 1000904 | 2023 | OB (Boiler, other) | Boiler 7 (Hurst) | Natural Gas (Weighted U.S. Average) | Carbon Dioxide Biogenic | 0 | 0 | C
311421 | 1000904 | 2023 | OB (Boiler, other) | Boiler 7 (Hurst) | Natural Gas (Weighted U.S. Average) | Carbon Dioxide Non-Biogenic | 7.9 | 0 | C
311421 | 1000904 | 2023 | OB (Boiler, other) | Boiler 7 (Hurst) | Natural Gas (Weighted U.S. Average) | Carbon Dioxide Total | 7.9 | 0 | C
311421 | 1000904 | 2023 | OB (Boiler, other) | Boiler 7 (Hurst) | Natural Gas (Weighted U.S. Average) | Methane | 0 | 0 | C
311421 | 1000904 | 2023 | OB (Boiler, other) | Boiler 7 (Hurst) | Natural Gas (Weighted U.S. Average) | Methane (Co2 eq) | 0 | 0 | C
311421 | 1000904 | 2023 | OB (Boiler, other) | Boiler 7 (Hurst) | Natural Gas (Weighted U.S. Average) | Nitrous Oxide | 0 | 0 | C
311421 | 1000904 | 2023 | OB (Boiler, other) | Boiler 7 (Hurst) | Natural Gas (Weighted U.S. Average) | Nitrous Oxide (Co2 eq) | 0 | 0 | C
311421 | 1000904 | 2023 |  | CP-Boilers 1-6 | Natural Gas (Weighted U.S. Average) | Carbon Dioxide Biogenic | 0 | 0 | C
311421 | 1000904 | 2023 |  | CP-Boilers 1-6 | Natural Gas (Weighted U.S. Average) | Carbon Dioxide Non-Biogenic | 142263 | 0 | C
311421 | 1000904 | 2023 |  | CP-Boilers 1-6 | Natural Gas (Weighted U.S. Average) | Carbon Dioxide Total | 142263 | 0 | C
311421 | 1000904 | 2023 |  | CP-Boilers 1-6 | Natural Gas (Weighted U.S. Average) | Methane | 2.68 | 0 | C
311421 | 1000904 | 2023 |  | CP-Boilers 1-6 | Natural Gas (Weighted U.S. Average) | Methane (Co2 eq) | 67 | 0 | C
311421 | 1000904 | 2023 |  | CP-Boilers 1-6 | Natural Gas (Weighted U.S. Average) | Nitrous Oxide | 0.268 | 0 | C
311421 | 1000904 | 2023 |  | CP-Boilers 1-6 | Natural Gas (Weighted U.S. Average) | Nitrous Oxide (Co2 eq) | 79.9 | 0 | C
311421 | 1000904 | 2023 |  | CP-Cogens | Natural Gas (Weighted U.S. Average) | Carbon Dioxide Biogenic | 0 | 0 | C
311421 | 1000904 | 2023 |  | CP-Cogens | Natural Gas (Weighted U.S. Average) | Carbon Dioxide Non-Biogenic | 1284.5 | 0 | C
311421 | 1000904 | 2023 |  | CP-Cogens | Natural Gas (Weighted U.S. Average) | Carbon Dioxide Total | 1284.5 | 0 | C
311421 | 1000904 | 2023 |  | CP-Cogens | Natural Gas (Weighted U.S. Average) | Methane | 0.02 | 0 | C
311421 | 1000904 | 2023 |  | CP-Cogens | Natural Gas (Weighted U.S. Average) | Methane (Co2 eq) | 0.6 | 0 | C
311421 | 1000904 | 2023 |  | CP-Cogens | Natural Gas (Weighted U.S. Average) | Nitrous Oxide | 0.002 | 0 | C
311421 | 1000904 | 2023 |  | CP-Cogens | Natural Gas (Weighted U.S. Average) | Nitrous Oxide (Co2 eq) | 0.7 | 0 | C
311421 | 1000907 | 2023 |  | CP-Boilers | Natural Gas (Weighted U.S. Average) | Carbon Dioxide Biogenic | 0 | 0 | C
311421 | 1000907 | 2023 |  | CP-Boilers | Natural Gas (Weighted U.S. Average) | Carbon Dioxide Non-Biogenic | 62499.8 | 0 | C
311421 | 1000907 | 2023 |  | CP-Boilers | Natural Gas (Weighted U.S. Average) | Carbon Dioxide Total | 62499.8 | 0 | C
311421 | 1000907 | 2023 |  | CP-Boilers | Natural Gas (Weighted U.S. Average) | Methane | 1.18 | 0 | C
311421 | 1000907 | 2023 |  | CP-Boilers | Natural Gas (Weighted U.S. Average) | Methane (Co2 eq) | 29.4 | 0 | C
311421 | 1000907 | 2023 |  | CP-Boilers | Natural Gas (Weighted U.S. Average) | Nitrous Oxide | 0.118 | 0 | C
311421 | 1000907 | 2023 |  | CP-Boilers | Natural Gas (Weighted U.S. Average) | Nitrous Oxide (Co2 eq) | 35.1 | 0 | C
322120 | 1000961 | 2023 | BFB (Boiler, bubbling fluidized bed) | BFB Boiler | Natural Gas (Weighted U.S. Average) | Carbon Dioxide Biogenic | 0 | 0 | C
322120 | 1000961 | 2023 | BFB (Boiler, bubbling fluidized bed) | BFB Boiler | Natural Gas (Weighted U.S. Average) | Carbon Dioxide Non-Biogenic | 38275.2 | 0 | C
322120 | 1000961 | 2023 | BFB (Boiler, bubbling fluidized bed) | BFB Boiler | Natural Gas (Weighted U.S. Average) | Carbon Dioxide Total | 38275.2 | 0 | C
322120 | 1000961 | 2023 | BFB (Boiler, bubbling fluidized bed) | BFB Boiler | Natural Gas (Weighted U.S. Average) | Methane | 0.72 | 0 | C
322120 | 1000961 | 2023 | BFB (Boiler, bubbling fluidized bed) | BFB Boiler | Natural Gas (Weighted U.S. Average) | Methane (Co2 eq) | 18 | 0 | C
322120 | 1000961 | 2023 | BFB (Boiler, bubbling fluidized bed) | BFB Boiler | Natural Gas (Weighted U.S. Average) | Nitrous Oxide | 0.072 | 0 | C
322120 | 1000961 | 2023 | BFB (Boiler, bubbling fluidized bed) | BFB Boiler | Natural Gas (Weighted U.S. Average) | Nitrous Oxide (Co2 eq) | 21.5 | 0 | C
322120 | 1000961 | 2023 | BFB (Boiler, bubbling fluidized bed) | BFB Boiler | Wood and Wood Residuals (dry basis) | Carbon Dioxide Biogenic | 383820.6 | 0 | C
322120 | 1000961 | 2023 | BFB (Boiler, bubbling fluidized bed) | BFB Boiler | Wood and Wood Residuals (dry basis) | Carbon Dioxide Non-Biogenic | 0 | 0 | C
322120 | 1000961 | 2023 | BFB (Boiler, bubbling fluidized bed) | BFB Boiler | Wood and Wood Residuals (dry basis) | Carbon Dioxide Total | 383820.6 | 0 | C
322120 | 1000961 | 2023 | BFB (Boiler, bubbling fluidized bed) | BFB Boiler | Wood and Wood Residuals (dry basis) | Methane | 29.46 | 0 | C
322120 | 1000961 | 2023 | BFB (Boiler, bubbling fluidized bed) | BFB Boiler | Wood and Wood Residuals (dry basis) | Methane (Co2 eq) | 736.5 | 0 | C
322120 | 1000961 | 2023 | BFB (Boiler, bubbling fluidized bed) | BFB Boiler | Wood and Wood Residuals (dry basis) | Nitrous Oxide | 14.731 | 0 | C
322120 | 1000961 | 2023 | BFB (Boiler, bubbling fluidized bed) | BFB Boiler | Wood and Wood Residuals (dry basis) | Nitrous Oxide (Co2 eq) | 4389.8 | 0 | C
322120 | 1000961 | 2023 | OB (Boiler, other) | Backup Boiler | Natural Gas (Weighted U.S. Average) | Carbon Dioxide Biogenic | 0 | 0 | C
322120 | 1000961 | 2023 | OB (Boiler, other) | Backup Boiler | Natural Gas (Weighted U.S. Average) | Carbon Dioxide Non-Biogenic | 13105.2 | 0 | C
322120 | 1000961 | 2023 | OB (Boiler, other) | Backup Boiler | Natural Gas (Weighted U.S. Average) | Carbon Dioxide Total | 13105.2 | 0 | C
322120 | 1000961 | 2023 | OB (Boiler, other) | Backup Boiler | Natural Gas (Weighted U.S. Average) | Methane | 0.25 | 0 | C
322120 | 1000961 | 2023 | OB (Boiler, other) | Backup Boiler | Natural Gas (Weighted U.S. Average) | Methane (Co2 eq) | 6.2 | 0 | C
322120 | 1000961 | 2023 | OB (Boiler, other) | Backup Boiler | Natural Gas (Weighted U.S. Average) | Nitrous Oxide | 0.025 | 0 | C
322120 | 1000961 | 2023 | OB (Boiler, other) | Backup Boiler | Natural Gas (Weighted U.S. Average) | Nitrous Oxide (Co2 eq) | 7.4 | 0 | C
322120 | 1000961 | 2023 | ICI (Incinerator, commercial and industrial) | Incinerator | Natural Gas (Weighted U.S. Average) | Carbon Dioxide Biogenic | 0 | 0 | C
322120 | 1000961 | 2023 | ICI (Incinerator, commercial and industrial) | Incinerator | Natural Gas (Weighted U.S. Average) | Carbon Dioxide Non-Biogenic | 4440.3 | 0 | C
322120 | 1000961 | 2023 | ICI (Incinerator, commercial and industrial) | Incinerator | Natural Gas (Weighted U.S. Average) | Carbon Dioxide Total | 4440.3 | 0 | C
322120 | 1000961 | 2023 | ICI (Incinerator, commercial and industrial) | Incinerator | Natural Gas (Weighted U.S. Average) | Methane | 0.08 | 0 | C
322120 | 1000961 | 2023 | ICI (Incinerator, commercial and industrial) | Incinerator | Natural Gas (Weighted U.S. Average) | Methane (Co2 eq) | 2.1 | 0 | C
322120 | 1000961 | 2023 | ICI (Incinerator, commercial and industrial) | Incinerator | Natural Gas (Weighted U.S. Average) | Nitrous Oxide | 0.008 | 0 | C
322120 | 1000961 | 2023 | ICI (Incinerator, commercial and industrial) | Incinerator | Natural Gas (Weighted U.S. Average) | Nitrous Oxide (Co2 eq) | 2.5 | 0 | C
322120 | 1000961 | 2023 | Pulp Mill Lime Kiln | No. 3 Lime Kiln |  | Carbon Dioxide Biogenic (Spent Liquor) | 0 |  | AA
322120 | 1000961 | 2023 | Pulp Mill Lime Kiln | No. 3 Lime Kiln |  | Carbon Dioxide Non-Biogenic | 38570.9 |  | AA
322120 | 1000961 | 2023 | Pulp Mill Lime Kiln | No. 3 Lime Kiln |  | Methane | 1.96 |  | AA
322120 | 1000961 | 2023 | Pulp Mill Lime Kiln | No. 3 Lime Kiln |  | Methane Spent Liquor | 0 |  | AA
322120 | 1000961 | 2023 | Pulp Mill Lime Kiln | No. 3 Lime Kiln |  | Nitrous Oxide | 0 |  | AA
322120 | 1000961 | 2023 | Pulp Mill Lime Kiln | No. 3 Lime Kiln |  | Nitrous Oxide Spent Liquor | 0 |  | AA
322120 | 1000961 | 2023 | Chemical Recovery Furnace | No. 3 Recovery Furnace |  | Carbon Dioxide Biogenic (Spent Liquor) | 316969.9 |  | AA | [9 empty] | 38 | 1987 | Ahlstrom | 2.09 |  | 2 | D | 1475 | 1250 | 860
322120 | 1000961 | 2023 | Chemical Recovery Furnace | No. 3 Recovery Furnace |  | Carbon Dioxide Non-Biogenic | 10123.5 |  | AA | [9 empty] | 38 | 1987 | Ahlstrom | 2.09 |  | 2 | D | 1475 | 1250 | 860
322120 | 1000961 | 2023 | Chemical Recovery Furnace | No. 3 Recovery Furnace |  | Methane | 0.19 |  | AA | [9 empty] | 38 | 1987 | Ahlstrom | 2.09 |  | 2 | D | 1475 | 1250 | 860
322120 | 1000961 | 2023 | Chemical Recovery Furnace | No. 3 Recovery Furnace |  | Methane Spent Liquor | 6.43 |  | AA | [9 empty] | 38 | 1987 | Ahlstrom | 2.09 |  | 2 | D | 1475 | 1250 | 860
322120 | 1000961 | 2023 | Chemical Recovery Furnace | No. 3 Recovery Furnace |  | Nitrous Oxide | 0.019 |  | AA | [9 empty] | 38 | 1987 | Ahlstrom | 2.09 |  | 2 | D | 1475 | 1250 | 860
322120 | 1000961 | 2023 | Chemical Recovery Furnace | No. 3 Recovery Furnace |  | Nitrous Oxide Spent Liquor | 1.421 |  | AA | [9 empty] | 38 | 1987 | Ahlstrom | 2.09 |  | 2 | D | 1475 | 1250 | 860
322120 | 1000961 | 2023 | Chemical Recovery Furnace | No. 4 Recovery Furnace |  | Carbon Dioxide Biogenic (Spent Liquor) | 558731.6 |  | AA | [9 empty] | 28 | 1997 | ANDRITZ | 2.7 |  | 1 | D | 1550 | 1250 | 860
322120 | 1000961 | 2023 | Chemical Recovery Furnace | No. 4 Recovery Furnace |  | Carbon Dioxide Non-Biogenic | 12442.5 |  | AA | [9 empty] | 28 | 1997 | ANDRITZ | 2.7 |  | 1 | D | 1550 | 1250 | 860
322120 | 1000961 | 2023 | Chemical Recovery Furnace | No. 4 Recovery Furnace |  | Methane | 0.23 |  | AA | [9 empty] | 28 | 1997 | ANDRITZ | 2.7 |  | 1 | D | 1550 | 1250 | 860
322120 | 1000961 | 2023 | Chemical Recovery Furnace | No. 4 Recovery Furnace |  | Methane Spent Liquor | 11.33 |  | AA | [9 empty] | 28 | 1997 | ANDRITZ | 2.7 |  | 1 | D | 1550 | 1250 | 860
322120 | 1000961 | 2023 | Chemical Recovery Furnace | No. 4 Recovery Furnace |  | Nitrous Oxide | 0.023 |  | AA | [9 empty] | 28 | 1997 | ANDRITZ | 2.7 |  | 1 | D | 1550 | 1250 | 860
322120 | 1000961 | 2023 | Chemical Recovery Furnace | No. 4 Recovery Furnace |  | Nitrous Oxide Spent Liquor | 2.504 |  | AA | [9 empty] | 28 | 1997 | ANDRITZ | 2.7 |  | 1 | D | 1550 | 1250 | 860
325998 | 1001068 | 2023 |  | GP-3combustionboilersand2phosphatedryers | Natural Gas (Weighted U.S. Average) | Carbon Dioxide Biogenic | 0 | 632881065 | C
325998 | 1001068 | 2023 |  | GP-3combustionboilersand2phosphatedryers | Natural Gas (Weighted U.S. Average) | Carbon Dioxide Non-Biogenic | 34453.8 | 632881065 | C
325998 | 1001068 | 2023 |  | GP-3combustionboilersand2phosphatedryers | Natural Gas (Weighted U.S. Average) | Carbon Dioxide Total | 34453.8 | 632881065 | C
325998 | 1001068 | 2023 |  | GP-3combustionboilersand2phosphatedryers | Natural Gas (Weighted U.S. Average) | Methane | 0.65 | 632881065 | C
325998 | 1001068 | 2023 |  | GP-3combustionboilersand2phosphatedryers | Natural Gas (Weighted U.S. Average) | Methane (Co2 eq) | 16.2 | 632881065 | C
325998 | 1001068 | 2023 |  | GP-3combustionboilersand2phosphatedryers | Natural Gas (Weighted U.S. Average) | Nitrous Oxide | 0.065 | 632881065 | C
325998 | 1001068 | 2023 |  | GP-3combustionboilersand2phosphatedryers | Natural Gas (Weighted U.S. Average) | Nitrous Oxide (Co2 eq) | 19.4 | 632881065 | C
325998 | 1001068 | 2023 |  | GP-3combustionboilersand2phosphatedryers | Residual Fuel Oil No. 6 | Carbon Dioxide Biogenic | 0 | 0 | C
325998 | 1001068 | 2023 |  | GP-3combustionboilersand2phosphatedryers | Residual Fuel Oil No. 6 | Carbon Dioxide Non-Biogenic | 0 | 0 | C
325998 | 1001068 | 2023 |  | GP-3combustionboilersand2phosphatedryers | Residual Fuel Oil No. 6 | Carbon Dioxide Total | 0 | 0 | C
325998 | 1001068 | 2023 |  | GP-3combustionboilersand2phosphatedryers | Residual Fuel Oil No. 6 | Methane | 0 | 0 | C
325998 | 1001068 | 2023 |  | GP-3combustionboilersand2phosphatedryers | Residual Fuel Oil No. 6 | Methane (Co2 eq) | 0 | 0 | C
325998 | 1001068 | 2023 |  | GP-3combustionboilersand2phosphatedryers | Residual Fuel Oil No. 6 | Nitrous Oxide | 0 | 0 | C
325998 | 1001068 | 2023 |  | GP-3combustionboilersand2phosphatedryers | Residual Fuel Oil No. 6 | Nitrous Oxide (Co2 eq) | 0 | 0 | C
322130 | 1001069 | 2023 | PD (Product or intermediate product dryer) | AMU001 | Natural Gas (Weighted U.S. Average) | Carbon Dioxide Biogenic | 0 | 0 | C
322130 | 1001069 | 2023 | PD (Product or intermediate product dryer) | AMU001 | Natural Gas (Weighted U.S. Average) | Carbon Dioxide Non-Biogenic | 458.6 | 0 | C
322130 | 1001069 | 2023 | PD (Product or intermediate product dryer) | AMU001 | Natural Gas (Weighted U.S. Average) | Carbon Dioxide Total | 458.6 | 0 | C
322130 | 1001069 | 2023 | PD (Product or intermediate product dryer) | AMU001 | Natural Gas (Weighted U.S. Average) | Methane | 0.01 | 0 | C
322130 | 1001069 | 2023 | PD (Product or intermediate product dryer) | AMU001 | Natural Gas (Weighted U.S. Average) | Methane (Co2 eq) | 0.2 | 0 | C
322130 | 1001069 | 2023 | PD (Product or intermediate product dryer) | AMU001 | Natural Gas (Weighted U.S. Average) | Nitrous Oxide | 0.001 | 0 | C
322130 | 1001069 | 2023 | PD (Product or intermediate product dryer) | AMU001 | Natural Gas (Weighted U.S. Average) | Nitrous Oxide (Co2 eq) | 0.3 | 0 | C
322130 | 1001069 | 2023 | PD (Product or intermediate product dryer) | AMU002 | Natural Gas (Weighted U.S. Average) | Carbon Dioxide Biogenic | 0 | 0 | C
322130 | 1001069 | 2023 | PD (Product or intermediate product dryer) | AMU002 | Natural Gas (Weighted U.S. Average) | Carbon Dioxide Non-Biogenic | 458.6 | 0 | C
322130 | 1001069 | 2023 | PD (Product or intermediate product dryer) | AMU002 | Natural Gas (Weighted U.S. Average) | Carbon Dioxide Total | 458.6 | 0 | C
322130 | 1001069 | 2023 | PD (Product or intermediate product dryer) | AMU002 | Natural Gas (Weighted U.S. Average) | Methane | 0.01 | 0 | C
322130 | 1001069 | 2023 | PD (Product or intermediate product dryer) | AMU002 | Natural Gas (Weighted U.S. Average) | Methane (Co2 eq) | 0.2 | 0 | C
322130 | 1001069 | 2023 | PD (Product or intermediate product dryer) | AMU002 | Natural Gas (Weighted U.S. Average) | Nitrous Oxide | 0.001 | 0 | C
322130 | 1001069 | 2023 | PD (Product or intermediate product dryer) | AMU002 | Natural Gas (Weighted U.S. Average) | Nitrous Oxide (Co2 eq) | 0.3 | 0 | C
322130 | 1001069 | 2023 | PD (Product or intermediate product dryer) | AMU003 | Natural Gas (Weighted U.S. Average) | Carbon Dioxide Biogenic | 0 | 0 | C
322130 | 1001069 | 2023 | PD (Product or intermediate product dryer) | AMU003 | Natural Gas (Weighted U.S. Average) | Carbon Dioxide Non-Biogenic | 458.6 | 0 | C
322130 | 1001069 | 2023 | PD (Product or intermediate product dryer) | AMU003 | Natural Gas (Weighted U.S. Average) | Carbon Dioxide Total | 458.6 | 0 | C
322130 | 1001069 | 2023 | PD (Product or intermediate product dryer) | AMU003 | Natural Gas (Weighted U.S. Average) | Methane | 0.01 | 0 | C
322130 | 1001069 | 2023 | PD (Product or intermediate product dryer) | AMU003 | Natural Gas (Weighted U.S. Average) | Methane (Co2 eq) | 0.2 | 0 | C
322130 | 1001069 | 2023 | PD (Product or intermediate product dryer) | AMU003 | Natural Gas (Weighted U.S. Average) | Nitrous Oxide | 0.001 | 0 | C
322130 | 1001069 | 2023 | PD (Product or intermediate product dryer) | AMU003 | Natural Gas (Weighted U.S. Average) | Nitrous Oxide (Co2 eq) | 0.3 | 0 | C
322130 | 1001069 | 2023 | PD (Product or intermediate product dryer) | AMU004 | Natural Gas (Weighted U.S. Average) | Carbon Dioxide Biogenic | 0 | 0 | C
322130 | 1001069 | 2023 | PD (Product or intermediate product dryer) | AMU004 | Natural Gas (Weighted U.S. Average) | Carbon Dioxide Non-Biogenic | 458.6 | 0 | C
322130 | 1001069 | 2023 | PD (Product or intermediate product dryer) | AMU004 | Natural Gas (Weighted U.S. Average) | Carbon Dioxide Total | 458.6 | 0 | C
322130 | 1001069 | 2023 | PD (Product or intermediate product dryer) | AMU004 | Natural Gas (Weighted U.S. Average) | Methane | 0.01 | 0 | C
322130 | 1001069 | 2023 | PD (Product or intermediate product dryer) | AMU004 | Natural Gas (Weighted U.S. Average) | Methane (Co2 eq) | 0.2 | 0 | C
322130 | 1001069 | 2023 | PD (Product or intermediate product dryer) | AMU004 | Natural Gas (Weighted U.S. Average) | Nitrous Oxide | 0.001 | 0 | C
322130 | 1001069 | 2023 | PD (Product or intermediate product dryer) | AMU004 | Natural Gas (Weighted U.S. Average) | Nitrous Oxide (Co2 eq) | 0.3 | 0 | C
322130 | 1001069 | 2023 | PD (Product or intermediate product dryer) | AMU005 | Natural Gas (Weighted U.S. Average) | Carbon Dioxide Biogenic | 0 | 0 | C
322130 | 1001069 | 2023 | PD (Product or intermediate product dryer) | AMU005 | Natural Gas (Weighted U.S. Average) | Carbon Dioxide Non-Biogenic | 458.6 | 0 | C
322130 | 1001069 | 2023 | PD (Product or intermediate product dryer) | AMU005 | Natural Gas (Weighted U.S. Average) | Carbon Dioxide Total | 458.6 | 0 | C
322130 | 1001069 | 2023 | PD (Product or intermediate product dryer) | AMU005 | Natural Gas (Weighted U.S. Average) | Methane | 0.01 | 0 | C
322130 | 1001069 | 2023 | PD (Product or intermediate product dryer) | AMU005 | Natural Gas (Weighted U.S. Average) | Methane (Co2 eq) | 0.2 | 0 | C
322130 | 1001069 | 2023 | PD (Product or intermediate product dryer) | AMU005 | Natural Gas (Weighted U.S. Average) | Nitrous Oxide | 0.001 | 0 | C
322130 | 1001069 | 2023 | PD (Product or intermediate product dryer) | AMU005 | Natural Gas (Weighted U.S. Average) | Nitrous Oxide (Co2 eq) | 0.3 | 0 | C
322130 | 1001069 | 2023 |  | GP-CMFT HTRS | Natural Gas (Weighted U.S. Average) | Carbon Dioxide Biogenic | 0 | 0 | C
322130 | 1001069 | 2023 |  | GP-CMFT HTRS | Natural Gas (Weighted U.S. Average) | Carbon Dioxide Non-Biogenic | 465.5 | 0 | C
322130 | 1001069 | 2023 |  | GP-CMFT HTRS | Natural Gas (Weighted U.S. Average) | Carbon Dioxide Total | 465.5 | 0 | C
322130 | 1001069 | 2023 |  | GP-CMFT HTRS | Natural Gas (Weighted U.S. Average) | Methane | 0.01 | 0 | C
322130 | 1001069 | 2023 |  | GP-CMFT HTRS | Natural Gas (Weighted U.S. Average) | Methane (Co2 eq) | 0.2 | 0 | C
322130 | 1001069 | 2023 |  | GP-CMFT HTRS | Natural Gas (Weighted U.S. Average) | Nitrous Oxide | 0.001 | 0 | C
322130 | 1001069 | 2023 |  | GP-CMFT HTRS | Natural Gas (Weighted U.S. Average) | Nitrous Oxide (Co2 eq) | 0.3 | 0 | C
322130 | 1001069 | 2023 |  | GP-CPD 01-03 | Natural Gas (Weighted U.S. Average) | Carbon Dioxide Biogenic | 0 | 0 | C
322130 | 1001069 | 2023 |  | GP-CPD 01-03 | Natural Gas (Weighted U.S. Average) | Carbon Dioxide Non-Biogenic | 1.8 | 0 | C
322130 | 1001069 | 2023 |  | GP-CPD 01-03 | Natural Gas (Weighted U.S. Average) | Carbon Dioxide Total | 1.8 | 0 | C
322130 | 1001069 | 2023 |  | GP-CPD 01-03 | Natural Gas (Weighted U.S. Average) | Methane | 0 | 0 | C
322130 | 1001069 | 2023 |  | GP-CPD 01-03 | Natural Gas (Weighted U.S. Average) | Methane (Co2 eq) | 0 | 0 | C
322130 | 1001069 | 2023 |  | GP-CPD 01-03 | Natural Gas (Weighted U.S. Average) | Nitrous Oxide | 0 | 0 | C
322130 | 1001069 | 2023 |  | GP-CPD 01-03 | Natural Gas (Weighted U.S. Average) | Nitrous Oxide (Co2 eq) | 0 | 0 | C
322130 | 1001069 | 2023 | OB (Boiler, other) | STK001 | Natural Gas (Weighted U.S. Average) | Carbon Dioxide Biogenic | 0 | 0 | C
322130 | 1001069 | 2023 | OB (Boiler, other) | STK001 | Natural Gas (Weighted U.S. Average) | Carbon Dioxide Non-Biogenic | 36684.7 | 0 | C
322130 | 1001069 | 2023 | OB (Boiler, other) | STK001 | Natural Gas (Weighted U.S. Average) | Carbon Dioxide Total | 36684.7 | 0 | C
322130 | 1001069 | 2023 | OB (Boiler, other) | STK001 | Natural Gas (Weighted U.S. Average) | Methane | 0.69 | 0 | C
322130 | 1001069 | 2023 | OB (Boiler, other) | STK001 | Natural Gas (Weighted U.S. Average) | Methane (Co2 eq) | 17.3 | 0 | C
322130 | 1001069 | 2023 | OB (Boiler, other) | STK001 | Natural Gas (Weighted U.S. Average) | Nitrous Oxide | 0.069 | 0 | C
322130 | 1001069 | 2023 | OB (Boiler, other) | STK001 | Natural Gas (Weighted U.S. Average) | Nitrous Oxide (Co2 eq) | 20.6 | 0 | C
322130 | 1001069 | 2023 | OB (Boiler, other) | STK002 | Natural Gas (Weighted U.S. Average) | Carbon Dioxide Biogenic | 0 | 0 | C
322130 | 1001069 | 2023 | OB (Boiler, other) | STK002 | Natural Gas (Weighted U.S. Average) | Carbon Dioxide Non-Biogenic | 37351.6 | 0 | C
322130 | 1001069 | 2023 | OB (Boiler, other) | STK002 | Natural Gas (Weighted U.S. Average) | Carbon Dioxide Total | 37351.6 | 0 | C
322130 | 1001069 | 2023 | OB (Boiler, other) | STK002 | Natural Gas (Weighted U.S. Average) | Methane | 0.7 | 0 | C
322130 | 1001069 | 2023 | OB (Boiler, other) | STK002 | Natural Gas (Weighted U.S. Average) | Methane (Co2 eq) | 17.6 | 0 | C
322130 | 1001069 | 2023 | OB (Boiler, other) | STK002 | Natural Gas (Weighted U.S. Average) | Nitrous Oxide | 0.07 | 0 | C
322130 | 1001069 | 2023 | OB (Boiler, other) | STK002 | Natural Gas (Weighted U.S. Average) | Nitrous Oxide (Co2 eq) | 21 | 0 | C
325193 | 1001071 | 2023 |  | GP-Ethanol Production | Natural Gas (Weighted U.S. Average) | Carbon Dioxide Biogenic | 0 | 0 | C
325193 | 1001071 | 2023 |  | GP-Ethanol Production | Natural Gas (Weighted U.S. Average) | Carbon Dioxide Non-Biogenic | 88882.3 | 0 | C
325193 | 1001071 | 2023 |  | GP-Ethanol Production | Natural Gas (Weighted U.S. Average) | Carbon Dioxide Total | 88882.3 | 0 | C
325193 | 1001071 | 2023 |  | GP-Ethanol Production | Natural Gas (Weighted U.S. Average) | Methane | 1.68 | 0 | C
325193 | 1001071 | 2023 |  | GP-Ethanol Production | Natural Gas (Weighted U.S. Average) | Methane (Co2 eq) | 41.9 | 0 | C
325193 | 1001071 | 2023 |  | GP-Ethanol Production | Natural Gas (Weighted U.S. Average) | Nitrous Oxide | 0.168 | 0 | C
325193 | 1001071 | 2023 |  | GP-Ethanol Production | Natural Gas (Weighted U.S. Average) | Nitrous Oxide (Co2 eq) | 49.9 | 0 | C
311221 | 1001090 | 2023 |  | CP-Hammond01 | Natural Gas (Weighted U.S. Average) | Carbon Dioxide Biogenic | 0 | 0 | C
311221 | 1001090 | 2023 |  | CP-Hammond01 | Natural Gas (Weighted U.S. Average) | Carbon Dioxide Non-Biogenic | 71336.8 | 0 | C
311221 | 1001090 | 2023 |  | CP-Hammond01 | Natural Gas (Weighted U.S. Average) | Carbon Dioxide Total | 71336.8 | 0 | C
311221 | 1001090 | 2023 |  | CP-Hammond01 | Natural Gas (Weighted U.S. Average) | Methane | 1.34 | 0 | C
311221 | 1001090 | 2023 |  | CP-Hammond01 | Natural Gas (Weighted U.S. Average) | Methane (Co2 eq) | 33.6 | 0 | C
311221 | 1001090 | 2023 |  | CP-Hammond01 | Natural Gas (Weighted U.S. Average) | Nitrous Oxide | 0.134 | 0 | C
311221 | 1001090 | 2023 |  | CP-Hammond01 | Natural Gas (Weighted U.S. Average) | Nitrous Oxide (Co2 eq) | 40.1 | 0 | C
325211 | 1001136 | 2023 |  | CP-1 | Natural Gas (Weighted U.S. Average) | Carbon Dioxide Biogenic | 0 | 0 | C
325211 | 1001136 | 2023 |  | CP-1 | Natural Gas (Weighted U.S. Average) | Carbon Dioxide Non-Biogenic | 55828.4 | 0 | C
325211 | 1001136 | 2023 |  | CP-1 | Natural Gas (Weighted U.S. Average) | Carbon Dioxide Total | 55828.4 | 0 | C
325211 | 1001136 | 2023 |  | CP-1 | Natural Gas (Weighted U.S. Average) | Methane | 1.05 | 0 | C
325211 | 1001136 | 2023 |  | CP-1 | Natural Gas (Weighted U.S. Average) | Methane (Co2 eq) | 26.3 | 0 | C
325211 | 1001136 | 2023 |  | CP-1 | Natural Gas (Weighted U.S. Average) | Nitrous Oxide | 0.105 | 0 | C
325211 | 1001136 | 2023 |  | CP-1 | Natural Gas (Weighted U.S. Average) | Nitrous Oxide (Co2 eq) | 31.4 | 0 | C
325211 | 1001136 | 2023 | NGLH (Heater, natural gas line) | Natural Gas Pipeline Heater | Natural Gas (Weighted U.S. Average) | Carbon Dioxide Biogenic | 0 | 0 | C
325211 | 1001136 | 2023 | NGLH (Heater, natural gas line) | Natural Gas Pipeline Heater | Natural Gas (Weighted U.S. Average) | Carbon Dioxide Non-Biogenic | 389.5 | 0 | C
325211 | 1001136 | 2023 | NGLH (Heater, natural gas line) | Natural Gas Pipeline Heater | Natural Gas (Weighted U.S. Average) | Carbon Dioxide Total | 389.5 | 0 | C
325211 | 1001136 | 2023 | NGLH (Heater, natural gas line) | Natural Gas Pipeline Heater | Natural Gas (Weighted U.S. Average) | Methane | 0.01 | 0 | C
325211 | 1001136 | 2023 | NGLH (Heater, natural gas line) | Natural Gas Pipeline Heater | Natural Gas (Weighted U.S. Average) | Methane (Co2 eq) | 0.2 | 0 | C
325211 | 1001136 | 2023 | NGLH (Heater, natural gas line) | Natural Gas Pipeline Heater | Natural Gas (Weighted U.S. Average) | Nitrous Oxide | 0.001 | 0 | C
325211 | 1001136 | 2023 | NGLH (Heater, natural gas line) | Natural Gas Pipeline Heater | Natural Gas (Weighted U.S. Average) | Nitrous Oxide (Co2 eq) | 0.2 | 0 | C
325193 | 1001143 | 2023 |  | CP-01 | Natural Gas (Weighted U.S. Average) | Carbon Dioxide Biogenic | 0 | 0 | C
325193 | 1001143 | 2023 |  | CP-01 | Natural Gas (Weighted U.S. Average) | Carbon Dioxide Non-Biogenic | 72305.4 | 0 | C
325193 | 1001143 | 2023 |  | CP-01 | Natural Gas (Weighted U.S. Average) | Carbon Dioxide Total | 72305.4 | 0 | C
325193 | 1001143 | 2023 |  | CP-01 | Natural Gas (Weighted U.S. Average) | Methane | 1.36 | 0 | C
325193 | 1001143 | 2023 |  | CP-01 | Natural Gas (Weighted U.S. Average) | Methane (Co2 eq) | 34.1 | 0 | C
325193 | 1001143 | 2023 |  | CP-01 | Natural Gas (Weighted U.S. Average) | Nitrous Oxide | 0.136 | 0 | C
325193 | 1001143 | 2023 |  | CP-01 | Natural Gas (Weighted U.S. Average) | Nitrous Oxide (Co2 eq) | 40.6 | 0 | C
325193 | 1001143 | 2023 |  | CP-01 | Propane | Carbon Dioxide Biogenic | 0 | 0 | C
325193 | 1001143 | 2023 |  | CP-01 | Propane | Carbon Dioxide Non-Biogenic | 1339 | 0 | C
325193 | 1001143 | 2023 |  | CP-01 | Propane | Carbon Dioxide Total | 1339 | 0 | C
325193 | 1001143 | 2023 |  | CP-01 | Propane | Methane | 0.06 | 0 | C
325193 | 1001143 | 2023 |  | CP-01 | Propane | Methane (Co2 eq) | 1.6 | 0 | C
325193 | 1001143 | 2023 |  | CP-01 | Propane | Nitrous Oxide | 0.013 | 0 | C
325193 | 1001143 | 2023 |  | CP-01 | Propane | Nitrous Oxide (Co2 eq) | 3.8 | 0 | C
325312 | 1001154 | 2023 |  | GP-Total | Natural Gas (Weighted U.S. Average) | Carbon Dioxide Biogenic | 0 | 0 | C
325312 | 1001154 | 2023 |  | GP-Total | Natural Gas (Weighted U.S. Average) | Carbon Dioxide Non-Biogenic | 102974.8 | 0 | C
325312 | 1001154 | 2023 |  | GP-Total | Natural Gas (Weighted U.S. Average) | Carbon Dioxide Total | 102974.8 | 0 | C
325312 | 1001154 | 2023 |  | GP-Total | Natural Gas (Weighted U.S. Average) | Methane | 1.94 | 0 | C
325312 | 1001154 | 2023 |  | GP-Total | Natural Gas (Weighted U.S. Average) | Methane (Co2 eq) | 48.5 | 0 | C
325312 | 1001154 | 2023 |  | GP-Total | Natural Gas (Weighted U.S. Average) | Nitrous Oxide | 0.194 | 0 | C
325312 | 1001154 | 2023 |  | GP-Total | Natural Gas (Weighted U.S. Average) | Nitrous Oxide (Co2 eq) | 57.8 | 0 | C
325199 | 1001155 | 2023 |  | GP-1 | Naphtha (<401 deg F) | Carbon Dioxide Biogenic | 0 | 1066.35 | C
325199 | 1001155 | 2023 |  | GP-1 | Naphtha (<401 deg F) | Carbon Dioxide Non-Biogenic | 9.1 | 1066.35 | C
325199 | 1001155 | 2023 |  | GP-1 | Naphtha (<401 deg F) | Carbon Dioxide Total | 9.1 | 1066.35 | C
325199 | 1001155 | 2023 |  | GP-1 | Naphtha (<401 deg F) | Methane | 0 | 1066.35 | C
325199 | 1001155 | 2023 |  | GP-1 | Naphtha (<401 deg F) | Methane (Co2 eq) | 0 | 1066.35 | C
325199 | 1001155 | 2023 |  | GP-1 | Naphtha (<401 deg F) | Nitrous Oxide | 0 | 1066.35 | C
325199 | 1001155 | 2023 |  | GP-1 | Naphtha (<401 deg F) | Nitrous Oxide (Co2 eq) | 0 | 1066.35 | C
325199 | 1001155 | 2023 |  | GP-1 | Natural Gas (Weighted U.S. Average) | Carbon Dioxide Biogenic | 0 | 0 | C
325199 | 1001155 | 2023 |  | GP-1 | Natural Gas (Weighted U.S. Average) | Carbon Dioxide Non-Biogenic | 64731.4 | 0 | C
325199 | 1001155 | 2023 |  | GP-1 | Natural Gas (Weighted U.S. Average) | Carbon Dioxide Total | 64731.4 | 0 | C
325199 | 1001155 | 2023 |  | GP-1 | Natural Gas (Weighted U.S. Average) | Methane | 1.22 | 0 | C
325199 | 1001155 | 2023 |  | GP-1 | Natural Gas (Weighted U.S. Average) | Methane (Co2 eq) | 30.5 | 0 | C
325199 | 1001155 | 2023 |  | GP-1 | Natural Gas (Weighted U.S. Average) | Nitrous Oxide | 0.122 | 0 | C
325199 | 1001155 | 2023 |  | GP-1 | Natural Gas (Weighted U.S. Average) | Nitrous Oxide (Co2 eq) | 36.4 | 0 | C
325193 | 1001157 | 2023 |  | CP-1 | Natural Gas (Weighted U.S. Average) | Carbon Dioxide Biogenic | 0 | 0 | C
325193 | 1001157 | 2023 |  | CP-1 | Natural Gas (Weighted U.S. Average) | Carbon Dioxide Non-Biogenic | 86143.5 | 0 | C
325193 | 1001157 | 2023 |  | CP-1 | Natural Gas (Weighted U.S. Average) | Carbon Dioxide Total | 86143.5 | 0 | C
325193 | 1001157 | 2023 |  | CP-1 | Natural Gas (Weighted U.S. Average) | Methane | 1.62 | 0 | C
325193 | 1001157 | 2023 |  | CP-1 | Natural Gas (Weighted U.S. Average) | Methane (Co2 eq) | 40.6 | 0 | C
325193 | 1001157 | 2023 |  | CP-1 | Natural Gas (Weighted U.S. Average) | Nitrous Oxide | 0.162 | 0 | C
325193 | 1001157 | 2023 |  | CP-1 | Natural Gas (Weighted U.S. Average) | Nitrous Oxide (Co2 eq) | 48.4 | 0 | C
322120 | 1001244 | 2023 | S (Stoker Boiler) | Boiler #3 Wood Residual Biogenic Fuel | Wood and Wood Residuals (dry basis) | Carbon Dioxide Biogenic | 16114.1 | 0 | C
322120 | 1001244 | 2023 | S (Stoker Boiler) | Boiler #3 Wood Residual Biogenic Fuel | Wood and Wood Residuals (dry basis) | Carbon Dioxide Non-Biogenic | 0 | 0 | C
322120 | 1001244 | 2023 | S (Stoker Boiler) | Boiler #3 Wood Residual Biogenic Fuel | Wood and Wood Residuals (dry basis) | Carbon Dioxide Total | 16114.1 | 0 | C
322120 | 1001244 | 2023 | S (Stoker Boiler) | Boiler #3 Wood Residual Biogenic Fuel | Wood and Wood Residuals (dry basis) | Methane | 1.24 | 0 | C
322120 | 1001244 | 2023 | S (Stoker Boiler) | Boiler #3 Wood Residual Biogenic Fuel | Wood and Wood Residuals (dry basis) | Methane (Co2 eq) | 30.9 | 0 | C
322120 | 1001244 | 2023 | S (Stoker Boiler) | Boiler #3 Wood Residual Biogenic Fuel | Wood and Wood Residuals (dry basis) | Nitrous Oxide | 0.618 | 0 | C
322120 | 1001244 | 2023 | S (Stoker Boiler) | Boiler #3 Wood Residual Biogenic Fuel | Wood and Wood Residuals (dry basis) | Nitrous Oxide (Co2 eq) | 184.3 | 0 | C
322120 | 1001244 | 2023 |  | CP-UGI LDC Gas Line to P&G | Natural Gas (Weighted U.S. Average) | Carbon Dioxide Biogenic | 0 | 0 | C
322120 | 1001244 | 2023 |  | CP-UGI LDC Gas Line to P&G | Natural Gas (Weighted U.S. Average) | Carbon Dioxide Non-Biogenic | 672880.8 | 0 | C
322120 | 1001244 | 2023 |  | CP-UGI LDC Gas Line to P&G | Natural Gas (Weighted U.S. Average) | Carbon Dioxide Total | 672880.8 | 0 | C
322120 | 1001244 | 2023 |  | CP-UGI LDC Gas Line to P&G | Natural Gas (Weighted U.S. Average) | Methane | 12.68 | 0 | C
322120 | 1001244 | 2023 |  | CP-UGI LDC Gas Line to P&G | Natural Gas (Weighted U.S. Average) | Methane (Co2 eq) | 317 | 0 | C
322120 | 1001244 | 2023 |  | CP-UGI LDC Gas Line to P&G | Natural Gas (Weighted U.S. Average) | Nitrous Oxide | 1.268 | 0 | C
322120 | 1001244 | 2023 |  | CP-UGI LDC Gas Line to P&G | Natural Gas (Weighted U.S. Average) | Nitrous Oxide (Co2 eq) | 377.9 | 0 | C
325414 | 1001262 | 2023 |  | GP-Boilers | Distillate Fuel Oil No. 2 | Carbon Dioxide Biogenic | 0 | 0 | C
325414 | 1001262 | 2023 |  | GP-Boilers | Distillate Fuel Oil No. 2 | Carbon Dioxide Non-Biogenic | 191.4 | 0 | C
325414 | 1001262 | 2023 |  | GP-Boilers | Distillate Fuel Oil No. 2 | Carbon Dioxide Total | 191.4 | 0 | C
325414 | 1001262 | 2023 |  | GP-Boilers | Distillate Fuel Oil No. 2 | Methane | 0.01 | 0 | C
325414 | 1001262 | 2023 |  | GP-Boilers | Distillate Fuel Oil No. 2 | Methane (Co2 eq) | 0.2 | 0 | C
325414 | 1001262 | 2023 |  | GP-Boilers | Distillate Fuel Oil No. 2 | Nitrous Oxide | 0.002 | 0 | C
325414 | 1001262 | 2023 |  | GP-Boilers | Distillate Fuel Oil No. 2 | Nitrous Oxide (Co2 eq) | 0.5 | 0 | C
325414 | 1001262 | 2023 |  | GP-Boilers | Natural Gas (Weighted U.S. Average) | Carbon Dioxide Biogenic | 0 | 0 | C
325414 | 1001262 | 2023 |  | GP-Boilers | Natural Gas (Weighted U.S. Average) | Carbon Dioxide Non-Biogenic | 37163.9 | 0 | C
325414 | 1001262 | 2023 |  | GP-Boilers | Natural Gas (Weighted U.S. Average) | Carbon Dioxide Total | 37163.9 | 0 | C
325414 | 1001262 | 2023 |  | GP-Boilers | Natural Gas (Weighted U.S. Average) | Methane | 0.7 | 0 | C
325414 | 1001262 | 2023 |  | GP-Boilers | Natural Gas (Weighted U.S. Average) | Methane (Co2 eq) | 17.5 | 0 | C
325414 | 1001262 | 2023 |  | GP-Boilers | Natural Gas (Weighted U.S. Average) | Nitrous Oxide | 0.07 | 0 | C
325414 | 1001262 | 2023 |  | GP-Boilers | Natural Gas (Weighted U.S. Average) | Nitrous Oxide (Co2 eq) | 20.9 | 0 | C
325414 | 1001262 | 2023 |  | GP-Generators | Distillate Fuel Oil No. 2 | Carbon Dioxide Biogenic | 0 | 0 | C
325414 | 1001262 | 2023 |  | GP-Generators | Distillate Fuel Oil No. 2 | Carbon Dioxide Non-Biogenic | 47.9 | 0 | C
325414 | 1001262 | 2023 |  | GP-Generators | Distillate Fuel Oil No. 2 | Carbon Dioxide Total | 47.9 | 0 | C
325414 | 1001262 | 2023 |  | GP-Generators | Distillate Fuel Oil No. 2 | Methane | 0 | 0 | C
325414 | 1001262 | 2023 |  | GP-Generators | Distillate Fuel Oil No. 2 | Methane (Co2 eq) | 0 | 0 | C
325414 | 1001262 | 2023 |  | GP-Generators | Distillate Fuel Oil No. 2 | Nitrous Oxide | 0 | 0 | C
325414 | 1001262 | 2023 |  | GP-Generators | Distillate Fuel Oil No. 2 | Nitrous Oxide (Co2 eq) | 0.1 | 0 | C
325414 | 1001262 | 2023 |  | GP-Generators | Natural Gas (Weighted U.S. Average) | Carbon Dioxide Biogenic | 0 | 0 | C
325414 | 1001262 | 2023 |  | GP-Generators | Natural Gas (Weighted U.S. Average) | Carbon Dioxide Non-Biogenic | 150 | 0 | C
325414 | 1001262 | 2023 |  | GP-Generators | Natural Gas (Weighted U.S. Average) | Carbon Dioxide Total | 150 | 0 | C
325414 | 1001262 | 2023 |  | GP-Generators | Natural Gas (Weighted U.S. Average) | Methane | 0 | 0 | C
325414 | 1001262 | 2023 |  | GP-Generators | Natural Gas (Weighted U.S. Average) | Methane (Co2 eq) | 0.1 | 0 | C
325414 | 1001262 | 2023 |  | GP-Generators | Natural Gas (Weighted U.S. Average) | Nitrous Oxide | 0 | 0 | C
325414 | 1001262 | 2023 |  | GP-Generators | Natural Gas (Weighted U.S. Average) | Nitrous Oxide (Co2 eq) | 0.1 | 0 | C
325414 | 1001262 | 2023 |  | GP-Generators | Propane | Carbon Dioxide Biogenic | 0 | 0 | C
325414 | 1001262 | 2023 |  | GP-Generators | Propane | Carbon Dioxide Non-Biogenic | 0 | 0 | C
325414 | 1001262 | 2023 |  | GP-Generators | Propane | Carbon Dioxide Total | 0 | 0 | C
325414 | 1001262 | 2023 |  | GP-Generators | Propane | Methane | 0 | 0 | C
325414 | 1001262 | 2023 |  | GP-Generators | Propane | Methane (Co2 eq) | 0 | 0 | C
325414 | 1001262 | 2023 |  | GP-Generators | Propane | Nitrous Oxide | 0 | 0 | C
325414 | 1001262 | 2023 |  | GP-Generators | Propane | Nitrous Oxide (Co2 eq) | 0 | 0 | C
325414 | 1001262 | 2023 |  | GP-Misc Building Sources | Natural Gas (Weighted U.S. Average) | Carbon Dioxide Biogenic | 0 | 0 | C
325414 | 1001262 | 2023 |  | GP-Misc Building Sources | Natural Gas (Weighted U.S. Average) | Carbon Dioxide Non-Biogenic | 173.7 | 0 | C
325414 | 1001262 | 2023 |  | GP-Misc Building Sources | Natural Gas (Weighted U.S. Average) | Carbon Dioxide Total | 173.7 | 0 | C
325414 | 1001262 | 2023 |  | GP-Misc Building Sources | Natural Gas (Weighted U.S. Average) | Methane | 0 | 0 | C
325414 | 1001262 | 2023 |  | GP-Misc Building Sources | Natural Gas (Weighted U.S. Average) | Methane (Co2 eq) | 0.1 | 0 | C
325414 | 1001262 | 2023 |  | GP-Misc Building Sources | Natural Gas (Weighted U.S. Average) | Nitrous Oxide | 0 | 0 | C
325414 | 1001262 | 2023 |  | GP-Misc Building Sources | Natural Gas (Weighted U.S. Average) | Nitrous Oxide (Co2 eq) | 0.1 | 0 | C
325414 | 1001262 | 2023 | CCCT (CC (Turbine, combined cycle)) | TG2 | Natural Gas (Weighted U.S. Average) | Carbon Dioxide Biogenic | 0 | 0 | C
325414 | 1001262 | 2023 | CCCT (CC (Turbine, combined cycle)) | TG2 | Natural Gas (Weighted U.S. Average) | Carbon Dioxide Non-Biogenic | 44530.1 | 0 | C
325414 | 1001262 | 2023 | CCCT (CC (Turbine, combined cycle)) | TG2 | Natural Gas (Weighted U.S. Average) | Carbon Dioxide Total | 44530.1 | 0 | C
325414 | 1001262 | 2023 | CCCT (CC (Turbine, combined cycle)) | TG2 | Natural Gas (Weighted U.S. Average) | Methane | 0.84 | 0 | C
325414 | 1001262 | 2023 | CCCT (CC (Turbine, combined cycle)) | TG2 | Natural Gas (Weighted U.S. Average) | Methane (Co2 eq) | 21 | 0 | C
325414 | 1001262 | 2023 | CCCT (CC (Turbine, combined cycle)) | TG2 | Natural Gas (Weighted U.S. Average) | Nitrous Oxide | 0.084 | 0 | C
325414 | 1001262 | 2023 | CCCT (CC (Turbine, combined cycle)) | TG2 | Natural Gas (Weighted U.S. Average) | Nitrous Oxide (Co2 eq) | 25 | 0 | C
325414 | 1001262 | 2023 | CCCT (CC (Turbine, combined cycle)) | TG3 | Natural Gas (Weighted U.S. Average) | Carbon Dioxide Biogenic | 0 | 0 | C
325414 | 1001262 | 2023 | CCCT (CC (Turbine, combined cycle)) | TG3 | Natural Gas (Weighted U.S. Average) | Carbon Dioxide Non-Biogenic | 154123.7 | 0 | C
325414 | 1001262 | 2023 | CCCT (CC (Turbine, combined cycle)) | TG3 | Natural Gas (Weighted U.S. Average) | Carbon Dioxide Total | 154123.7 | 0 | C
325414 | 1001262 | 2023 | CCCT (CC (Turbine, combined cycle)) | TG3 | Natural Gas (Weighted U.S. Average) | Methane | 2.9 | 0 | C
325414 | 1001262 | 2023 | CCCT (CC (Turbine, combined cycle)) | TG3 | Natural Gas (Weighted U.S. Average) | Methane (Co2 eq) | 72.6 | 0 | C
325414 | 1001262 | 2023 | CCCT (CC (Turbine, combined cycle)) | TG3 | Natural Gas (Weighted U.S. Average) | Nitrous Oxide | 0.29 | 0 | C
325414 | 1001262 | 2023 | CCCT (CC (Turbine, combined cycle)) | TG3 | Natural Gas (Weighted U.S. Average) | Nitrous Oxide (Co2 eq) | 86.6 | 0 | C
312120 | 1001267 | 2023 |  | GP-1 | Natural Gas (Weighted U.S. Average) | Carbon Dioxide Biogenic | 0 | 447768468 | C
312120 | 1001267 | 2023 |  | GP-1 | Natural Gas (Weighted U.S. Average) | Carbon Dioxide Non-Biogenic | 24376.3 | 447768468 | C
312120 | 1001267 | 2023 |  | GP-1 | Natural Gas (Weighted U.S. Average) | Carbon Dioxide Total | 24376.3 | 447768468 | C
312120 | 1001267 | 2023 |  | GP-1 | Natural Gas (Weighted U.S. Average) | Methane | 0.46 | 447768468 | C
312120 | 1001267 | 2023 |  | GP-1 | Natural Gas (Weighted U.S. Average) | Methane (Co2 eq) | 11.5 | 447768468 | C
312120 | 1001267 | 2023 |  | GP-1 | Natural Gas (Weighted U.S. Average) | Nitrous Oxide | 0.046 | 447768468 | C
312120 | 1001267 | 2023 |  | GP-1 | Natural Gas (Weighted U.S. Average) | Nitrous Oxide (Co2 eq) | 13.7 | 447768468 | C
312120 | 1001267 | 2023 |  | GP-1 | Other Biomass Gases | Carbon Dioxide Biogenic | 5597.3 | 164115321 | C
312120 | 1001267 | 2023 |  | GP-1 | Other Biomass Gases | Carbon Dioxide Non-Biogenic | 0 | 164115321 | C
312120 | 1001267 | 2023 |  | GP-1 | Other Biomass Gases | Carbon Dioxide Total | 5597.3 | 164115321 | C
312120 | 1001267 | 2023 |  | GP-1 | Other Biomass Gases | Methane | 0.34 | 164115321 | C
312120 | 1001267 | 2023 |  | GP-1 | Other Biomass Gases | Methane (Co2 eq) | 8.6 | 164115321 | C
312120 | 1001267 | 2023 |  | GP-1 | Other Biomass Gases | Nitrous Oxide | 0.068 | 164115321 | C
312120 | 1001267 | 2023 |  | GP-1 | Other Biomass Gases | Nitrous Oxide (Co2 eq) | 20.2 | 164115321 | C
311221 | 1001293 | 2023 | CFB (Boiler, circulating fluidized bed) | 121 CFB Boiler | Bituminous | Carbon Dioxide Biogenic | 0 | 0 | C
311221 | 1001293 | 2023 | CFB (Boiler, circulating fluidized bed) | 121 CFB Boiler | Bituminous | Carbon Dioxide Non-Biogenic | 0 | 0 | C
311221 | 1001293 | 2023 | CFB (Boiler, circulating fluidized bed) | 121 CFB Boiler | Bituminous | Carbon Dioxide Total | 0 | 0 | C
311221 | 1001293 | 2023 | CFB (Boiler, circulating fluidized bed) | 121 CFB Boiler | Bituminous | Methane | 2.57 | 0 | C
311221 | 1001293 | 2023 | CFB (Boiler, circulating fluidized bed) | 121 CFB Boiler | Bituminous | Methane (Co2 eq) | 64.3 | 0 | C
311221 | 1001293 | 2023 | CFB (Boiler, circulating fluidized bed) | 121 CFB Boiler | Bituminous | Nitrous Oxide | 0.374 | 0 | C
311221 | 1001293 | 2023 | CFB (Boiler, circulating fluidized bed) | 121 CFB Boiler | Bituminous | Nitrous Oxide (Co2 eq) | 111.4 | 0 | C
311221 | 1001293 | 2023 | CFB (Boiler, circulating fluidized bed) | 121 CFB Boiler | Coal Coke | Carbon Dioxide Biogenic | 0 | 0 | C
311221 | 1001293 | 2023 | CFB (Boiler, circulating fluidized bed) | 121 CFB Boiler | Coal Coke | Carbon Dioxide Non-Biogenic | 0 | 0 | C
311221 | 1001293 | 2023 | CFB (Boiler, circulating fluidized bed) | 121 CFB Boiler | Coal Coke | Carbon Dioxide Total | 0 | 0 | C
311221 | 1001293 | 2023 | CFB (Boiler, circulating fluidized bed) | 121 CFB Boiler | Coal Coke | Methane | 7.6 | 0 | C
311221 | 1001293 | 2023 | CFB (Boiler, circulating fluidized bed) | 121 CFB Boiler | Coal Coke | Methane (Co2 eq) | 190 | 0 | C
311221 | 1001293 | 2023 | CFB (Boiler, circulating fluidized bed) | 121 CFB Boiler | Coal Coke | Nitrous Oxide | 1.105 | 0 | C
311221 | 1001293 | 2023 | CFB (Boiler, circulating fluidized bed) | 121 CFB Boiler | Coal Coke | Nitrous Oxide (Co2 eq) | 329.4 | 0 | C
311221 | 1001293 | 2023 | CFB (Boiler, circulating fluidized bed) | 121 CFB Boiler | Natural Gas (Weighted U.S. Average) | Carbon Dioxide Biogenic | 0 | 0 | C
311221 | 1001293 | 2023 | CFB (Boiler, circulating fluidized bed) | 121 CFB Boiler | Natural Gas (Weighted U.S. Average) | Carbon Dioxide Non-Biogenic | 0 | 0 | C
311221 | 1001293 | 2023 | CFB (Boiler, circulating fluidized bed) | 121 CFB Boiler | Natural Gas (Weighted U.S. Average) | Carbon Dioxide Total | 0 | 0 | C
311221 | 1001293 | 2023 | CFB (Boiler, circulating fluidized bed) | 121 CFB Boiler | Natural Gas (Weighted U.S. Average) | Methane | 1.17 | 0 | C
311221 | 1001293 | 2023 | CFB (Boiler, circulating fluidized bed) | 121 CFB Boiler | Natural Gas (Weighted U.S. Average) | Methane (Co2 eq) | 29.3 | 0 | C
311221 | 1001293 | 2023 | CFB (Boiler, circulating fluidized bed) | 121 CFB Boiler | Natural Gas (Weighted U.S. Average) | Nitrous Oxide | 0.117 | 0 | C
311221 | 1001293 | 2023 | CFB (Boiler, circulating fluidized bed) | 121 CFB Boiler | Natural Gas (Weighted U.S. Average) | Nitrous Oxide (Co2 eq) | 34.9 | 0 | C
311221 | 1001293 | 2023 | CCCT (CC (Turbine, combined cycle)) | CG-1 | Natural Gas (Weighted U.S. Average) | Carbon Dioxide Biogenic | 0 | 0 | C
311221 | 1001293 | 2023 | CCCT (CC (Turbine, combined cycle)) | CG-1 | Natural Gas (Weighted U.S. Average) | Carbon Dioxide Non-Biogenic | 26260.3 | 0 | C
311221 | 1001293 | 2023 | CCCT (CC (Turbine, combined cycle)) | CG-1 | Natural Gas (Weighted U.S. Average) | Carbon Dioxide Total | 26260.3 | 0 | C
311221 | 1001293 | 2023 | CCCT (CC (Turbine, combined cycle)) | CG-1 | Natural Gas (Weighted U.S. Average) | Methane | 0.49 | 0 | C
311221 | 1001293 | 2023 | CCCT (CC (Turbine, combined cycle)) | CG-1 | Natural Gas (Weighted U.S. Average) | Methane (Co2 eq) | 12.4 | 0 | C
311221 | 1001293 | 2023 | CCCT (CC (Turbine, combined cycle)) | CG-1 | Natural Gas (Weighted U.S. Average) | Nitrous Oxide | 0.049 | 0 | C
311221 | 1001293 | 2023 | CCCT (CC (Turbine, combined cycle)) | CG-1 | Natural Gas (Weighted U.S. Average) | Nitrous Oxide (Co2 eq) | 14.7 | 0 | C
311221 | 1001293 | 2023 | SCCT (CT (Turbine, simple cycle combustion)) | CG-2 | Natural Gas (Weighted U.S. Average) | Carbon Dioxide Biogenic | 0 | 0 | C
311221 | 1001293 | 2023 | SCCT (CT (Turbine, simple cycle combustion)) | CG-2 | Natural Gas (Weighted U.S. Average) | Carbon Dioxide Non-Biogenic | 121237.2 | 0 | C
311221 | 1001293 | 2023 | SCCT (CT (Turbine, simple cycle combustion)) | CG-2 | Natural Gas (Weighted U.S. Average) | Carbon Dioxide Total | 121237.2 | 0 | C
311221 | 1001293 | 2023 | SCCT (CT (Turbine, simple cycle combustion)) | CG-2 | Natural Gas (Weighted U.S. Average) | Methane | 2.28 | 0 | C
311221 | 1001293 | 2023 | SCCT (CT (Turbine, simple cycle combustion)) | CG-2 | Natural Gas (Weighted U.S. Average) | Methane (Co2 eq) | 57.1 | 0 | C
311221 | 1001293 | 2023 | SCCT (CT (Turbine, simple cycle combustion)) | CG-2 | Natural Gas (Weighted U.S. Average) | Nitrous Oxide | 0.228 | 0 | C
311221 | 1001293 | 2023 | SCCT (CT (Turbine, simple cycle combustion)) | CG-2 | Natural Gas (Weighted U.S. Average) | Nitrous Oxide (Co2 eq) | 68.1 | 0 | C
311221 | 1001293 | 2023 | OCS (Other combustion source) | CG-4 | Distillate Fuel Oil No. 2 | Carbon Dioxide Biogenic | 0 | 0 | C
311221 | 1001293 | 2023 | OCS (Other combustion source) | CG-4 | Distillate Fuel Oil No. 2 | Carbon Dioxide Non-Biogenic | 0.1 | 0 | C
311221 | 1001293 | 2023 | OCS (Other combustion source) | CG-4 | Distillate Fuel Oil No. 2 | Carbon Dioxide Total | 0.1 | 0 | C
311221 | 1001293 | 2023 | OCS (Other combustion source) | CG-4 | Distillate Fuel Oil No. 2 | Methane | 0 | 0 | C
311221 | 1001293 | 2023 | OCS (Other combustion source) | CG-4 | Distillate Fuel Oil No. 2 | Methane (Co2 eq) | 0 | 0 | C
311221 | 1001293 | 2023 | OCS (Other combustion source) | CG-4 | Distillate Fuel Oil No. 2 | Nitrous Oxide | 0 | 0 | C
311221 | 1001293 | 2023 | OCS (Other combustion source) | CG-4 | Distillate Fuel Oil No. 2 | Nitrous Oxide (Co2 eq) | 0 | 0 | C
311221 | 1001293 | 2023 |  | GP-01 | Natural Gas (Weighted U.S. Average) | Carbon Dioxide Biogenic | 0 | 0 | C
311221 | 1001293 | 2023 |  | GP-01 | Natural Gas (Weighted U.S. Average) | Carbon Dioxide Non-Biogenic | 76743.5 | 0 | C
311221 | 1001293 | 2023 |  | GP-01 | Natural Gas (Weighted U.S. Average) | Carbon Dioxide Total | 76743.5 | 0 | C
311221 | 1001293 | 2023 |  | GP-01 | Natural Gas (Weighted U.S. Average) | Methane | 1.45 | 0 | C
311221 | 1001293 | 2023 |  | GP-01 | Natural Gas (Weighted U.S. Average) | Methane (Co2 eq) | 36.2 | 0 | C
311221 | 1001293 | 2023 |  | GP-01 | Natural Gas (Weighted U.S. Average) | Nitrous Oxide | 0.145 | 0 | C
311221 | 1001293 | 2023 |  | GP-01 | Natural Gas (Weighted U.S. Average) | Nitrous Oxide (Co2 eq) | 43.1 | 0 | C
311221 | 1001293 | 2023 |  | GP-02 | Natural Gas (Weighted U.S. Average) | Carbon Dioxide Biogenic | 0 | 0 | C
311221 | 1001293 | 2023 |  | GP-02 | Natural Gas (Weighted U.S. Average) | Carbon Dioxide Non-Biogenic | 0 | 0 | C
311221 | 1001293 | 2023 |  | GP-02 | Natural Gas (Weighted U.S. Average) | Carbon Dioxide Total | 0 | 0 | C
311221 | 1001293 | 2023 |  | GP-02 | Natural Gas (Weighted U.S. Average) | Methane | 0 | 0 | C
311221 | 1001293 | 2023 |  | GP-02 | Natural Gas (Weighted U.S. Average) | Methane (Co2 eq) | 0 | 0 | C
311221 | 1001293 | 2023 |  | GP-02 | Natural Gas (Weighted U.S. Average) | Nitrous Oxide | 0 | 0 | C
311221 | 1001293 | 2023 |  | GP-02 | Natural Gas (Weighted U.S. Average) | Nitrous Oxide (Co2 eq) | 0 | 0 | C
311920 | 1001562 | 2023 |  | GP-1 | Natural Gas (Weighted U.S. Average) | Carbon Dioxide Biogenic | 0 | 0 | C
311920 | 1001562 | 2023 |  | GP-1 | Natural Gas (Weighted U.S. Average) | Carbon Dioxide Non-Biogenic | 27962 | 0 | C
311920 | 1001562 | 2023 |  | GP-1 | Natural Gas (Weighted U.S. Average) | Carbon Dioxide Total | 27962 | 0 | C
311920 | 1001562 | 2023 |  | GP-1 | Natural Gas (Weighted U.S. Average) | Methane | 0.53 | 0 | C
311920 | 1001562 | 2023 |  | GP-1 | Natural Gas (Weighted U.S. Average) | Methane (Co2 eq) | 13.2 | 0 | C
311920 | 1001562 | 2023 |  | GP-1 | Natural Gas (Weighted U.S. Average) | Nitrous Oxide | 0.053 | 0 | C
311920 | 1001562 | 2023 |  | GP-1 | Natural Gas (Weighted U.S. Average) | Nitrous Oxide (Co2 eq) | 15.7 | 0 | C
325199 | 1001624 | 2023 |  | GP-01 | Natural Gas (Weighted U.S. Average) | Carbon Dioxide Biogenic | 0 | 0 | C
325199 | 1001624 | 2023 |  | GP-01 | Natural Gas (Weighted U.S. Average) | Carbon Dioxide Non-Biogenic | 27822.2 | 0 | C
325199 | 1001624 | 2023 |  | GP-01 | Natural Gas (Weighted U.S. Average) | Carbon Dioxide Total | 27822.2 | 0 | C
325199 | 1001624 | 2023 |  | GP-01 | Natural Gas (Weighted U.S. Average) | Methane | 0.52 | 0 | C
325199 | 1001624 | 2023 |  | GP-01 | Natural Gas (Weighted U.S. Average) | Methane (Co2 eq) | 13.1 | 0 | C
325199 | 1001624 | 2023 |  | GP-01 | Natural Gas (Weighted U.S. Average) | Nitrous Oxide | 0.052 | 0 | C
325199 | 1001624 | 2023 |  | GP-01 | Natural Gas (Weighted U.S. Average) | Nitrous Oxide (Co2 eq) | 15.6 | 0 | C
325199 | 1001624 | 2023 |  | GP-01 | Other Biomass Gases | Carbon Dioxide Biogenic | 3715.3 | 0 | C
325199 | 1001624 | 2023 |  | GP-01 | Other Biomass Gases | Carbon Dioxide Non-Biogenic | 0 | 0 | C
325199 | 1001624 | 2023 |  | GP-01 | Other Biomass Gases | Carbon Dioxide Total | 3715.3 | 0 | C
325199 | 1001624 | 2023 |  | GP-01 | Other Biomass Gases | Methane | 0.23 | 0 | C
325199 | 1001624 | 2023 |  | GP-01 | Other Biomass Gases | Methane (Co2 eq) | 5.7 | 0 | C
325199 | 1001624 | 2023 |  | GP-01 | Other Biomass Gases | Nitrous Oxide | 0.045 | 0 | C
325199 | 1001624 | 2023 |  | GP-01 | Other Biomass Gases | Nitrous Oxide (Co2 eq) | 13.4 | 0 | C
325211 | 1001630 | 2023 |  | CP-Bayport | Natural Gas (Weighted U.S. Average) | Carbon Dioxide Biogenic | 0 | 1132642261 | C
325211 | 1001630 | 2023 |  | CP-Bayport | Natural Gas (Weighted U.S. Average) | Carbon Dioxide Non-Biogenic | 61660.5 | 1132642261 | C
325211 | 1001630 | 2023 |  | CP-Bayport | Natural Gas (Weighted U.S. Average) | Carbon Dioxide Total | 61660.5 | 1132642261 | C
325211 | 1001630 | 2023 |  | CP-Bayport | Natural Gas (Weighted U.S. Average) | Methane | 1.16 | 1132642261 | C
325211 | 1001630 | 2023 |  | CP-Bayport | Natural Gas (Weighted U.S. Average) | Methane (Co2 eq) | 29.1 | 1132642261 | C
325211 | 1001630 | 2023 |  | CP-Bayport | Natural Gas (Weighted U.S. Average) | Nitrous Oxide | 0.116 | 1132642261 | C
325211 | 1001630 | 2023 |  | CP-Bayport | Natural Gas (Weighted U.S. Average) | Nitrous Oxide (Co2 eq) | 34.6 | 1132642261 | C
311942 | 1001663 | 2023 | OB (Boiler, other) | Back-Up Boiler | Natural Gas (Weighted U.S. Average) | Carbon Dioxide Biogenic | 0 | 0 | C
311942 | 1001663 | 2023 | OB (Boiler, other) | Back-Up Boiler | Natural Gas (Weighted U.S. Average) | Carbon Dioxide Non-Biogenic | 0 | 0 | C
311942 | 1001663 | 2023 | OB (Boiler, other) | Back-Up Boiler | Natural Gas (Weighted U.S. Average) | Carbon Dioxide Total | 0 | 0 | C
311942 | 1001663 | 2023 | OB (Boiler, other) | Back-Up Boiler | Natural Gas (Weighted U.S. Average) | Methane | 0 | 0 | C
311942 | 1001663 | 2023 | OB (Boiler, other) | Back-Up Boiler | Natural Gas (Weighted U.S. Average) | Methane (Co2 eq) | 0 | 0 | C
311942 | 1001663 | 2023 | OB (Boiler, other) | Back-Up Boiler | Natural Gas (Weighted U.S. Average) | Nitrous Oxide | 0 | 0 | C
311942 | 1001663 | 2023 | OB (Boiler, other) | Back-Up Boiler | Natural Gas (Weighted U.S. Average) | Nitrous Oxide (Co2 eq) | 0 | 0 | C
311942 | 1001663 | 2023 |  | GP-No. 1 and No. 3 Filter Burners | Natural Gas (Weighted U.S. Average) | Carbon Dioxide Biogenic | 0 | 0 | C
311942 | 1001663 | 2023 |  | GP-No. 1 and No. 3 Filter Burners | Natural Gas (Weighted U.S. Average) | Carbon Dioxide Non-Biogenic | 1416.9 | 0 | C
311942 | 1001663 | 2023 |  | GP-No. 1 and No. 3 Filter Burners | Natural Gas (Weighted U.S. Average) | Carbon Dioxide Total | 1416.9 | 0 | C
311942 | 1001663 | 2023 |  | GP-No. 1 and No. 3 Filter Burners | Natural Gas (Weighted U.S. Average) | Methane | 0.03 | 0 | C
311942 | 1001663 | 2023 |  | GP-No. 1 and No. 3 Filter Burners | Natural Gas (Weighted U.S. Average) | Methane (Co2 eq) | 0.7 | 0 | C
311942 | 1001663 | 2023 |  | GP-No. 1 and No. 3 Filter Burners | Natural Gas (Weighted U.S. Average) | Nitrous Oxide | 0.003 | 0 | C
311942 | 1001663 | 2023 |  | GP-No. 1 and No. 3 Filter Burners | Natural Gas (Weighted U.S. Average) | Nitrous Oxide (Co2 eq) | 0.8 | 0 | C
311942 | 1001663 | 2023 | S (Stoker Boiler) | No. 6 Boiler | Bituminous | Carbon Dioxide Biogenic | 0 | 44871 | C
311942 | 1001663 | 2023 | S (Stoker Boiler) | No. 6 Boiler | Bituminous | Carbon Dioxide Non-Biogenic | 92584.7 | 44871 | C
311942 | 1001663 | 2023 | S (Stoker Boiler) | No. 6 Boiler | Bituminous | Carbon Dioxide Total | 92584.7 | 44871 | C
311942 | 1001663 | 2023 | S (Stoker Boiler) | No. 6 Boiler | Bituminous | Methane | 10.92 | 44871 | C
311942 | 1001663 | 2023 | S (Stoker Boiler) | No. 6 Boiler | Bituminous | Methane (Co2 eq) | 272.9 | 44871 | C
311942 | 1001663 | 2023 | S (Stoker Boiler) | No. 6 Boiler | Bituminous | Nitrous Oxide | 1.588 | 44871 | C
311942 | 1001663 | 2023 | S (Stoker Boiler) | No. 6 Boiler | Bituminous | Nitrous Oxide (Co2 eq) | 473.2 | 44871 | C
311942 | 1001663 | 2023 | S (Stoker Boiler) | No. 6 Boiler | Natural Gas (Weighted U.S. Average) | Carbon Dioxide Biogenic | 0 | 0 | C
311942 | 1001663 | 2023 | S (Stoker Boiler) | No. 6 Boiler | Natural Gas (Weighted U.S. Average) | Carbon Dioxide Non-Biogenic | 18.8 | 0 | C
311942 | 1001663 | 2023 | S (Stoker Boiler) | No. 6 Boiler | Natural Gas (Weighted U.S. Average) | Carbon Dioxide Total | 18.8 | 0 | C
311942 | 1001663 | 2023 | S (Stoker Boiler) | No. 6 Boiler | Natural Gas (Weighted U.S. Average) | Methane | 0 | 0 | C
311942 | 1001663 | 2023 | S (Stoker Boiler) | No. 6 Boiler | Natural Gas (Weighted U.S. Average) | Methane (Co2 eq) | 0 | 0 | C
311942 | 1001663 | 2023 | S (Stoker Boiler) | No. 6 Boiler | Natural Gas (Weighted U.S. Average) | Nitrous Oxide | 0 | 0 | C
311942 | 1001663 | 2023 | S (Stoker Boiler) | No. 6 Boiler | Natural Gas (Weighted U.S. Average) | Nitrous Oxide (Co2 eq) | 0 | 0 | C
325180 | 1001666 | 2023 |  | CP-Boilers Common Stack | Natural Gas (Weighted U.S. Average) | Carbon Dioxide Biogenic | 0 | 0 | C
325180 | 1001666 | 2023 |  | CP-Boilers Common Stack | Natural Gas (Weighted U.S. Average) | Carbon Dioxide Non-Biogenic | 79550.7 | 0 | C
325180 | 1001666 | 2023 |  | CP-Boilers Common Stack | Natural Gas (Weighted U.S. Average) | Carbon Dioxide Total | 79550.7 | 0 | C
325180 | 1001666 | 2023 |  | CP-Boilers Common Stack | Natural Gas (Weighted U.S. Average) | Methane | 1.5 | 0 | C
325180 | 1001666 | 2023 |  | CP-Boilers Common Stack | Natural Gas (Weighted U.S. Average) | Methane (Co2 eq) | 37.5 | 0 | C
325180 | 1001666 | 2023 |  | CP-Boilers Common Stack | Natural Gas (Weighted U.S. Average) | Nitrous Oxide | 0.15 | 0 | C
325180 | 1001666 | 2023 |  | CP-Boilers Common Stack | Natural Gas (Weighted U.S. Average) | Nitrous Oxide (Co2 eq) | 44.7 | 0 | C
325180 | 1001666 | 2023 |  | GP-Diesel Engines | Distillate Fuel Oil No. 2 | Carbon Dioxide Biogenic | 0 | 0 | C
325180 | 1001666 | 2023 |  | GP-Diesel Engines | Distillate Fuel Oil No. 2 | Carbon Dioxide Non-Biogenic | 201.2 | 0 | C
325180 | 1001666 | 2023 |  | GP-Diesel Engines | Distillate Fuel Oil No. 2 | Carbon Dioxide Total | 201.2 | 0 | C
325180 | 1001666 | 2023 |  | GP-Diesel Engines | Distillate Fuel Oil No. 2 | Methane | 0.01 | 0 | C
325180 | 1001666 | 2023 |  | GP-Diesel Engines | Distillate Fuel Oil No. 2 | Methane (Co2 eq) | 0.2 | 0 | C
325180 | 1001666 | 2023 |  | GP-Diesel Engines | Distillate Fuel Oil No. 2 | Nitrous Oxide | 0.002 | 0 | C
325180 | 1001666 | 2023 |  | GP-Diesel Engines | Distillate Fuel Oil No. 2 | Nitrous Oxide (Co2 eq) | 0.5 | 0 | C
311221 | 1001675 | 2023 |  | GP-01 | Natural Gas (Weighted U.S. Average) | Carbon Dioxide Biogenic | 0 | 0 | C
311221 | 1001675 | 2023 |  | GP-01 | Natural Gas (Weighted U.S. Average) | Carbon Dioxide Non-Biogenic | 124292.4 | 0 | C
311221 | 1001675 | 2023 |  | GP-01 | Natural Gas (Weighted U.S. Average) | Carbon Dioxide Total | 124292.4 | 0 | C
311221 | 1001675 | 2023 |  | GP-01 | Natural Gas (Weighted U.S. Average) | Methane | 2.34 | 0 | C
311221 | 1001675 | 2023 |  | GP-01 | Natural Gas (Weighted U.S. Average) | Methane (Co2 eq) | 58.6 | 0 | C
311221 | 1001675 | 2023 |  | GP-01 | Natural Gas (Weighted U.S. Average) | Nitrous Oxide | 0.234 | 0 | C
311221 | 1001675 | 2023 |  | GP-01 | Natural Gas (Weighted U.S. Average) | Nitrous Oxide (Co2 eq) | 69.8 | 0 | C
311221 | 1001675 | 2023 |  | GP-01 | Other Biomass Gases | Carbon Dioxide Biogenic | 7136.9 | 0 | C
311221 | 1001675 | 2023 |  | GP-01 | Other Biomass Gases | Carbon Dioxide Non-Biogenic | 0 | 0 | C
311221 | 1001675 | 2023 |  | GP-01 | Other Biomass Gases | Carbon Dioxide Total | 7136.9 | 0 | C
311221 | 1001675 | 2023 |  | GP-01 | Other Biomass Gases | Methane | 0.44 | 0 | C
311221 | 1001675 | 2023 |  | GP-01 | Other Biomass Gases | Methane (Co2 eq) | 11 | 0 | C
311221 | 1001675 | 2023 |  | GP-01 | Other Biomass Gases | Nitrous Oxide | 0.086 | 0 | C
311221 | 1001675 | 2023 |  | GP-01 | Other Biomass Gases | Nitrous Oxide (Co2 eq) | 25.7 | 0 | C
325193 | 1001677 | 2023 |  | GP-NGCombustion | Natural Gas (Weighted U.S. Average) | Carbon Dioxide Biogenic | 0 | 0 | C
325193 | 1001677 | 2023 |  | GP-NGCombustion | Natural Gas (Weighted U.S. Average) | Carbon Dioxide Non-Biogenic | 73315.5 | 0 | C
325193 | 1001677 | 2023 |  | GP-NGCombustion | Natural Gas (Weighted U.S. Average) | Carbon Dioxide Total | 73315.5 | 0 | C
325193 | 1001677 | 2023 |  | GP-NGCombustion | Natural Gas (Weighted U.S. Average) | Methane | 1.38 | 0 | C
325193 | 1001677 | 2023 |  | GP-NGCombustion | Natural Gas (Weighted U.S. Average) | Methane (Co2 eq) | 34.5 | 0 | C
325193 | 1001677 | 2023 |  | GP-NGCombustion | Natural Gas (Weighted U.S. Average) | Nitrous Oxide | 0.138 | 0 | C
325193 | 1001677 | 2023 |  | GP-NGCombustion | Natural Gas (Weighted U.S. Average) | Nitrous Oxide (Co2 eq) | 41.2 | 0 | C
325193 | 1001678 | 2023 |  | GP-RTO/Dryers/Boilers | Natural Gas (Weighted U.S. Average) | Carbon Dioxide Biogenic | 0 | 0 | C
325193 | 1001678 | 2023 |  | GP-RTO/Dryers/Boilers | Natural Gas (Weighted U.S. Average) | Carbon Dioxide Non-Biogenic | 73207.4 | 0 | C
325193 | 1001678 | 2023 |  | GP-RTO/Dryers/Boilers | Natural Gas (Weighted U.S. Average) | Carbon Dioxide Total | 73207.4 | 0 | C
325193 | 1001678 | 2023 |  | GP-RTO/Dryers/Boilers | Natural Gas (Weighted U.S. Average) | Methane | 1.38 | 0 | C
325193 | 1001678 | 2023 |  | GP-RTO/Dryers/Boilers | Natural Gas (Weighted U.S. Average) | Methane (Co2 eq) | 34.5 | 0 | C
325193 | 1001678 | 2023 |  | GP-RTO/Dryers/Boilers | Natural Gas (Weighted U.S. Average) | Nitrous Oxide | 0.138 | 0 | C
325193 | 1001678 | 2023 |  | GP-RTO/Dryers/Boilers | Natural Gas (Weighted U.S. Average) | Nitrous Oxide (Co2 eq) | 41.1 | 0 | C
311611 | 1001680 | 2023 |  | GP-Steam Generating Boilers | Natural Gas (Weighted U.S. Average) | Carbon Dioxide Biogenic | 0 | 0 | C
311611 | 1001680 | 2023 |  | GP-Steam Generating Boilers | Natural Gas (Weighted U.S. Average) | Carbon Dioxide Non-Biogenic | 45871.2 | 0 | C
311611 | 1001680 | 2023 |  | GP-Steam Generating Boilers | Natural Gas (Weighted U.S. Average) | Carbon Dioxide Total | 45871.2 | 0 | C
311611 | 1001680 | 2023 |  | GP-Steam Generating Boilers | Natural Gas (Weighted U.S. Average) | Methane | 0.86 | 0 | C
311611 | 1001680 | 2023 |  | GP-Steam Generating Boilers | Natural Gas (Weighted U.S. Average) | Methane (Co2 eq) | 21.6 | 0 | C
311611 | 1001680 | 2023 |  | GP-Steam Generating Boilers | Natural Gas (Weighted U.S. Average) | Nitrous Oxide | 0.086 | 0 | C
311611 | 1001680 | 2023 |  | GP-Steam Generating Boilers | Natural Gas (Weighted U.S. Average) | Nitrous Oxide (Co2 eq) | 25.8 | 0 | C
311611 | 1001680 | 2023 |  | GP-Steam Generating Boilers | Other Biomass Gases | Carbon Dioxide Biogenic | 5330 | 171594908 | C
311611 | 1001680 | 2023 |  | GP-Steam Generating Boilers | Other Biomass Gases | Carbon Dioxide Non-Biogenic | 0 | 171594908 | C
311611 | 1001680 | 2023 |  | GP-Steam Generating Boilers | Other Biomass Gases | Carbon Dioxide Total | 5330 | 171594908 | C
311611 | 1001680 | 2023 |  | GP-Steam Generating Boilers | Other Biomass Gases | Methane | 0.33 | 171594908 | C
311611 | 1001680 | 2023 |  | GP-Steam Generating Boilers | Other Biomass Gases | Methane (Co2 eq) | 8.2 | 171594908 | C
311611 | 1001680 | 2023 |  | GP-Steam Generating Boilers | Other Biomass Gases | Nitrous Oxide | 0.064 | 171594908 | C
311611 | 1001680 | 2023 |  | GP-Steam Generating Boilers | Other Biomass Gases | Nitrous Oxide (Co2 eq) | 19.2 | 171594908 | C
311611 | 1001703 | 2023 |  | GP-Gas Fired Equipment | Natural Gas (Weighted U.S. Average) | Carbon Dioxide Biogenic | 0 | 0 | C
311611 | 1001703 | 2023 |  | GP-Gas Fired Equipment | Natural Gas (Weighted U.S. Average) | Carbon Dioxide Non-Biogenic | 22152.8 | 0 | C
311611 | 1001703 | 2023 |  | GP-Gas Fired Equipment | Natural Gas (Weighted U.S. Average) | Carbon Dioxide Total | 22152.8 | 0 | C
311611 | 1001703 | 2023 |  | GP-Gas Fired Equipment | Natural Gas (Weighted U.S. Average) | Methane | 0.42 | 0 | C
311611 | 1001703 | 2023 |  | GP-Gas Fired Equipment | Natural Gas (Weighted U.S. Average) | Methane (Co2 eq) | 10.4 | 0 | C
311611 | 1001703 | 2023 |  | GP-Gas Fired Equipment | Natural Gas (Weighted U.S. Average) | Nitrous Oxide | 0.042 | 0 | C
311611 | 1001703 | 2023 |  | GP-Gas Fired Equipment | Natural Gas (Weighted U.S. Average) | Nitrous Oxide (Co2 eq) | 12.4 | 0 | C
325180 | 1001704 | 2023 |  | GP-OxyChemWichitaPlantwideNatGasUsers | Natural Gas (Weighted U.S. Average) | Carbon Dioxide Biogenic | 0 | 0 | C
325180 | 1001704 | 2023 |  | GP-OxyChemWichitaPlantwideNatGasUsers | Natural Gas (Weighted U.S. Average) | Carbon Dioxide Non-Biogenic | 106568 | 0 | C
325180 | 1001704 | 2023 |  | GP-OxyChemWichitaPlantwideNatGasUsers | Natural Gas (Weighted U.S. Average) | Carbon Dioxide Total | 106568 | 0 | C
325180 | 1001704 | 2023 |  | GP-OxyChemWichitaPlantwideNatGasUsers | Natural Gas (Weighted U.S. Average) | Methane | 2.01 | 0 | C
325180 | 1001704 | 2023 |  | GP-OxyChemWichitaPlantwideNatGasUsers | Natural Gas (Weighted U.S. Average) | Methane (Co2 eq) | 50.2 | 0 | C
325180 | 1001704 | 2023 |  | GP-OxyChemWichitaPlantwideNatGasUsers | Natural Gas (Weighted U.S. Average) | Nitrous Oxide | 0.201 | 0 | C
325180 | 1001704 | 2023 |  | GP-OxyChemWichitaPlantwideNatGasUsers | Natural Gas (Weighted U.S. Average) | Nitrous Oxide (Co2 eq) | 59.9 | 0 | C
325180 | 1001704 | 2023 | SCCT (CT (Turbine, simple cycle combustion)) | OxyChemWichitaPlantSStarCogen | Natural Gas (Weighted U.S. Average) | Carbon Dioxide Biogenic | 0 | 0 | C
325180 | 1001704 | 2023 | SCCT (CT (Turbine, simple cycle combustion)) | OxyChemWichitaPlantSStarCogen | Natural Gas (Weighted U.S. Average) | Carbon Dioxide Non-Biogenic | 0 | 0 | C
325180 | 1001704 | 2023 | SCCT (CT (Turbine, simple cycle combustion)) | OxyChemWichitaPlantSStarCogen | Natural Gas (Weighted U.S. Average) | Carbon Dioxide Total | 0 | 0 | C
325180 | 1001704 | 2023 | SCCT (CT (Turbine, simple cycle combustion)) | OxyChemWichitaPlantSStarCogen | Natural Gas (Weighted U.S. Average) | Methane | 0 | 0 | C
325180 | 1001704 | 2023 | SCCT (CT (Turbine, simple cycle combustion)) | OxyChemWichitaPlantSStarCogen | Natural Gas (Weighted U.S. Average) | Methane (Co2 eq) | 0 | 0 | C
325180 | 1001704 | 2023 | SCCT (CT (Turbine, simple cycle combustion)) | OxyChemWichitaPlantSStarCogen | Natural Gas (Weighted U.S. Average) | Nitrous Oxide | 0 | 0 | C
325180 | 1001704 | 2023 | SCCT (CT (Turbine, simple cycle combustion)) | OxyChemWichitaPlantSStarCogen | Natural Gas (Weighted U.S. Average) | Nitrous Oxide (Co2 eq) | 0 | 0 | C
325199 | 1001705 | 2023 | CCCT (CC (Turbine, combined cycle)) | Cogen CTG#1 & HRSGU#1 | Natural Gas (Weighted U.S. Average) | Carbon Dioxide Biogenic | 0 | 0 | C
325199 | 1001705 | 2023 | CCCT (CC (Turbine, combined cycle)) | Cogen CTG#1 & HRSGU#1 | Natural Gas (Weighted U.S. Average) | Carbon Dioxide Non-Biogenic | 691561.5 | 0 | C
325199 | 1001705 | 2023 | CCCT (CC (Turbine, combined cycle)) | Cogen CTG#1 & HRSGU#1 | Natural Gas (Weighted U.S. Average) | Carbon Dioxide Total | 691561.5 | 0 | C
325199 | 1001705 | 2023 | CCCT (CC (Turbine, combined cycle)) | Cogen CTG#1 & HRSGU#1 | Natural Gas (Weighted U.S. Average) | Methane | 13.03 | 0 | C
325199 | 1001705 | 2023 | CCCT (CC (Turbine, combined cycle)) | Cogen CTG#1 & HRSGU#1 | Natural Gas (Weighted U.S. Average) | Methane (Co2 eq) | 325.8 | 0 | C
325199 | 1001705 | 2023 | CCCT (CC (Turbine, combined cycle)) | Cogen CTG#1 & HRSGU#1 | Natural Gas (Weighted U.S. Average) | Nitrous Oxide | 1.303 | 0 | C
325199 | 1001705 | 2023 | CCCT (CC (Turbine, combined cycle)) | Cogen CTG#1 & HRSGU#1 | Natural Gas (Weighted U.S. Average) | Nitrous Oxide (Co2 eq) | 388.4 | 0 | C
325199 | 1001705 | 2023 | CCCT (CC (Turbine, combined cycle)) | Cogen CTG#2 & HRSGU#2 | Natural Gas (Weighted U.S. Average) | Carbon Dioxide Biogenic | 0 | 0 | C
325199 | 1001705 | 2023 | CCCT (CC (Turbine, combined cycle)) | Cogen CTG#2 & HRSGU#2 | Natural Gas (Weighted U.S. Average) | Carbon Dioxide Non-Biogenic | 618384.1 | 0 | C
325199 | 1001705 | 2023 | CCCT (CC (Turbine, combined cycle)) | Cogen CTG#2 & HRSGU#2 | Natural Gas (Weighted U.S. Average) | Carbon Dioxide Total | 618384.1 | 0 | C
325199 | 1001705 | 2023 | CCCT (CC (Turbine, combined cycle)) | Cogen CTG#2 & HRSGU#2 | Natural Gas (Weighted U.S. Average) | Methane | 11.65 | 0 | C
325199 | 1001705 | 2023 | CCCT (CC (Turbine, combined cycle)) | Cogen CTG#2 & HRSGU#2 | Natural Gas (Weighted U.S. Average) | Methane (Co2 eq) | 291.4 | 0 | C
325199 | 1001705 | 2023 | CCCT (CC (Turbine, combined cycle)) | Cogen CTG#2 & HRSGU#2 | Natural Gas (Weighted U.S. Average) | Nitrous Oxide | 1.165 | 0 | C
325199 | 1001705 | 2023 | CCCT (CC (Turbine, combined cycle)) | Cogen CTG#2 & HRSGU#2 | Natural Gas (Weighted U.S. Average) | Nitrous Oxide (Co2 eq) | 347.3 | 0 | C
325199 | 1001705 | 2023 | Process/stationary combustion units share common stack | F-4110 |  | Carbon Dioxide | 42623 |  | X
325199 | 1001705 | 2023 | Process/stationary combustion units share common stack | F-4110 |  | Methane | 5.33 |  | X
325199 | 1001705 | 2023 | Process/stationary combustion units share common stack | F-4110 |  | Nitrous Oxide | 1.07 |  | X
325199 | 1001705 | 2023 | Process/stationary combustion units share common stack | F-4120 |  | Carbon Dioxide | 43894 |  | X
325199 | 1001705 | 2023 | Process/stationary combustion units share common stack | F-4120 |  | Methane | 4.92 |  | X
325199 | 1001705 | 2023 | Process/stationary combustion units share common stack | F-4120 |  | Nitrous Oxide | 0.98 |  | X
325199 | 1001705 | 2023 | Process/stationary combustion units share common stack | F-4130 |  | Carbon Dioxide | 43805 |  | X
325199 | 1001705 | 2023 | Process/stationary combustion units share common stack | F-4130 |  | Methane | 5.33 |  | X
325199 | 1001705 | 2023 | Process/stationary combustion units share common stack | F-4130 |  | Nitrous Oxide | 1.07 |  | X
325199 | 1001705 | 2023 | Process/stationary combustion units share common stack | F-4140 |  | Carbon Dioxide | 41015 |  | X
325199 | 1001705 | 2023 | Process/stationary combustion units share common stack | F-4140 |  | Methane | 4.78 |  | X
325199 | 1001705 | 2023 | Process/stationary combustion units share common stack | F-4140 |  | Nitrous Oxide | 0.96 |  | X
325199 | 1001705 | 2023 | Process/stationary combustion units share common stack | F-4150 |  | Carbon Dioxide | 44757 |  | X
325199 | 1001705 | 2023 | Process/stationary combustion units share common stack | F-4150 |  | Methane | 5.25 |  | X
325199 | 1001705 | 2023 | Process/stationary combustion units share common stack | F-4150 |  | Nitrous Oxide | 1.05 |  | X
325199 | 1001705 | 2023 |  | GP-VCM Combustion Sources | Natural Gas (Weighted U.S. Average) | Carbon Dioxide Biogenic | 0 | 0 | C
325199 | 1001705 | 2023 |  | GP-VCM Combustion Sources | Natural Gas (Weighted U.S. Average) | Carbon Dioxide Non-Biogenic | 160663.9 | 0 | C
325199 | 1001705 | 2023 |  | GP-VCM Combustion Sources | Natural Gas (Weighted U.S. Average) | Carbon Dioxide Total | 160663.9 | 0 | C
325199 | 1001705 | 2023 |  | GP-VCM Combustion Sources | Natural Gas (Weighted U.S. Average) | Methane | 3.03 | 0 | C
325199 | 1001705 | 2023 |  | GP-VCM Combustion Sources | Natural Gas (Weighted U.S. Average) | Methane (Co2 eq) | 75.7 | 0 | C
325199 | 1001705 | 2023 |  | GP-VCM Combustion Sources | Natural Gas (Weighted U.S. Average) | Nitrous Oxide | 0.303 | 0 | C
325199 | 1001705 | 2023 |  | GP-VCM Combustion Sources | Natural Gas (Weighted U.S. Average) | Nitrous Oxide (Co2 eq) | 90.2 | 0 | C
325199 | 1001705 | 2023 | Process/stationary combustion units share common stack | V-4550 |  | Carbon Dioxide | 29510 |  | X
325199 | 1001705 | 2023 | Process/stationary combustion units share common stack | V-4550 |  | Methane | 0.98 |  | X
325199 | 1001705 | 2023 | Process/stationary combustion units share common stack | V-4550 |  | Nitrous Oxide | 0.2 |  | X
325199 | 1001705 | 2023 | Process/stationary combustion units share common stack | V-4570 |  | Carbon Dioxide | 33076 |  | X
325199 | 1001705 | 2023 | Process/stationary combustion units share common stack | V-4570 |  | Methane | 1.16 |  | X
325199 | 1001705 | 2023 | Process/stationary combustion units share common stack | V-4570 |  | Nitrous Oxide | 0.23 |  | X
325199 | 1001705 | 2023 | Flare | V-4590 |  | Carbon Dioxide | 8374.1 |  | X
325199 | 1001705 | 2023 | Flare | V-4590 |  | Methane | 7.7 |  | X
325199 | 1001705 | 2023 | Flare | V-4590 |  | Nitrous Oxide | 0.084 |  | X
325199 | 1001705 | 2023 | Petrochemical process unit | VCM Plant |  | Carbon Dioxide | 42004 |  | X
325199 | 1001706 | 2023 | RICE (Reciprocating internal combustion engine) | Blast Yard Compressor Engine | Distillate Fuel Oil No. 2 | Carbon Dioxide Biogenic | 0 | 6058 | C
325199 | 1001706 | 2023 | RICE (Reciprocating internal combustion engine) | Blast Yard Compressor Engine | Distillate Fuel Oil No. 2 | Carbon Dioxide Non-Biogenic | 61.8 | 6058 | C
325199 | 1001706 | 2023 | RICE (Reciprocating internal combustion engine) | Blast Yard Compressor Engine | Distillate Fuel Oil No. 2 | Carbon Dioxide Total | 61.8 | 6058 | C
325199 | 1001706 | 2023 | RICE (Reciprocating internal combustion engine) | Blast Yard Compressor Engine | Distillate Fuel Oil No. 2 | Methane | 0 | 6058 | C
325199 | 1001706 | 2023 | RICE (Reciprocating internal combustion engine) | Blast Yard Compressor Engine | Distillate Fuel Oil No. 2 | Methane (Co2 eq) | 0.1 | 6058 | C
325199 | 1001706 | 2023 | RICE (Reciprocating internal combustion engine) | Blast Yard Compressor Engine | Distillate Fuel Oil No. 2 | Nitrous Oxide | 0.001 | 6058 | C
325199 | 1001706 | 2023 | RICE (Reciprocating internal combustion engine) | Blast Yard Compressor Engine | Distillate Fuel Oil No. 2 | Nitrous Oxide (Co2 eq) | 0.1 | 6058 | C
325199 | 1001706 | 2023 | RICE (Reciprocating internal combustion engine) | Brine Filter Press Engine | Distillate Fuel Oil No. 2 | Carbon Dioxide Biogenic | 0 | 13082 | C
325199 | 1001706 | 2023 | RICE (Reciprocating internal combustion engine) | Brine Filter Press Engine | Distillate Fuel Oil No. 2 | Carbon Dioxide Non-Biogenic | 133.5 | 13082 | C
325199 | 1001706 | 2023 | RICE (Reciprocating internal combustion engine) | Brine Filter Press Engine | Distillate Fuel Oil No. 2 | Carbon Dioxide Total | 133.5 | 13082 | C
325199 | 1001706 | 2023 | RICE (Reciprocating internal combustion engine) | Brine Filter Press Engine | Distillate Fuel Oil No. 2 | Methane | 0.01 | 13082 | C
325199 | 1001706 | 2023 | RICE (Reciprocating internal combustion engine) | Brine Filter Press Engine | Distillate Fuel Oil No. 2 | Methane (Co2 eq) | 0.1 | 13082 | C
325199 | 1001706 | 2023 | RICE (Reciprocating internal combustion engine) | Brine Filter Press Engine | Distillate Fuel Oil No. 2 | Nitrous Oxide | 0.001 | 13082 | C
325199 | 1001706 | 2023 | RICE (Reciprocating internal combustion engine) | Brine Filter Press Engine | Distillate Fuel Oil No. 2 | Nitrous Oxide (Co2 eq) | 0.3 | 13082 | C
325199 | 1001706 | 2023 | Petrochemical process unit | EDC Manufacturing |  | Carbon Dioxide | 27553.9 |  | X
325199 | 1001706 | 2023 |  | GP-Aggregation of Units1 | Natural Gas (Weighted U.S. Average) | Carbon Dioxide Biogenic | 0 | 0 | C
325199 | 1001706 | 2023 |  | GP-Aggregation of Units1 | Natural Gas (Weighted U.S. Average) | Carbon Dioxide Non-Biogenic | 121022.8 | 0 | C
325199 | 1001706 | 2023 |  | GP-Aggregation of Units1 | Natural Gas (Weighted U.S. Average) | Carbon Dioxide Total | 121022.8 | 0 | C
325199 | 1001706 | 2023 |  | GP-Aggregation of Units1 | Natural Gas (Weighted U.S. Average) | Methane | 2.28 | 0 | C
325199 | 1001706 | 2023 |  | GP-Aggregation of Units1 | Natural Gas (Weighted U.S. Average) | Methane (Co2 eq) | 57.1 | 0 | C
325199 | 1001706 | 2023 |  | GP-Aggregation of Units1 | Natural Gas (Weighted U.S. Average) | Nitrous Oxide | 0.228 | 0 | C
325199 | 1001706 | 2023 |  | GP-Aggregation of Units1 | Natural Gas (Weighted U.S. Average) | Nitrous Oxide (Co2 eq) | 68 | 0 | C
325199 | 1001706 | 2023 | RICE (Reciprocating internal combustion engine) | ST-56 Engine | Distillate Fuel Oil No. 2 | Carbon Dioxide Biogenic | 0 | 3301 | C
325199 | 1001706 | 2023 | RICE (Reciprocating internal combustion engine) | ST-56 Engine | Distillate Fuel Oil No. 2 | Carbon Dioxide Non-Biogenic | 33.7 | 3301 | C
325199 | 1001706 | 2023 | RICE (Reciprocating internal combustion engine) | ST-56 Engine | Distillate Fuel Oil No. 2 | Carbon Dioxide Total | 33.7 | 3301 | C
325199 | 1001706 | 2023 | RICE (Reciprocating internal combustion engine) | ST-56 Engine | Distillate Fuel Oil No. 2 | Methane | 0 | 3301 | C
325199 | 1001706 | 2023 | RICE (Reciprocating internal combustion engine) | ST-56 Engine | Distillate Fuel Oil No. 2 | Methane (Co2 eq) | 0 | 3301 | C
325199 | 1001706 | 2023 | RICE (Reciprocating internal combustion engine) | ST-56 Engine | Distillate Fuel Oil No. 2 | Nitrous Oxide | 0 | 3301 | C
325199 | 1001706 | 2023 | RICE (Reciprocating internal combustion engine) | ST-56 Engine | Distillate Fuel Oil No. 2 | Nitrous Oxide (Co2 eq) | 0.1 | 3301 | C
325180 | 1001708 | 2023 |  | GP-CaCl2 | Natural Gas (Weighted U.S. Average) | Carbon Dioxide Biogenic | 0 | 0 | C
325180 | 1001708 | 2023 |  | GP-CaCl2 | Natural Gas (Weighted U.S. Average) | Carbon Dioxide Non-Biogenic | 45362.1 | 0 | C
325180 | 1001708 | 2023 |  | GP-CaCl2 | Natural Gas (Weighted U.S. Average) | Carbon Dioxide Total | 45362.1 | 0 | C
325180 | 1001708 | 2023 |  | GP-CaCl2 | Natural Gas (Weighted U.S. Average) | Methane | 0.85 | 0 | C
325180 | 1001708 | 2023 |  | GP-CaCl2 | Natural Gas (Weighted U.S. Average) | Methane (Co2 eq) | 21.4 | 0 | C
325180 | 1001708 | 2023 |  | GP-CaCl2 | Natural Gas (Weighted U.S. Average) | Nitrous Oxide | 0.085 | 0 | C
325180 | 1001708 | 2023 |  | GP-CaCl2 | Natural Gas (Weighted U.S. Average) | Nitrous Oxide (Co2 eq) | 25.5 | 0 | C
325180 | 1001709 | 2023 | O (Oven) | CDF Oven No. 1 | Natural Gas (Weighted U.S. Average) | Carbon Dioxide Biogenic | 0 | 0 | C
325180 | 1001709 | 2023 | O (Oven) | CDF Oven No. 1 | Natural Gas (Weighted U.S. Average) | Carbon Dioxide Non-Biogenic | 26.6 | 0 | C
325180 | 1001709 | 2023 | O (Oven) | CDF Oven No. 1 | Natural Gas (Weighted U.S. Average) | Carbon Dioxide Total | 26.6 | 0 | C
325180 | 1001709 | 2023 | O (Oven) | CDF Oven No. 1 | Natural Gas (Weighted U.S. Average) | Methane | 0 | 0 | C
325180 | 1001709 | 2023 | O (Oven) | CDF Oven No. 1 | Natural Gas (Weighted U.S. Average) | Methane (Co2 eq) | 0 | 0 | C
325180 | 1001709 | 2023 | O (Oven) | CDF Oven No. 1 | Natural Gas (Weighted U.S. Average) | Nitrous Oxide | 0 | 0 | C
325180 | 1001709 | 2023 | O (Oven) | CDF Oven No. 1 | Natural Gas (Weighted U.S. Average) | Nitrous Oxide (Co2 eq) | 0 | 0 | C
325180 | 1001709 | 2023 | O (Oven) | CDF Oven No. 2 | Natural Gas (Weighted U.S. Average) | Carbon Dioxide Biogenic | 0 | 0 | C
325180 | 1001709 | 2023 | O (Oven) | CDF Oven No. 2 | Natural Gas (Weighted U.S. Average) | Carbon Dioxide Non-Biogenic | 78.8 | 0 | C
325180 | 1001709 | 2023 | O (Oven) | CDF Oven No. 2 | Natural Gas (Weighted U.S. Average) | Carbon Dioxide Total | 78.8 | 0 | C
325180 | 1001709 | 2023 | O (Oven) | CDF Oven No. 2 | Natural Gas (Weighted U.S. Average) | Methane | 0 | 0 | C
325180 | 1001709 | 2023 | O (Oven) | CDF Oven No. 2 | Natural Gas (Weighted U.S. Average) | Methane (Co2 eq) | 0 | 0 | C
325180 | 1001709 | 2023 | O (Oven) | CDF Oven No. 2 | Natural Gas (Weighted U.S. Average) | Nitrous Oxide | 0 | 0 | C
325180 | 1001709 | 2023 | O (Oven) | CDF Oven No. 2 | Natural Gas (Weighted U.S. Average) | Nitrous Oxide (Co2 eq) | 0 | 0 | C
325180 | 1001709 | 2023 | O (Oven) | Diaphragm Baking Oven | Natural Gas (Weighted U.S. Average) | Carbon Dioxide Biogenic | 0 | 0 | C
325180 | 1001709 | 2023 | O (Oven) | Diaphragm Baking Oven | Natural Gas (Weighted U.S. Average) | Carbon Dioxide Non-Biogenic | 26 | 0 | C
325180 | 1001709 | 2023 | O (Oven) | Diaphragm Baking Oven | Natural Gas (Weighted U.S. Average) | Carbon Dioxide Total | 26 | 0 | C
325180 | 1001709 | 2023 | O (Oven) | Diaphragm Baking Oven | Natural Gas (Weighted U.S. Average) | Methane | 0 | 0 | C
325180 | 1001709 | 2023 | O (Oven) | Diaphragm Baking Oven | Natural Gas (Weighted U.S. Average) | Methane (Co2 eq) | 0 | 0 | C
325180 | 1001709 | 2023 | O (Oven) | Diaphragm Baking Oven | Natural Gas (Weighted U.S. Average) | Nitrous Oxide | 0 | 0 | C
325180 | 1001709 | 2023 | O (Oven) | Diaphragm Baking Oven | Natural Gas (Weighted U.S. Average) | Nitrous Oxide (Co2 eq) | 0 | 0 | C
325180 | 1001709 | 2023 | RICE (Reciprocating internal combustion engine) | Diesel Storm Water Pump | Distillate Fuel Oil No. 2 | Carbon Dioxide Biogenic | 0 | 0 | C
325180 | 1001709 | 2023 | RICE (Reciprocating internal combustion engine) | Diesel Storm Water Pump | Distillate Fuel Oil No. 2 | Carbon Dioxide Non-Biogenic | 4 | 0 | C
325180 | 1001709 | 2023 | RICE (Reciprocating internal combustion engine) | Diesel Storm Water Pump | Distillate Fuel Oil No. 2 | Carbon Dioxide Total | 4 | 0 | C
325180 | 1001709 | 2023 | RICE (Reciprocating internal combustion engine) | Diesel Storm Water Pump | Distillate Fuel Oil No. 2 | Methane | 0 | 0 | C
325180 | 1001709 | 2023 | RICE (Reciprocating internal combustion engine) | Diesel Storm Water Pump | Distillate Fuel Oil No. 2 | Methane (Co2 eq) | 0 | 0 | C
325180 | 1001709 | 2023 | RICE (Reciprocating internal combustion engine) | Diesel Storm Water Pump | Distillate Fuel Oil No. 2 | Nitrous Oxide | 0 | 0 | C
325180 | 1001709 | 2023 | RICE (Reciprocating internal combustion engine) | Diesel Storm Water Pump | Distillate Fuel Oil No. 2 | Nitrous Oxide (Co2 eq) | 0 | 0 | C
325211 | 1001710 | 2023 |  | GP-AGG | Natural Gas (Weighted U.S. Average) | Carbon Dioxide Biogenic | 0 | 2123407755.0809 | C
325211 | 1001710 | 2023 |  | GP-AGG | Natural Gas (Weighted U.S. Average) | Carbon Dioxide Non-Biogenic | 115004.6 | 2123407755.0809 | C
325211 | 1001710 | 2023 |  | GP-AGG | Natural Gas (Weighted U.S. Average) | Carbon Dioxide Total | 115004.6 | 2123407755.0809 | C
325211 | 1001710 | 2023 |  | GP-AGG | Natural Gas (Weighted U.S. Average) | Methane | 2.17 | 2123407755.0809 | C
325211 | 1001710 | 2023 |  | GP-AGG | Natural Gas (Weighted U.S. Average) | Methane (Co2 eq) | 54.2 | 2123407755.0809 | C
325211 | 1001710 | 2023 |  | GP-AGG | Natural Gas (Weighted U.S. Average) | Nitrous Oxide | 0.217 | 2123407755.0809 | C
325211 | 1001710 | 2023 |  | GP-AGG | Natural Gas (Weighted U.S. Average) | Nitrous Oxide (Co2 eq) | 64.6 | 2123407755.0809 | C
325199 | 1001711 | 2023 | Petrochemical process unit | DPVCMProcess |  | Carbon Dioxide | 16120.5 |  | X
325199 | 1001711 | 2023 |  | GP-DPVCMFurnacesIncinerators | Natural Gas (Weighted U.S. Average) | Carbon Dioxide Biogenic | 0 | 0 | C
325199 | 1001711 | 2023 |  | GP-DPVCMFurnacesIncinerators | Natural Gas (Weighted U.S. Average) | Carbon Dioxide Non-Biogenic | 63780.4 | 0 | C
325199 | 1001711 | 2023 |  | GP-DPVCMFurnacesIncinerators | Natural Gas (Weighted U.S. Average) | Carbon Dioxide Total | 63780.4 | 0 | C
325199 | 1001711 | 2023 |  | GP-DPVCMFurnacesIncinerators | Natural Gas (Weighted U.S. Average) | Methane | 1.2 | 0 | C
325199 | 1001711 | 2023 |  | GP-DPVCMFurnacesIncinerators | Natural Gas (Weighted U.S. Average) | Methane (Co2 eq) | 30.1 | 0 | C
325199 | 1001711 | 2023 |  | GP-DPVCMFurnacesIncinerators | Natural Gas (Weighted U.S. Average) | Nitrous Oxide | 0.12 | 0 | C
325199 | 1001711 | 2023 |  | GP-DPVCMFurnacesIncinerators | Natural Gas (Weighted U.S. Average) | Nitrous Oxide (Co2 eq) | 35.8 | 0 | C
325211 | 1001712 | 2023 |  | GP-BOILERS DRYERS VAPORIZER CAT OXID | Natural Gas (Weighted U.S. Average) | Carbon Dioxide Biogenic | 0 | 0 | C
325211 | 1001712 | 2023 |  | GP-BOILERS DRYERS VAPORIZER CAT OXID | Natural Gas (Weighted U.S. Average) | Carbon Dioxide Non-Biogenic | 42616.2 | 0 | C
325211 | 1001712 | 2023 |  | GP-BOILERS DRYERS VAPORIZER CAT OXID | Natural Gas (Weighted U.S. Average) | Carbon Dioxide Total | 42616.2 | 0 | C
325211 | 1001712 | 2023 |  | GP-BOILERS DRYERS VAPORIZER CAT OXID | Natural Gas (Weighted U.S. Average) | Methane | 0.8 | 0 | C
325211 | 1001712 | 2023 |  | GP-BOILERS DRYERS VAPORIZER CAT OXID | Natural Gas (Weighted U.S. Average) | Methane (Co2 eq) | 20.1 | 0 | C
325211 | 1001712 | 2023 |  | GP-BOILERS DRYERS VAPORIZER CAT OXID | Natural Gas (Weighted U.S. Average) | Nitrous Oxide | 0.08 | 0 | C
325211 | 1001712 | 2023 |  | GP-BOILERS DRYERS VAPORIZER CAT OXID | Natural Gas (Weighted U.S. Average) | Nitrous Oxide (Co2 eq) | 23.9 | 0 | C
325180 | 1001713 | 2023 | CCCT (CC (Turbine, combined cycle)) | BGU-026 | Natural Gas (Weighted U.S. Average) | Carbon Dioxide Biogenic | 0 | 6391006222.14 | C
325180 | 1001713 | 2023 | CCCT (CC (Turbine, combined cycle)) | BGU-026 | Natural Gas (Weighted U.S. Average) | Carbon Dioxide Non-Biogenic | 348262.7 | 6391006222.14 | C
325180 | 1001713 | 2023 | CCCT (CC (Turbine, combined cycle)) | BGU-026 | Natural Gas (Weighted U.S. Average) | Carbon Dioxide Total | 348262.7 | 6391006222.14 | C
325180 | 1001713 | 2023 | CCCT (CC (Turbine, combined cycle)) | BGU-026 | Natural Gas (Weighted U.S. Average) | Methane | 6.56 | 6391006222.14 | C
325180 | 1001713 | 2023 | CCCT (CC (Turbine, combined cycle)) | BGU-026 | Natural Gas (Weighted U.S. Average) | Methane (Co2 eq) | 164.1 | 6391006222.14 | C
325180 | 1001713 | 2023 | CCCT (CC (Turbine, combined cycle)) | BGU-026 | Natural Gas (Weighted U.S. Average) | Nitrous Oxide | 0.656 | 6391006222.14 | C
325180 | 1001713 | 2023 | CCCT (CC (Turbine, combined cycle)) | BGU-026 | Natural Gas (Weighted U.S. Average) | Nitrous Oxide (Co2 eq) | 195.6 | 6391006222.14 | C
325180 | 1001713 | 2023 | CCCT (CC (Turbine, combined cycle)) | BGU-029 | Natural Gas (Weighted U.S. Average) | Carbon Dioxide Biogenic | 0 | 6990600999.1 | C
325180 | 1001713 | 2023 | CCCT (CC (Turbine, combined cycle)) | BGU-029 | Natural Gas (Weighted U.S. Average) | Carbon Dioxide Non-Biogenic | 380936.2 | 6990600999.1 | C
325180 | 1001713 | 2023 | CCCT (CC (Turbine, combined cycle)) | BGU-029 | Natural Gas (Weighted U.S. Average) | Carbon Dioxide Total | 380936.2 | 6990600999.1 | C
325180 | 1001713 | 2023 | CCCT (CC (Turbine, combined cycle)) | BGU-029 | Natural Gas (Weighted U.S. Average) | Methane | 7.18 | 6990600999.1 | C
325180 | 1001713 | 2023 | CCCT (CC (Turbine, combined cycle)) | BGU-029 | Natural Gas (Weighted U.S. Average) | Methane (Co2 eq) | 179.5 | 6990600999.1 | C
325180 | 1001713 | 2023 | CCCT (CC (Turbine, combined cycle)) | BGU-029 | Natural Gas (Weighted U.S. Average) | Nitrous Oxide | 0.718 | 6990600999.1 | C
325180 | 1001713 | 2023 | CCCT (CC (Turbine, combined cycle)) | BGU-029 | Natural Gas (Weighted U.S. Average) | Nitrous Oxide (Co2 eq) | 213.9 | 6990600999.1 | C
325180 | 1001713 | 2023 | CCCT (CC (Turbine, combined cycle)) | BGU-030 | Natural Gas (Weighted U.S. Average) | Carbon Dioxide Biogenic | 0 | 4199511271.24 | C
325180 | 1001713 | 2023 | CCCT (CC (Turbine, combined cycle)) | BGU-030 | Natural Gas (Weighted U.S. Average) | Carbon Dioxide Non-Biogenic | 228842.4 | 4199511271.24 | C
325180 | 1001713 | 2023 | CCCT (CC (Turbine, combined cycle)) | BGU-030 | Natural Gas (Weighted U.S. Average) | Carbon Dioxide Total | 228842.4 | 4199511271.24 | C
325180 | 1001713 | 2023 | CCCT (CC (Turbine, combined cycle)) | BGU-030 | Natural Gas (Weighted U.S. Average) | Methane | 4.31 | 4199511271.24 | C
325180 | 1001713 | 2023 | CCCT (CC (Turbine, combined cycle)) | BGU-030 | Natural Gas (Weighted U.S. Average) | Methane (Co2 eq) | 107.8 | 4199511271.24 | C
325180 | 1001713 | 2023 | CCCT (CC (Turbine, combined cycle)) | BGU-030 | Natural Gas (Weighted U.S. Average) | Nitrous Oxide | 0.431 | 4199511271.24 | C
325180 | 1001713 | 2023 | CCCT (CC (Turbine, combined cycle)) | BGU-030 | Natural Gas (Weighted U.S. Average) | Nitrous Oxide (Co2 eq) | 128.5 | 4199511271.24 | C
325180 | 1001713 | 2023 | Petrochemical process unit | EDC Manufacturing |  | Carbon Dioxide | 61724.4 |  | X
325180 | 1001713 | 2023 |  | GP-LaPorte VCM | Natural Gas (Weighted U.S. Average) | Carbon Dioxide Biogenic | 0 | 3907983430.8 | C
325180 | 1001713 | 2023 |  | GP-LaPorte VCM | Natural Gas (Weighted U.S. Average) | Carbon Dioxide Non-Biogenic | 210319 | 3907983430.8 | C
325180 | 1001713 | 2023 |  | GP-LaPorte VCM | Natural Gas (Weighted U.S. Average) | Carbon Dioxide Total | 210319 | 3907983430.8 | C
325180 | 1001713 | 2023 |  | GP-LaPorte VCM | Natural Gas (Weighted U.S. Average) | Methane | 3.96 | 3907983430.8 | C
325180 | 1001713 | 2023 |  | GP-LaPorte VCM | Natural Gas (Weighted U.S. Average) | Methane (Co2 eq) | 99.1 | 3907983430.8 | C
325180 | 1001713 | 2023 |  | GP-LaPorte VCM | Natural Gas (Weighted U.S. Average) | Nitrous Oxide | 0.396 | 3907983430.8 | C
325180 | 1001713 | 2023 |  | GP-LaPorte VCM | Natural Gas (Weighted U.S. Average) | Nitrous Oxide (Co2 eq) | 118.1 | 3907983430.8 | C
325110 | 1001715 | 2023 |  | CP-1 | Natural Gas (Weighted U.S. Average) | Carbon Dioxide Biogenic | 0 | 0 | C
325110 | 1001715 | 2023 |  | CP-1 | Natural Gas (Weighted U.S. Average) | Carbon Dioxide Non-Biogenic | 100236.8 | 0 | C
325110 | 1001715 | 2023 |  | CP-1 | Natural Gas (Weighted U.S. Average) | Carbon Dioxide Total | 100236.8 | 0 | C
325110 | 1001715 | 2023 |  | CP-1 | Natural Gas (Weighted U.S. Average) | Methane | 1.89 | 0 | C
325110 | 1001715 | 2023 |  | CP-1 | Natural Gas (Weighted U.S. Average) | Methane (Co2 eq) | 47.2 | 0 | C
325110 | 1001715 | 2023 |  | CP-1 | Natural Gas (Weighted U.S. Average) | Nitrous Oxide | 0.189 | 0 | C
325110 | 1001715 | 2023 |  | CP-1 | Natural Gas (Weighted U.S. Average) | Nitrous Oxide (Co2 eq) | 56.3 | 0 | C
325211 | 1001720 | 2023 | PRH (Process Heater) | Circleville C3 Usage | Propane | Carbon Dioxide Biogenic | 0 | 0 | C
325211 | 1001720 | 2023 | PRH (Process Heater) | Circleville C3 Usage | Propane | Carbon Dioxide Non-Biogenic | 214.2 | 0 | C
325211 | 1001720 | 2023 | PRH (Process Heater) | Circleville C3 Usage | Propane | Carbon Dioxide Total | 214.2 | 0 | C
325211 | 1001720 | 2023 | PRH (Process Heater) | Circleville C3 Usage | Propane | Methane | 0.01 | 0 | C
325211 | 1001720 | 2023 | PRH (Process Heater) | Circleville C3 Usage | Propane | Methane (Co2 eq) | 0.3 | 0 | C
325211 | 1001720 | 2023 | PRH (Process Heater) | Circleville C3 Usage | Propane | Nitrous Oxide | 0.002 | 0 | C
325211 | 1001720 | 2023 | PRH (Process Heater) | Circleville C3 Usage | Propane | Nitrous Oxide (Co2 eq) | 0.6 | 0 | C
325211 | 1001720 | 2023 |  | GP-Circleville Natural Gas | Natural Gas (Weighted U.S. Average) | Carbon Dioxide Biogenic | 0 | 0 | C
325211 | 1001720 | 2023 |  | GP-Circleville Natural Gas | Natural Gas (Weighted U.S. Average) | Carbon Dioxide Non-Biogenic | 40808.5 | 0 | C
325211 | 1001720 | 2023 |  | GP-Circleville Natural Gas | Natural Gas (Weighted U.S. Average) | Carbon Dioxide Total | 40808.5 | 0 | C
325211 | 1001720 | 2023 |  | GP-Circleville Natural Gas | Natural Gas (Weighted U.S. Average) | Methane | 0.77 | 0 | C
325211 | 1001720 | 2023 |  | GP-Circleville Natural Gas | Natural Gas (Weighted U.S. Average) | Methane (Co2 eq) | 19.2 | 0 | C
325211 | 1001720 | 2023 |  | GP-Circleville Natural Gas | Natural Gas (Weighted U.S. Average) | Nitrous Oxide | 0.077 | 0 | C
325211 | 1001720 | 2023 |  | GP-Circleville Natural Gas | Natural Gas (Weighted U.S. Average) | Nitrous Oxide (Co2 eq) | 22.9 | 0 | C
325193 | 1001723 | 2023 |  | CP-001 | Natural Gas (Weighted U.S. Average) | Carbon Dioxide Biogenic | 0 | 0 | C
325193 | 1001723 | 2023 |  | CP-001 | Natural Gas (Weighted U.S. Average) | Carbon Dioxide Non-Biogenic | 68180.1 | 0 | C
325193 | 1001723 | 2023 |  | CP-001 | Natural Gas (Weighted U.S. Average) | Carbon Dioxide Total | 68180.1 | 0 | C
325193 | 1001723 | 2023 |  | CP-001 | Natural Gas (Weighted U.S. Average) | Methane | 1.28 | 0 | C
325193 | 1001723 | 2023 |  | CP-001 | Natural Gas (Weighted U.S. Average) | Methane (Co2 eq) | 32.1 | 0 | C
325193 | 1001723 | 2023 |  | CP-001 | Natural Gas (Weighted U.S. Average) | Nitrous Oxide | 0.128 | 0 | C
325193 | 1001723 | 2023 |  | CP-001 | Natural Gas (Weighted U.S. Average) | Nitrous Oxide (Co2 eq) | 38.3 | 0 | C
312140 | 1001726 | 2023 |  | GP-1 | Natural Gas (Weighted U.S. Average) | Carbon Dioxide Biogenic | 0 | 0 | C
312140 | 1001726 | 2023 |  | GP-1 | Natural Gas (Weighted U.S. Average) | Carbon Dioxide Non-Biogenic | 23240.2 | 0 | C
312140 | 1001726 | 2023 |  | GP-1 | Natural Gas (Weighted U.S. Average) | Carbon Dioxide Total | 23240.2 | 0 | C
312140 | 1001726 | 2023 |  | GP-1 | Natural Gas (Weighted U.S. Average) | Methane | 0.44 | 0 | C
312140 | 1001726 | 2023 |  | GP-1 | Natural Gas (Weighted U.S. Average) | Methane (Co2 eq) | 10.9 | 0 | C
312140 | 1001726 | 2023 |  | GP-1 | Natural Gas (Weighted U.S. Average) | Nitrous Oxide | 0.044 | 0 | C
312140 | 1001726 | 2023 |  | GP-1 | Natural Gas (Weighted U.S. Average) | Nitrous Oxide (Co2 eq) | 13.1 | 0 | C
322120 | 1001733 | 2023 |  | GP-1 | Natural Gas (Weighted U.S. Average) | Carbon Dioxide Biogenic | 0 | 0 | C
322120 | 1001733 | 2023 |  | GP-1 | Natural Gas (Weighted U.S. Average) | Carbon Dioxide Non-Biogenic | 0 | 0 | C
322120 | 1001733 | 2023 |  | GP-1 | Natural Gas (Weighted U.S. Average) | Carbon Dioxide Total | 0 | 0 | C
322120 | 1001733 | 2023 |  | GP-1 | Natural Gas (Weighted U.S. Average) | Methane | 0 | 0 | C
322120 | 1001733 | 2023 |  | GP-1 | Natural Gas (Weighted U.S. Average) | Methane (Co2 eq) | 0 | 0 | C
322120 | 1001733 | 2023 |  | GP-1 | Natural Gas (Weighted U.S. Average) | Nitrous Oxide | 0 | 0 | C
322120 | 1001733 | 2023 |  | GP-1 | Natural Gas (Weighted U.S. Average) | Nitrous Oxide (Co2 eq) | 0 | 0 | C
322120 | 1001733 | 2023 | S (Stoker Boiler) | Hogged Fuel Boiler 2 (1002-09-09) | Natural Gas (Weighted U.S. Average) | Carbon Dioxide Biogenic | 0 | 0 | C
322120 | 1001733 | 2023 | S (Stoker Boiler) | Hogged Fuel Boiler 2 (1002-09-09) | Natural Gas (Weighted U.S. Average) | Carbon Dioxide Non-Biogenic | 59829.9 | 0 | C
322120 | 1001733 | 2023 | S (Stoker Boiler) | Hogged Fuel Boiler 2 (1002-09-09) | Natural Gas (Weighted U.S. Average) | Carbon Dioxide Total | 59829.9 | 0 | C
322120 | 1001733 | 2023 | S (Stoker Boiler) | Hogged Fuel Boiler 2 (1002-09-09) | Natural Gas (Weighted U.S. Average) | Methane | 1.13 | 0 | C
322120 | 1001733 | 2023 | S (Stoker Boiler) | Hogged Fuel Boiler 2 (1002-09-09) | Natural Gas (Weighted U.S. Average) | Methane (Co2 eq) | 28.2 | 0 | C
322120 | 1001733 | 2023 | S (Stoker Boiler) | Hogged Fuel Boiler 2 (1002-09-09) | Natural Gas (Weighted U.S. Average) | Nitrous Oxide | 0.113 | 0 | C
322120 | 1001733 | 2023 | S (Stoker Boiler) | Hogged Fuel Boiler 2 (1002-09-09) | Natural Gas (Weighted U.S. Average) | Nitrous Oxide (Co2 eq) | 33.6 | 0 | C
322120 | 1001733 | 2023 | S (Stoker Boiler) | Hogged Fuel Boiler 2 (1002-09-09) | Solid Byproducts | Carbon Dioxide Biogenic | 0 | 0 | C
322120 | 1001733 | 2023 | S (Stoker Boiler) | Hogged Fuel Boiler 2 (1002-09-09) | Solid Byproducts | Carbon Dioxide Non-Biogenic | 0 | 0 | C
322120 | 1001733 | 2023 | S (Stoker Boiler) | Hogged Fuel Boiler 2 (1002-09-09) | Solid Byproducts | Carbon Dioxide Total | 0 | 0 | C
322120 | 1001733 | 2023 | S (Stoker Boiler) | Hogged Fuel Boiler 2 (1002-09-09) | Solid Byproducts | Methane | 0 | 0 | C
322120 | 1001733 | 2023 | S (Stoker Boiler) | Hogged Fuel Boiler 2 (1002-09-09) | Solid Byproducts | Methane (Co2 eq) | 0 | 0 | C
322120 | 1001733 | 2023 | S (Stoker Boiler) | Hogged Fuel Boiler 2 (1002-09-09) | Solid Byproducts | Nitrous Oxide | 0 | 0 | C
322120 | 1001733 | 2023 | S (Stoker Boiler) | Hogged Fuel Boiler 2 (1002-09-09) | Solid Byproducts | Nitrous Oxide (Co2 eq) | 0 | 0 | C
322120 | 1001733 | 2023 | S (Stoker Boiler) | Hogged Fuel Boiler 2 (1002-09-09) | Wood and Wood Residuals (dry basis) | Carbon Dioxide Biogenic | 602903.8 | 0 | C
322120 | 1001733 | 2023 | S (Stoker Boiler) | Hogged Fuel Boiler 2 (1002-09-09) | Wood and Wood Residuals (dry basis) | Carbon Dioxide Non-Biogenic | 0 | 0 | C
322120 | 1001733 | 2023 | S (Stoker Boiler) | Hogged Fuel Boiler 2 (1002-09-09) | Wood and Wood Residuals (dry basis) | Carbon Dioxide Total | 602903.8 | 0 | C
322120 | 1001733 | 2023 | S (Stoker Boiler) | Hogged Fuel Boiler 2 (1002-09-09) | Wood and Wood Residuals (dry basis) | Methane | 46.28 | 0 | C
322120 | 1001733 | 2023 | S (Stoker Boiler) | Hogged Fuel Boiler 2 (1002-09-09) | Wood and Wood Residuals (dry basis) | Methane (Co2 eq) | 1156.9 | 0 | C
322120 | 1001733 | 2023 | S (Stoker Boiler) | Hogged Fuel Boiler 2 (1002-09-09) | Wood and Wood Residuals (dry basis) | Nitrous Oxide | 23.139 | 0 | C
322120 | 1001733 | 2023 | S (Stoker Boiler) | Hogged Fuel Boiler 2 (1002-09-09) | Wood and Wood Residuals (dry basis) | Nitrous Oxide (Co2 eq) | 6895.5 | 0 | C
322120 | 1001733 | 2023 | Pulp Mill Lime Kiln | LK (1224-06-06) |  | Carbon Dioxide Biogenic (Spent Liquor) | 0 |  | AA
322120 | 1001733 | 2023 | Pulp Mill Lime Kiln | LK (1224-06-06) |  | Carbon Dioxide Non-Biogenic | 25010.9 |  | AA
322120 | 1001733 | 2023 | Pulp Mill Lime Kiln | LK (1224-06-06) |  | Methane | 1.27 |  | AA
322120 | 1001733 | 2023 | Pulp Mill Lime Kiln | LK (1224-06-06) |  | Methane Spent Liquor | 0 |  | AA
322120 | 1001733 | 2023 | Pulp Mill Lime Kiln | LK (1224-06-06) |  | Nitrous Oxide | 0 |  | AA
322120 | 1001733 | 2023 | Pulp Mill Lime Kiln | LK (1224-06-06) |  | Nitrous Oxide Spent Liquor | 0 |  | AA
322120 | 1001733 | 2023 | OB (Boiler, other) | PB (1014-03-03) | Natural Gas (Weighted U.S. Average) | Carbon Dioxide Biogenic | 0 | 0 | C
322120 | 1001733 | 2023 | OB (Boiler, other) | PB (1014-03-03) | Natural Gas (Weighted U.S. Average) | Carbon Dioxide Non-Biogenic | 0 | 0 | C
322120 | 1001733 | 2023 | OB (Boiler, other) | PB (1014-03-03) | Natural Gas (Weighted U.S. Average) | Carbon Dioxide Total | 0 | 0 | C
322120 | 1001733 | 2023 | OB (Boiler, other) | PB (1014-03-03) | Natural Gas (Weighted U.S. Average) | Methane | 0 | 0 | C
322120 | 1001733 | 2023 | OB (Boiler, other) | PB (1014-03-03) | Natural Gas (Weighted U.S. Average) | Methane (Co2 eq) | 0 | 0 | C
322120 | 1001733 | 2023 | OB (Boiler, other) | PB (1014-03-03) | Natural Gas (Weighted U.S. Average) | Nitrous Oxide | 0 | 0 | C
322120 | 1001733 | 2023 | OB (Boiler, other) | PB (1014-03-03) | Natural Gas (Weighted U.S. Average) | Nitrous Oxide (Co2 eq) | 0 | 0 | C
322120 | 1001733 | 2023 | Chemical Recovery Furnace | RB3 (NA-41-41) |  | Carbon Dioxide Biogenic (Spent Liquor) | 566080.2 |  | AA | [9 empty] | 17 | 2008 | Andritz | 6 |  | 1 | D | 1850 | 1500 | 925
322120 | 1001733 | 2023 | Chemical Recovery Furnace | RB3 (NA-41-41) |  | Carbon Dioxide Non-Biogenic | 47579.3 |  | AA | [9 empty] | 17 | 2008 | Andritz | 6 |  | 1 | D | 1850 | 1500 | 925
322120 | 1001733 | 2023 | Chemical Recovery Furnace | RB3 (NA-41-41) |  | Methane | 0.9 |  | AA | [9 empty] | 17 | 2008 | Andritz | 6 |  | 1 | D | 1850 | 1500 | 925
322120 | 1001733 | 2023 | Chemical Recovery Furnace | RB3 (NA-41-41) |  | Methane Spent Liquor | 11.39 |  | AA | [9 empty] | 17 | 2008 | Andritz | 6 |  | 1 | D | 1850 | 1500 | 925
322120 | 1001733 | 2023 | Chemical Recovery Furnace | RB3 (NA-41-41) |  | Nitrous Oxide | 0.09 |  | AA | [9 empty] | 17 | 2008 | Andritz | 6 |  | 1 | D | 1850 | 1500 | 925
322120 | 1001733 | 2023 | Chemical Recovery Furnace | RB3 (NA-41-41) |  | Nitrous Oxide Spent Liquor | 2.519 |  | AA | [9 empty] | 17 | 2008 | Andritz | 6 |  | 1 | D | 1850 | 1500 | 925
311513 | 1001735 | 2023 | OB (Boiler, other) | Combustion Sources | Natural Gas (Weighted U.S. Average) | Carbon Dioxide Biogenic | 0 | 0 | C
311513 | 1001735 | 2023 | OB (Boiler, other) | Combustion Sources | Natural Gas (Weighted U.S. Average) | Carbon Dioxide Non-Biogenic | 71810.4 | 0 | C
311513 | 1001735 | 2023 | OB (Boiler, other) | Combustion Sources | Natural Gas (Weighted U.S. Average) | Carbon Dioxide Total | 71810.4 | 0 | C
311513 | 1001735 | 2023 | OB (Boiler, other) | Combustion Sources | Natural Gas (Weighted U.S. Average) | Methane | 1.35 | 0 | C
311513 | 1001735 | 2023 | OB (Boiler, other) | Combustion Sources | Natural Gas (Weighted U.S. Average) | Methane (Co2 eq) | 33.8 | 0 | C
311513 | 1001735 | 2023 | OB (Boiler, other) | Combustion Sources | Natural Gas (Weighted U.S. Average) | Nitrous Oxide | 0.135 | 0 | C
311513 | 1001735 | 2023 | OB (Boiler, other) | Combustion Sources | Natural Gas (Weighted U.S. Average) | Nitrous Oxide (Co2 eq) | 40.3 | 0 | C
311513 | 1001735 | 2023 | OB (Boiler, other) | Combustion Sources | Other Biomass Gases | Carbon Dioxide Biogenic | 4261.6 | 124953240 | C
311513 | 1001735 | 2023 | OB (Boiler, other) | Combustion Sources | Other Biomass Gases | Carbon Dioxide Non-Biogenic | 0 | 124953240 | C
311513 | 1001735 | 2023 | OB (Boiler, other) | Combustion Sources | Other Biomass Gases | Carbon Dioxide Total | 4261.6 | 124953240 | C
311513 | 1001735 | 2023 | OB (Boiler, other) | Combustion Sources | Other Biomass Gases | Methane | 0.26 | 124953240 | C
311513 | 1001735 | 2023 | OB (Boiler, other) | Combustion Sources | Other Biomass Gases | Methane (Co2 eq) | 6.5 | 124953240 | C
311513 | 1001735 | 2023 | OB (Boiler, other) | Combustion Sources | Other Biomass Gases | Nitrous Oxide | 0.052 | 124953240 | C
311513 | 1001735 | 2023 | OB (Boiler, other) | Combustion Sources | Other Biomass Gases | Nitrous Oxide (Co2 eq) | 15.4 | 124953240 | C
311313 | 1001739 | 2023 | OB (Boiler, other) | GP-Erie Union | Natural Gas (Weighted U.S. Average) | Carbon Dioxide Biogenic | 0 | 493671000 | C
311313 | 1001739 | 2023 | OB (Boiler, other) | GP-Erie Union | Natural Gas (Weighted U.S. Average) | Carbon Dioxide Non-Biogenic | 26772.1 | 493671000 | C
311313 | 1001739 | 2023 | OB (Boiler, other) | GP-Erie Union | Natural Gas (Weighted U.S. Average) | Carbon Dioxide Total | 26772.1 | 493671000 | C
311313 | 1001739 | 2023 | OB (Boiler, other) | GP-Erie Union | Natural Gas (Weighted U.S. Average) | Methane | 0.5 | 493671000 | C
311313 | 1001739 | 2023 | OB (Boiler, other) | GP-Erie Union | Natural Gas (Weighted U.S. Average) | Methane (Co2 eq) | 12.6 | 493671000 | C
311313 | 1001739 | 2023 | OB (Boiler, other) | GP-Erie Union | Natural Gas (Weighted U.S. Average) | Nitrous Oxide | 0.05 | 493671000 | C
311313 | 1001739 | 2023 | OB (Boiler, other) | GP-Erie Union | Natural Gas (Weighted U.S. Average) | Nitrous Oxide (Co2 eq) | 15 | 493671000 | C
311313 | 1001739 | 2023 |  | GP-Office Sp Heaters | Natural Gas (Weighted U.S. Average) | Carbon Dioxide Biogenic | 0 | 2210526.32 | C
311313 | 1001739 | 2023 |  | GP-Office Sp Heaters | Natural Gas (Weighted U.S. Average) | Carbon Dioxide Non-Biogenic | 120.3 | 2210526.32 | C
311313 | 1001739 | 2023 |  | GP-Office Sp Heaters | Natural Gas (Weighted U.S. Average) | Carbon Dioxide Total | 120.3 | 2210526.32 | C
311313 | 1001739 | 2023 |  | GP-Office Sp Heaters | Natural Gas (Weighted U.S. Average) | Methane | 0 | 2210526.32 | C
311313 | 1001739 | 2023 |  | GP-Office Sp Heaters | Natural Gas (Weighted U.S. Average) | Methane (Co2 eq) | 0.1 | 2210526.32 | C
311313 | 1001739 | 2023 |  | GP-Office Sp Heaters | Natural Gas (Weighted U.S. Average) | Nitrous Oxide | 0 | 2210526.32 | C
311313 | 1001739 | 2023 |  | GP-Office Sp Heaters | Natural Gas (Weighted U.S. Average) | Nitrous Oxide (Co2 eq) | 0.1 | 2210526.32 | C
311313 | 1001739 | 2023 |  | GP-Pulp Dryer | Natural Gas (Weighted U.S. Average) | Carbon Dioxide Biogenic | 0 | 117003000 | C
311313 | 1001739 | 2023 |  | GP-Pulp Dryer | Natural Gas (Weighted U.S. Average) | Carbon Dioxide Non-Biogenic | 6341 | 117003000 | C
311313 | 1001739 | 2023 |  | GP-Pulp Dryer | Natural Gas (Weighted U.S. Average) | Carbon Dioxide Total | 6341 | 117003000 | C
311313 | 1001739 | 2023 |  | GP-Pulp Dryer | Natural Gas (Weighted U.S. Average) | Methane | 0.12 | 117003000 | C
311313 | 1001739 | 2023 |  | GP-Pulp Dryer | Natural Gas (Weighted U.S. Average) | Methane (Co2 eq) | 3 | 117003000 | C
311313 | 1001739 | 2023 |  | GP-Pulp Dryer | Natural Gas (Weighted U.S. Average) | Nitrous Oxide | 0.012 | 117003000 | C
311313 | 1001739 | 2023 |  | GP-Pulp Dryer | Natural Gas (Weighted U.S. Average) | Nitrous Oxide (Co2 eq) | 3.6 | 117003000 | C
311313 | 1001739 | 2023 | K (Kiln) | Lime Kiln | Anthracite | Carbon Dioxide Biogenic | 0 | 1408.54 | C
311313 | 1001739 | 2023 | K (Kiln) | Lime Kiln | Anthracite | Carbon Dioxide Non-Biogenic | 3970.2 | 1408.54 | C
311313 | 1001739 | 2023 | K (Kiln) | Lime Kiln | Anthracite | Carbon Dioxide Total | 3970.2 | 1408.54 | C
311313 | 1001739 | 2023 | K (Kiln) | Lime Kiln | Anthracite | Methane | 0.42 | 1408.54 | C
311313 | 1001739 | 2023 | K (Kiln) | Lime Kiln | Anthracite | Methane (Co2 eq) | 10.5 | 1408.54 | C
311313 | 1001739 | 2023 | K (Kiln) | Lime Kiln | Anthracite | Nitrous Oxide | 0.061 | 1408.54 | C
311313 | 1001739 | 2023 | K (Kiln) | Lime Kiln | Anthracite | Nitrous Oxide (Co2 eq) | 18.3 | 1408.54 | C
325411 | 1001741 | 2023 | PD (Product or intermediate product dryer) | B209 Spray Drier | Liquefied petroleum gases (LPG) | Carbon Dioxide Biogenic | 0 | 0 | C
325411 | 1001741 | 2023 | PD (Product or intermediate product dryer) | B209 Spray Drier | Liquefied petroleum gases (LPG) | Carbon Dioxide Non-Biogenic | 371.3 | 0 | C
325411 | 1001741 | 2023 | PD (Product or intermediate product dryer) | B209 Spray Drier | Liquefied petroleum gases (LPG) | Carbon Dioxide Total | 371.3 | 0 | C
325411 | 1001741 | 2023 | PD (Product or intermediate product dryer) | B209 Spray Drier | Liquefied petroleum gases (LPG) | Methane | 0.02 | 0 | C
325411 | 1001741 | 2023 | PD (Product or intermediate product dryer) | B209 Spray Drier | Liquefied petroleum gases (LPG) | Methane (Co2 eq) | 0.5 | 0 | C
325411 | 1001741 | 2023 | PD (Product or intermediate product dryer) | B209 Spray Drier | Liquefied petroleum gases (LPG) | Nitrous Oxide | 0.004 | 0 | C
325411 | 1001741 | 2023 | PD (Product or intermediate product dryer) | B209 Spray Drier | Liquefied petroleum gases (LPG) | Nitrous Oxide (Co2 eq) | 1.1 | 0 | C
325411 | 1001741 | 2023 | CCCT (CC (Turbine, combined cycle)) | Cogen and HRSG | Natural Gas (Weighted U.S. Average) | Carbon Dioxide Biogenic | 0 | 0 | C
325411 | 1001741 | 2023 | CCCT (CC (Turbine, combined cycle)) | Cogen and HRSG | Natural Gas (Weighted U.S. Average) | Carbon Dioxide Non-Biogenic | 24259.3 | 0 | C
325411 | 1001741 | 2023 | CCCT (CC (Turbine, combined cycle)) | Cogen and HRSG | Natural Gas (Weighted U.S. Average) | Carbon Dioxide Total | 24259.3 | 0 | C
325411 | 1001741 | 2023 | CCCT (CC (Turbine, combined cycle)) | Cogen and HRSG | Natural Gas (Weighted U.S. Average) | Methane | 0.46 | 0 | C
325411 | 1001741 | 2023 | CCCT (CC (Turbine, combined cycle)) | Cogen and HRSG | Natural Gas (Weighted U.S. Average) | Methane (Co2 eq) | 11.4 | 0 | C
325411 | 1001741 | 2023 | CCCT (CC (Turbine, combined cycle)) | Cogen and HRSG | Natural Gas (Weighted U.S. Average) | Nitrous Oxide | 0.046 | 0 | C
325411 | 1001741 | 2023 | CCCT (CC (Turbine, combined cycle)) | Cogen and HRSG | Natural Gas (Weighted U.S. Average) | Nitrous Oxide (Co2 eq) | 13.6 | 0 | C
325411 | 1001741 | 2023 |  | GP-Utility Boilers | Natural Gas (Weighted U.S. Average) | Carbon Dioxide Biogenic | 0 | 0 | C
325411 | 1001741 | 2023 |  | GP-Utility Boilers | Natural Gas (Weighted U.S. Average) | Carbon Dioxide Non-Biogenic | 16042.7 | 0 | C
325411 | 1001741 | 2023 |  | GP-Utility Boilers | Natural Gas (Weighted U.S. Average) | Carbon Dioxide Total | 16042.7 | 0 | C
325411 | 1001741 | 2023 |  | GP-Utility Boilers | Natural Gas (Weighted U.S. Average) | Methane | 0.3 | 0 | C
325411 | 1001741 | 2023 |  | GP-Utility Boilers | Natural Gas (Weighted U.S. Average) | Methane (Co2 eq) | 7.6 | 0 | C
325411 | 1001741 | 2023 |  | GP-Utility Boilers | Natural Gas (Weighted U.S. Average) | Nitrous Oxide | 0.03 | 0 | C
325411 | 1001741 | 2023 |  | GP-Utility Boilers | Natural Gas (Weighted U.S. Average) | Nitrous Oxide (Co2 eq) | 9 | 0 | C
325211 | 1001748 | 2023 |  | GP-01 | Distillate Fuel Oil No. 2 | Carbon Dioxide Biogenic | 0 | 0 | C
325211 | 1001748 | 2023 |  | GP-01 | Distillate Fuel Oil No. 2 | Carbon Dioxide Non-Biogenic | 85.4 | 0 | C
325211 | 1001748 | 2023 |  | GP-01 | Distillate Fuel Oil No. 2 | Carbon Dioxide Total | 85.4 | 0 | C
325211 | 1001748 | 2023 |  | GP-01 | Distillate Fuel Oil No. 2 | Methane | 0 | 0 | C
325211 | 1001748 | 2023 |  | GP-01 | Distillate Fuel Oil No. 2 | Methane (Co2 eq) | 0.1 | 0 | C
325211 | 1001748 | 2023 |  | GP-01 | Distillate Fuel Oil No. 2 | Nitrous Oxide | 0.001 | 0 | C
325211 | 1001748 | 2023 |  | GP-01 | Distillate Fuel Oil No. 2 | Nitrous Oxide (Co2 eq) | 0.2 | 0 | C
325211 | 1001748 | 2023 |  | GP-01 | Natural Gas (Weighted U.S. Average) | Carbon Dioxide Biogenic | 0 | 0 | C
325211 | 1001748 | 2023 |  | GP-01 | Natural Gas (Weighted U.S. Average) | Carbon Dioxide Non-Biogenic | 51428.3 | 0 | C
325211 | 1001748 | 2023 |  | GP-01 | Natural Gas (Weighted U.S. Average) | Carbon Dioxide Total | 51428.3 | 0 | C
325211 | 1001748 | 2023 |  | GP-01 | Natural Gas (Weighted U.S. Average) | Methane | 0.97 | 0 | C
325211 | 1001748 | 2023 |  | GP-01 | Natural Gas (Weighted U.S. Average) | Methane (Co2 eq) | 24.2 | 0 | C
325211 | 1001748 | 2023 |  | GP-01 | Natural Gas (Weighted U.S. Average) | Nitrous Oxide | 0.097 | 0 | C
325211 | 1001748 | 2023 |  | GP-01 | Natural Gas (Weighted U.S. Average) | Nitrous Oxide (Co2 eq) | 28.9 | 0 | C
322120 | 1001762 | 2023 |  | CP-Boilers | Natural Gas (Weighted U.S. Average) | Carbon Dioxide Biogenic | 0 | 0 | C
322120 | 1001762 | 2023 |  | CP-Boilers | Natural Gas (Weighted U.S. Average) | Carbon Dioxide Non-Biogenic | 79175.6 | 0 | C
322120 | 1001762 | 2023 |  | CP-Boilers | Natural Gas (Weighted U.S. Average) | Carbon Dioxide Total | 79175.6 | 0 | C
322120 | 1001762 | 2023 |  | CP-Boilers | Natural Gas (Weighted U.S. Average) | Methane | 1.49 | 0 | C
322120 | 1001762 | 2023 |  | CP-Boilers | Natural Gas (Weighted U.S. Average) | Methane (Co2 eq) | 37.3 | 0 | C
322120 | 1001762 | 2023 |  | CP-Boilers | Natural Gas (Weighted U.S. Average) | Nitrous Oxide | 0.149 | 0 | C
322120 | 1001762 | 2023 |  | CP-Boilers | Natural Gas (Weighted U.S. Average) | Nitrous Oxide (Co2 eq) | 44.5 | 0 | C
322120 | 1001762 | 2023 |  | GP-MM | Natural Gas (Weighted U.S. Average) | Carbon Dioxide Biogenic | 0 | 0 | C
322120 | 1001762 | 2023 |  | GP-MM | Natural Gas (Weighted U.S. Average) | Carbon Dioxide Non-Biogenic | 4764.2 | 0 | C
322120 | 1001762 | 2023 |  | GP-MM | Natural Gas (Weighted U.S. Average) | Carbon Dioxide Total | 4764.2 | 0 | C
322120 | 1001762 | 2023 |  | GP-MM | Natural Gas (Weighted U.S. Average) | Methane | 0.09 | 0 | C
322120 | 1001762 | 2023 |  | GP-MM | Natural Gas (Weighted U.S. Average) | Methane (Co2 eq) | 2.2 | 0 | C
322120 | 1001762 | 2023 |  | GP-MM | Natural Gas (Weighted U.S. Average) | Nitrous Oxide | 0.009 | 0 | C
322120 | 1001762 | 2023 |  | GP-MM | Natural Gas (Weighted U.S. Average) | Nitrous Oxide (Co2 eq) | 2.7 | 0 | C
325412 | 1001771 | 2023 |  | GP- DPI NG | Natural Gas (Weighted U.S. Average) | Carbon Dioxide Biogenic | 0 | 519255996 | C
325412 | 1001771 | 2023 |  | GP- DPI NG | Natural Gas (Weighted U.S. Average) | Carbon Dioxide Non-Biogenic | 28268.1 | 519255996 | C
325412 | 1001771 | 2023 |  | GP- DPI NG | Natural Gas (Weighted U.S. Average) | Carbon Dioxide Total | 28268.1 | 519255996 | C
325412 | 1001771 | 2023 |  | GP- DPI NG | Natural Gas (Weighted U.S. Average) | Methane | 0.53 | 519255996 | C
325412 | 1001771 | 2023 |  | GP- DPI NG | Natural Gas (Weighted U.S. Average) | Methane (Co2 eq) | 13.3 | 519255996 | C
325412 | 1001771 | 2023 |  | GP- DPI NG | Natural Gas (Weighted U.S. Average) | Nitrous Oxide | 0.053 | 519255996 | C
325412 | 1001771 | 2023 |  | GP- DPI NG | Natural Gas (Weighted U.S. Average) | Nitrous Oxide (Co2 eq) | 15.9 | 519255996 | C
325412 | 1001771 | 2023 |  | GP- DPI NO. 2 FUEL | Distillate Fuel Oil No. 2 | Carbon Dioxide Biogenic | 0 | 9295 | C
325412 | 1001771 | 2023 |  | GP- DPI NO. 2 FUEL | Distillate Fuel Oil No. 2 | Carbon Dioxide Non-Biogenic | 94.9 | 9295 | C
325412 | 1001771 | 2023 |  | GP- DPI NO. 2 FUEL | Distillate Fuel Oil No. 2 | Carbon Dioxide Total | 94.9 | 9295 | C
325412 | 1001771 | 2023 |  | GP- DPI NO. 2 FUEL | Distillate Fuel Oil No. 2 | Methane | 0 | 9295 | C
325412 | 1001771 | 2023 |  | GP- DPI NO. 2 FUEL | Distillate Fuel Oil No. 2 | Methane (Co2 eq) | 0.1 | 9295 | C
325412 | 1001771 | 2023 |  | GP- DPI NO. 2 FUEL | Distillate Fuel Oil No. 2 | Nitrous Oxide | 0.001 | 9295 | C
325412 | 1001771 | 2023 |  | GP- DPI NO. 2 FUEL | Distillate Fuel Oil No. 2 | Nitrous Oxide (Co2 eq) | 0.2 | 9295 | C
311230 | 1001772 | 2023 |  | GP-Site Aggregation | Natural Gas (Weighted U.S. Average) | Carbon Dioxide Biogenic | 0 | 502835400 | C
311230 | 1001772 | 2023 |  | GP-Site Aggregation | Natural Gas (Weighted U.S. Average) | Carbon Dioxide Non-Biogenic | 27374.1 | 502835400 | C
311230 | 1001772 | 2023 |  | GP-Site Aggregation | Natural Gas (Weighted U.S. Average) | Carbon Dioxide Total | 27374.1 | 502835400 | C
311230 | 1001772 | 2023 |  | GP-Site Aggregation | Natural Gas (Weighted U.S. Average) | Methane | 0.52 | 502835400 | C
311230 | 1001772 | 2023 |  | GP-Site Aggregation | Natural Gas (Weighted U.S. Average) | Methane (Co2 eq) | 12.9 | 502835400 | C
311230 | 1001772 | 2023 |  | GP-Site Aggregation | Natural Gas (Weighted U.S. Average) | Nitrous Oxide | 0.052 | 502835400 | C
311230 | 1001772 | 2023 |  | GP-Site Aggregation | Natural Gas (Weighted U.S. Average) | Nitrous Oxide (Co2 eq) | 15.4 | 502835400 | C
325211 | 1001780 | 2023 |  | GP-1 | Distillate Fuel Oil No. 2 | Carbon Dioxide Biogenic | 0 | 0 | C
325211 | 1001780 | 2023 |  | GP-1 | Distillate Fuel Oil No. 2 | Carbon Dioxide Non-Biogenic | 0 | 0 | C
325211 | 1001780 | 2023 |  | GP-1 | Distillate Fuel Oil No. 2 | Carbon Dioxide Total | 0 | 0 | C
325211 | 1001780 | 2023 |  | GP-1 | Distillate Fuel Oil No. 2 | Methane | 0 | 0 | C
325211 | 1001780 | 2023 |  | GP-1 | Distillate Fuel Oil No. 2 | Methane (Co2 eq) | 0 | 0 | C
325211 | 1001780 | 2023 |  | GP-1 | Distillate Fuel Oil No. 2 | Nitrous Oxide | 0 | 0 | C
325211 | 1001780 | 2023 |  | GP-1 | Distillate Fuel Oil No. 2 | Nitrous Oxide (Co2 eq) | 0 | 0 | C
325211 | 1001780 | 2023 |  | GP-1 | Natural Gas (Weighted U.S. Average) | Carbon Dioxide Biogenic | 0 | 0 | C
325211 | 1001780 | 2023 |  | GP-1 | Natural Gas (Weighted U.S. Average) | Carbon Dioxide Non-Biogenic | 86601.5 | 0 | C
325211 | 1001780 | 2023 |  | GP-1 | Natural Gas (Weighted U.S. Average) | Carbon Dioxide Total | 86601.5 | 0 | C
325211 | 1001780 | 2023 |  | GP-1 | Natural Gas (Weighted U.S. Average) | Methane | 1.63 | 0 | C
325211 | 1001780 | 2023 |  | GP-1 | Natural Gas (Weighted U.S. Average) | Methane (Co2 eq) | 40.8 | 0 | C
325211 | 1001780 | 2023 |  | GP-1 | Natural Gas (Weighted U.S. Average) | Nitrous Oxide | 0.163 | 0 | C
325211 | 1001780 | 2023 |  | GP-1 | Natural Gas (Weighted U.S. Average) | Nitrous Oxide (Co2 eq) | 48.6 | 0 | C
325199 | 1001781 | 2023 |  | AOP-2 |  | Nitrous Oxide | 1256.9168 |  | V
325199 | 1001781 | 2023 | OB (Boiler, other) | Boiler 1 | Natural Gas (Weighted U.S. Average) | Carbon Dioxide Biogenic | 0 | 0 | C
325199 | 1001781 | 2023 | OB (Boiler, other) | Boiler 1 | Natural Gas (Weighted U.S. Average) | Carbon Dioxide Non-Biogenic | 40500.9 | 0 | C
325199 | 1001781 | 2023 | OB (Boiler, other) | Boiler 1 | Natural Gas (Weighted U.S. Average) | Carbon Dioxide Total | 40500.9 | 0 | C
325199 | 1001781 | 2023 | OB (Boiler, other) | Boiler 1 | Natural Gas (Weighted U.S. Average) | Methane | 0.76 | 0 | C
325199 | 1001781 | 2023 | OB (Boiler, other) | Boiler 1 | Natural Gas (Weighted U.S. Average) | Methane (Co2 eq) | 19.1 | 0 | C
325199 | 1001781 | 2023 | OB (Boiler, other) | Boiler 1 | Natural Gas (Weighted U.S. Average) | Nitrous Oxide | 0.076 | 0 | C
325199 | 1001781 | 2023 | OB (Boiler, other) | Boiler 1 | Natural Gas (Weighted U.S. Average) | Nitrous Oxide (Co2 eq) | 22.7 | 0 | C
325199 | 1001781 | 2023 | OB (Boiler, other) | Boiler 2 | Natural Gas (Weighted U.S. Average) | Carbon Dioxide Biogenic | 0 | 0 | C
325199 | 1001781 | 2023 | OB (Boiler, other) | Boiler 2 | Natural Gas (Weighted U.S. Average) | Carbon Dioxide Non-Biogenic | 77230.4 | 0 | C
325199 | 1001781 | 2023 | OB (Boiler, other) | Boiler 2 | Natural Gas (Weighted U.S. Average) | Carbon Dioxide Total | 77230.4 | 0 | C
325199 | 1001781 | 2023 | OB (Boiler, other) | Boiler 2 | Natural Gas (Weighted U.S. Average) | Methane | 1.46 | 0 | C
325199 | 1001781 | 2023 | OB (Boiler, other) | Boiler 2 | Natural Gas (Weighted U.S. Average) | Methane (Co2 eq) | 36.4 | 0 | C
325199 | 1001781 | 2023 | OB (Boiler, other) | Boiler 2 | Natural Gas (Weighted U.S. Average) | Nitrous Oxide | 0.146 | 0 | C
325199 | 1001781 | 2023 | OB (Boiler, other) | Boiler 2 | Natural Gas (Weighted U.S. Average) | Nitrous Oxide (Co2 eq) | 43.4 | 0 | C
325199 | 1001781 | 2023 | OB (Boiler, other) | Boiler 3 | Natural Gas (Weighted U.S. Average) | Carbon Dioxide Biogenic | 0 | 0 | C
325199 | 1001781 | 2023 | OB (Boiler, other) | Boiler 3 | Natural Gas (Weighted U.S. Average) | Carbon Dioxide Non-Biogenic | 71257.8 | 0 | C
325199 | 1001781 | 2023 | OB (Boiler, other) | Boiler 3 | Natural Gas (Weighted U.S. Average) | Carbon Dioxide Total | 71257.8 | 0 | C
325199 | 1001781 | 2023 | OB (Boiler, other) | Boiler 3 | Natural Gas (Weighted U.S. Average) | Methane | 1.34 | 0 | C
325199 | 1001781 | 2023 | OB (Boiler, other) | Boiler 3 | Natural Gas (Weighted U.S. Average) | Methane (Co2 eq) | 33.6 | 0 | C
325199 | 1001781 | 2023 | OB (Boiler, other) | Boiler 3 | Natural Gas (Weighted U.S. Average) | Nitrous Oxide | 0.134 | 0 | C
325199 | 1001781 | 2023 | OB (Boiler, other) | Boiler 3 | Natural Gas (Weighted U.S. Average) | Nitrous Oxide (Co2 eq) | 40 | 0 | C
325199 | 1001781 | 2023 | OB (Boiler, other) | Boiler 4 | Natural Gas (Weighted U.S. Average) | Carbon Dioxide Biogenic | 0 | 0 | C
325199 | 1001781 | 2023 | OB (Boiler, other) | Boiler 4 | Natural Gas (Weighted U.S. Average) | Carbon Dioxide Non-Biogenic | 100312.1 | 0 | C
325199 | 1001781 | 2023 | OB (Boiler, other) | Boiler 4 | Natural Gas (Weighted U.S. Average) | Carbon Dioxide Total | 100312.1 | 0 | C
325199 | 1001781 | 2023 | OB (Boiler, other) | Boiler 4 | Natural Gas (Weighted U.S. Average) | Methane | 1.89 | 0 | C
325199 | 1001781 | 2023 | OB (Boiler, other) | Boiler 4 | Natural Gas (Weighted U.S. Average) | Methane (Co2 eq) | 47.3 | 0 | C
325199 | 1001781 | 2023 | OB (Boiler, other) | Boiler 4 | Natural Gas (Weighted U.S. Average) | Nitrous Oxide | 0.189 | 0 | C
325199 | 1001781 | 2023 | OB (Boiler, other) | Boiler 4 | Natural Gas (Weighted U.S. Average) | Nitrous Oxide (Co2 eq) | 56.3 | 0 | C
325199 | 1001781 | 2023 | OB (Boiler, other) | Boiler 7 | Natural Gas (Weighted U.S. Average) | Carbon Dioxide Biogenic | 0 | 0 | C
325199 | 1001781 | 2023 | OB (Boiler, other) | Boiler 7 | Natural Gas (Weighted U.S. Average) | Carbon Dioxide Non-Biogenic | 58265.5 | 0 | C
325199 | 1001781 | 2023 | OB (Boiler, other) | Boiler 7 | Natural Gas (Weighted U.S. Average) | Carbon Dioxide Total | 58265.5 | 0 | C
325199 | 1001781 | 2023 | OB (Boiler, other) | Boiler 7 | Natural Gas (Weighted U.S. Average) | Methane | 1.1 | 0 | C
325199 | 1001781 | 2023 | OB (Boiler, other) | Boiler 7 | Natural Gas (Weighted U.S. Average) | Methane (Co2 eq) | 27.5 | 0 | C
325199 | 1001781 | 2023 | OB (Boiler, other) | Boiler 7 | Natural Gas (Weighted U.S. Average) | Nitrous Oxide | 0.11 | 0 | C
325199 | 1001781 | 2023 | OB (Boiler, other) | Boiler 7 | Natural Gas (Weighted U.S. Average) | Nitrous Oxide (Co2 eq) | 32.7 | 0 | C
325199 | 1001781 | 2023 | OB (Boiler, other) | Boiler 7 | Used Oil | Carbon Dioxide Biogenic | 0 | 0 | C
325199 | 1001781 | 2023 | OB (Boiler, other) | Boiler 7 | Used Oil | Carbon Dioxide Non-Biogenic | 6.7 | 0 | C
325199 | 1001781 | 2023 | OB (Boiler, other) | Boiler 7 | Used Oil | Carbon Dioxide Total | 6.7 | 0 | C
325199 | 1001781 | 2023 | OB (Boiler, other) | Boiler 7 | Used Oil | Methane | 0 | 0 | C
325199 | 1001781 | 2023 | OB (Boiler, other) | Boiler 7 | Used Oil | Methane (Co2 eq) | 0 | 0 | C
325199 | 1001781 | 2023 | OB (Boiler, other) | Boiler 7 | Used Oil | Nitrous Oxide | 0 | 0 | C
325199 | 1001781 | 2023 | OB (Boiler, other) | Boiler 7 | Used Oil | Nitrous Oxide (Co2 eq) | 0 | 0 | C
325199 | 1001781 | 2023 | OB (Boiler, other) | Boiler 8 | Natural Gas (Weighted U.S. Average) | Carbon Dioxide Biogenic | 0 | 0 | C
325199 | 1001781 | 2023 | OB (Boiler, other) | Boiler 8 | Natural Gas (Weighted U.S. Average) | Carbon Dioxide Non-Biogenic | 66549.1 | 0 | C
325199 | 1001781 | 2023 | OB (Boiler, other) | Boiler 8 | Natural Gas (Weighted U.S. Average) | Carbon Dioxide Total | 66549.1 | 0 | C
325199 | 1001781 | 2023 | OB (Boiler, other) | Boiler 8 | Natural Gas (Weighted U.S. Average) | Methane | 1.25 | 0 | C
325199 | 1001781 | 2023 | OB (Boiler, other) | Boiler 8 | Natural Gas (Weighted U.S. Average) | Methane (Co2 eq) | 31.4 | 0 | C
325199 | 1001781 | 2023 | OB (Boiler, other) | Boiler 8 | Natural Gas (Weighted U.S. Average) | Nitrous Oxide | 0.125 | 0 | C
325199 | 1001781 | 2023 | OB (Boiler, other) | Boiler 8 | Natural Gas (Weighted U.S. Average) | Nitrous Oxide (Co2 eq) | 37.4 | 0 | C
325199 | 1001781 | 2023 | OB (Boiler, other) | Boiler 8 | Used Oil | Carbon Dioxide Biogenic | 0 | 0 | C
325199 | 1001781 | 2023 | OB (Boiler, other) | Boiler 8 | Used Oil | Carbon Dioxide Non-Biogenic | 57 | 0 | C
325199 | 1001781 | 2023 | OB (Boiler, other) | Boiler 8 | Used Oil | Carbon Dioxide Total | 57 | 0 | C
325199 | 1001781 | 2023 | OB (Boiler, other) | Boiler 8 | Used Oil | Methane | 0 | 0 | C
325199 | 1001781 | 2023 | OB (Boiler, other) | Boiler 8 | Used Oil | Methane (Co2 eq) | 0.1 | 0 | C
325199 | 1001781 | 2023 | OB (Boiler, other) | Boiler 8 | Used Oil | Nitrous Oxide | 0 | 0 | C
325199 | 1001781 | 2023 | OB (Boiler, other) | Boiler 8 | Used Oil | Nitrous Oxide (Co2 eq) | 0.1 | 0 | C
325199 | 1001781 | 2023 | CCCT (CC (Turbine, combined cycle)) | Cogen | Natural Gas (Weighted U.S. Average) | Carbon Dioxide Biogenic | 0 | 0 | C
325199 | 1001781 | 2023 | CCCT (CC (Turbine, combined cycle)) | Cogen | Natural Gas (Weighted U.S. Average) | Carbon Dioxide Non-Biogenic | 265098.3 | 0 | C
325199 | 1001781 | 2023 | CCCT (CC (Turbine, combined cycle)) | Cogen | Natural Gas (Weighted U.S. Average) | Carbon Dioxide Total | 265098.3 | 0 | C
325199 | 1001781 | 2023 | CCCT (CC (Turbine, combined cycle)) | Cogen | Natural Gas (Weighted U.S. Average) | Methane | 5 | 0 | C
325199 | 1001781 | 2023 | CCCT (CC (Turbine, combined cycle)) | Cogen | Natural Gas (Weighted U.S. Average) | Methane (Co2 eq) | 124.9 | 0 | C
325199 | 1001781 | 2023 | CCCT (CC (Turbine, combined cycle)) | Cogen | Natural Gas (Weighted U.S. Average) | Nitrous Oxide | 0.5 | 0 | C
325199 | 1001781 | 2023 | CCCT (CC (Turbine, combined cycle)) | Cogen | Natural Gas (Weighted U.S. Average) | Nitrous Oxide (Co2 eq) | 148.9 | 0 | C
325199 | 1001781 | 2023 |  | GP-Bunsen Burner | Natural Gas (Weighted U.S. Average) | Carbon Dioxide Biogenic | 0 | 0 | C
325199 | 1001781 | 2023 |  | GP-Bunsen Burner | Natural Gas (Weighted U.S. Average) | Carbon Dioxide Non-Biogenic | 1.9 | 0 | C
325199 | 1001781 | 2023 |  | GP-Bunsen Burner | Natural Gas (Weighted U.S. Average) | Carbon Dioxide Total | 1.9 | 0 | C
325199 | 1001781 | 2023 |  | GP-Bunsen Burner | Natural Gas (Weighted U.S. Average) | Methane | 0 | 0 | C
325199 | 1001781 | 2023 |  | GP-Bunsen Burner | Natural Gas (Weighted U.S. Average) | Methane (Co2 eq) | 0 | 0 | C
325199 | 1001781 | 2023 |  | GP-Bunsen Burner | Natural Gas (Weighted U.S. Average) | Nitrous Oxide | 0 | 0 | C
325199 | 1001781 | 2023 |  | GP-Bunsen Burner | Natural Gas (Weighted U.S. Average) | Nitrous Oxide (Co2 eq) | 0 | 0 | C
325199 | 1001781 | 2023 |  | GP-Heater | Natural Gas (Weighted U.S. Average) | Carbon Dioxide Biogenic | 0 | 0 | C
325199 | 1001781 | 2023 |  | GP-Heater | Natural Gas (Weighted U.S. Average) | Carbon Dioxide Non-Biogenic | 2143.1 | 0 | C
325199 | 1001781 | 2023 |  | GP-Heater | Natural Gas (Weighted U.S. Average) | Carbon Dioxide Total | 2143.1 | 0 | C
325199 | 1001781 | 2023 |  | GP-Heater | Natural Gas (Weighted U.S. Average) | Methane | 0.04 | 0 | C
325199 | 1001781 | 2023 |  | GP-Heater | Natural Gas (Weighted U.S. Average) | Methane (Co2 eq) | 1 | 0 | C
325199 | 1001781 | 2023 |  | GP-Heater | Natural Gas (Weighted U.S. Average) | Nitrous Oxide | 0.004 | 0 | C
325199 | 1001781 | 2023 |  | GP-Heater | Natural Gas (Weighted U.S. Average) | Nitrous Oxide (Co2 eq) | 1.2 | 0 | C
325199 | 1001781 | 2023 |  | GP-Water Heater | Natural Gas (Weighted U.S. Average) | Carbon Dioxide Biogenic | 0 | 0 | C
325199 | 1001781 | 2023 |  | GP-Water Heater | Natural Gas (Weighted U.S. Average) | Carbon Dioxide Non-Biogenic | 366.5 | 0 | C
325199 | 1001781 | 2023 |  | GP-Water Heater | Natural Gas (Weighted U.S. Average) | Carbon Dioxide Total | 366.5 | 0 | C
325199 | 1001781 | 2023 |  | GP-Water Heater | Natural Gas (Weighted U.S. Average) | Methane | 0.01 | 0 | C
325199 | 1001781 | 2023 |  | GP-Water Heater | Natural Gas (Weighted U.S. Average) | Methane (Co2 eq) | 0.2 | 0 | C
325199 | 1001781 | 2023 |  | GP-Water Heater | Natural Gas (Weighted U.S. Average) | Nitrous Oxide | 0.001 | 0 | C
325199 | 1001781 | 2023 |  | GP-Water Heater | Natural Gas (Weighted U.S. Average) | Nitrous Oxide (Co2 eq) | 0.2 | 0 | C
325199 | 1001781 | 2023 | OB (Boiler, other) | Hot Water Boiler | Natural Gas (Weighted U.S. Average) | Carbon Dioxide Biogenic | 0 | 0 | C
325199 | 1001781 | 2023 | OB (Boiler, other) | Hot Water Boiler | Natural Gas (Weighted U.S. Average) | Carbon Dioxide Non-Biogenic | 239 | 0 | C
325199 | 1001781 | 2023 | OB (Boiler, other) | Hot Water Boiler | Natural Gas (Weighted U.S. Average) | Carbon Dioxide Total | 239 | 0 | C
325199 | 1001781 | 2023 | OB (Boiler, other) | Hot Water Boiler | Natural Gas (Weighted U.S. Average) | Methane | 0 | 0 | C
325199 | 1001781 | 2023 | OB (Boiler, other) | Hot Water Boiler | Natural Gas (Weighted U.S. Average) | Methane (Co2 eq) | 0.1 | 0 | C
325199 | 1001781 | 2023 | OB (Boiler, other) | Hot Water Boiler | Natural Gas (Weighted U.S. Average) | Nitrous Oxide | 0 | 0 | C
325199 | 1001781 | 2023 | OB (Boiler, other) | Hot Water Boiler | Natural Gas (Weighted U.S. Average) | Nitrous Oxide (Co2 eq) | 0.1 | 0 | C
325199 | 1001781 | 2023 | OCS (Other combustion source) | Hydrogen Reformer | Natural Gas (Weighted U.S. Average) | Carbon Dioxide Biogenic | 0 | 0 | C
325199 | 1001781 | 2023 | OCS (Other combustion source) | Hydrogen Reformer | Natural Gas (Weighted U.S. Average) | Carbon Dioxide Non-Biogenic | 41398 | 0 | C
325199 | 1001781 | 2023 | OCS (Other combustion source) | Hydrogen Reformer | Natural Gas (Weighted U.S. Average) | Carbon Dioxide Total | 41398 | 0 | C
325199 | 1001781 | 2023 | OCS (Other combustion source) | Hydrogen Reformer | Natural Gas (Weighted U.S. Average) | Methane | 0.78 | 0 | C
325199 | 1001781 | 2023 | OCS (Other combustion source) | Hydrogen Reformer | Natural Gas (Weighted U.S. Average) | Methane (Co2 eq) | 19.5 | 0 | C
325199 | 1001781 | 2023 | OCS (Other combustion source) | Hydrogen Reformer | Natural Gas (Weighted U.S. Average) | Nitrous Oxide | 0.078 | 0 | C
325199 | 1001781 | 2023 | OCS (Other combustion source) | Hydrogen Reformer | Natural Gas (Weighted U.S. Average) | Nitrous Oxide (Co2 eq) | 23.3 | 0 | C
311313 | 1001783 | 2023 |  | GP-CB Dryers (2) | Natural Gas (Weighted U.S. Average) | Carbon Dioxide Biogenic | 0 | 39873000 | C
311313 | 1001783 | 2023 |  | GP-CB Dryers (2) | Natural Gas (Weighted U.S. Average) | Carbon Dioxide Non-Biogenic | 2260.3 | 39873000 | C
311313 | 1001783 | 2023 |  | GP-CB Dryers (2) | Natural Gas (Weighted U.S. Average) | Carbon Dioxide Total | 2260.3 | 39873000 | C
311313 | 1001783 | 2023 |  | GP-CB Dryers (2) | Natural Gas (Weighted U.S. Average) | Methane | 0.04 | 39873000 | C
311313 | 1001783 | 2023 |  | GP-CB Dryers (2) | Natural Gas (Weighted U.S. Average) | Methane (Co2 eq) | 1.1 | 39873000 | C
311313 | 1001783 | 2023 |  | GP-CB Dryers (2) | Natural Gas (Weighted U.S. Average) | Nitrous Oxide | 0.004 | 39873000 | C
311313 | 1001783 | 2023 |  | GP-CB Dryers (2) | Natural Gas (Weighted U.S. Average) | Nitrous Oxide (Co2 eq) | 1.3 | 39873000 | C
311313 | 1001783 | 2023 |  | GP-Coal Boilers (3) | Subbituminous | Carbon Dioxide Biogenic | 0 | 56777.2 | C
311313 | 1001783 | 2023 |  | GP-Coal Boilers (3) | Subbituminous | Carbon Dioxide Non-Biogenic | 98258.2 | 56777.2 | C
311313 | 1001783 | 2023 |  | GP-Coal Boilers (3) | Subbituminous | Carbon Dioxide Total | 98258.2 | 56777.2 | C
311313 | 1001783 | 2023 |  | GP-Coal Boilers (3) | Subbituminous | Methane | 11.12 | 56777.2 | C
311313 | 1001783 | 2023 |  | GP-Coal Boilers (3) | Subbituminous | Methane (Co2 eq) | 278.1 | 56777.2 | C
311313 | 1001783 | 2023 |  | GP-Coal Boilers (3) | Subbituminous | Nitrous Oxide | 1.618 | 56777.2 | C
311313 | 1001783 | 2023 |  | GP-Coal Boilers (3) | Subbituminous | Nitrous Oxide (Co2 eq) | 482.1 | 56777.2 | C
311313 | 1001783 | 2023 |  | GP-Gas Boilers (2) | Natural Gas (Weighted U.S. Average) | Carbon Dioxide Biogenic | 0 | 117276000 | C
311313 | 1001783 | 2023 |  | GP-Gas Boilers (2) | Natural Gas (Weighted U.S. Average) | Carbon Dioxide Non-Biogenic | 6658.3 | 117276000 | C
311313 | 1001783 | 2023 |  | GP-Gas Boilers (2) | Natural Gas (Weighted U.S. Average) | Carbon Dioxide Total | 6658.3 | 117276000 | C
311313 | 1001783 | 2023 |  | GP-Gas Boilers (2) | Natural Gas (Weighted U.S. Average) | Methane | 0.13 | 117276000 | C
311313 | 1001783 | 2023 |  | GP-Gas Boilers (2) | Natural Gas (Weighted U.S. Average) | Methane (Co2 eq) | 3.1 | 117276000 | C
311313 | 1001783 | 2023 |  | GP-Gas Boilers (2) | Natural Gas (Weighted U.S. Average) | Nitrous Oxide | 0.013 | 117276000 | C
311313 | 1001783 | 2023 |  | GP-Gas Boilers (2) | Natural Gas (Weighted U.S. Average) | Nitrous Oxide (Co2 eq) | 3.7 | 117276000 | C
311313 | 1001783 | 2023 |  | GP-Office Misc. Space Heaters | Natural Gas (Weighted U.S. Average) | Carbon Dioxide Biogenic | 0 | 2268907 | C
311313 | 1001783 | 2023 |  | GP-Office Misc. Space Heaters | Natural Gas (Weighted U.S. Average) | Carbon Dioxide Non-Biogenic | 128.9 | 2268907 | C
311313 | 1001783 | 2023 |  | GP-Office Misc. Space Heaters | Natural Gas (Weighted U.S. Average) | Carbon Dioxide Total | 128.9 | 2268907 | C
311313 | 1001783 | 2023 |  | GP-Office Misc. Space Heaters | Natural Gas (Weighted U.S. Average) | Methane | 0 | 2268907 | C
311313 | 1001783 | 2023 |  | GP-Office Misc. Space Heaters | Natural Gas (Weighted U.S. Average) | Methane (Co2 eq) | 0.1 | 2268907 | C
311313 | 1001783 | 2023 |  | GP-Office Misc. Space Heaters | Natural Gas (Weighted U.S. Average) | Nitrous Oxide | 0 | 2268907 | C
311313 | 1001783 | 2023 |  | GP-Office Misc. Space Heaters | Natural Gas (Weighted U.S. Average) | Nitrous Oxide (Co2 eq) | 0.1 | 2268907 | C
311313 | 1001783 | 2023 | K (Kiln) | Lime Kiln | Anthracite | Carbon Dioxide Biogenic | 0 | 2477.44 | C
311313 | 1001783 | 2023 | K (Kiln) | Lime Kiln | Anthracite | Carbon Dioxide Non-Biogenic | 6988.7 | 2477.44 | C
311313 | 1001783 | 2023 | K (Kiln) | Lime Kiln | Anthracite | Carbon Dioxide Total | 6988.7 | 2477.44 | C
311313 | 1001783 | 2023 | K (Kiln) | Lime Kiln | Anthracite | Methane | 0.74 | 2477.44 | C
311313 | 1001783 | 2023 | K (Kiln) | Lime Kiln | Anthracite | Methane (Co2 eq) | 18.5 | 2477.44 | C
311313 | 1001783 | 2023 | K (Kiln) | Lime Kiln | Anthracite | Nitrous Oxide | 0.108 | 2477.44 | C
311313 | 1001783 | 2023 | K (Kiln) | Lime Kiln | Anthracite | Nitrous Oxide (Co2 eq) | 32.1 | 2477.44 | C
325211 | 1001803 | 2023 |  | GP-Combustion Sources | Natural Gas (Weighted U.S. Average) | Carbon Dioxide Biogenic | 0 | 0 | C
325211 | 1001803 | 2023 |  | GP-Combustion Sources | Natural Gas (Weighted U.S. Average) | Carbon Dioxide Non-Biogenic | 34498.3 | 0 | C
325211 | 1001803 | 2023 |  | GP-Combustion Sources | Natural Gas (Weighted U.S. Average) | Carbon Dioxide Total | 34498.3 | 0 | C
325211 | 1001803 | 2023 |  | GP-Combustion Sources | Natural Gas (Weighted U.S. Average) | Methane | 0.65 | 0 | C
325211 | 1001803 | 2023 |  | GP-Combustion Sources | Natural Gas (Weighted U.S. Average) | Methane (Co2 eq) | 16.3 | 0 | C
325211 | 1001803 | 2023 |  | GP-Combustion Sources | Natural Gas (Weighted U.S. Average) | Nitrous Oxide | 0.065 | 0 | C
325211 | 1001803 | 2023 |  | GP-Combustion Sources | Natural Gas (Weighted U.S. Average) | Nitrous Oxide (Co2 eq) | 19.4 | 0 | C
322110 | 1001807 | 2023 | Pulp Mill Lime Kiln | D Lime Kiln |  | Carbon Dioxide Biogenic (Spent Liquor) | 0 |  | AA
322110 | 1001807 | 2023 | Pulp Mill Lime Kiln | D Lime Kiln |  | Carbon Dioxide Non-Biogenic | 75066.8 |  | AA
322110 | 1001807 | 2023 | Pulp Mill Lime Kiln | D Lime Kiln |  | Methane | 3.71 |  | AA
322110 | 1001807 | 2023 | Pulp Mill Lime Kiln | D Lime Kiln |  | Methane Spent Liquor | 0 |  | AA
322110 | 1001807 | 2023 | Pulp Mill Lime Kiln | D Lime Kiln |  | Nitrous Oxide | 0 |  | AA
322110 | 1001807 | 2023 | Pulp Mill Lime Kiln | D Lime Kiln |  | Nitrous Oxide Spent Liquor | 0 |  | AA
322110 | 1001807 | 2023 |  | GP- Misc Small Fuel Oil Combustion | Distillate Fuel Oil No. 2 | Carbon Dioxide Biogenic | 0 | 0 | C
322110 | 1001807 | 2023 |  | GP- Misc Small Fuel Oil Combustion | Distillate Fuel Oil No. 2 | Carbon Dioxide Non-Biogenic | 112.6 | 0 | C
322110 | 1001807 | 2023 |  | GP- Misc Small Fuel Oil Combustion | Distillate Fuel Oil No. 2 | Carbon Dioxide Total | 112.6 | 0 | C
322110 | 1001807 | 2023 |  | GP- Misc Small Fuel Oil Combustion | Distillate Fuel Oil No. 2 | Methane | 0 | 0 | C
322110 | 1001807 | 2023 |  | GP- Misc Small Fuel Oil Combustion | Distillate Fuel Oil No. 2 | Methane (Co2 eq) | 0.1 | 0 | C
322110 | 1001807 | 2023 |  | GP- Misc Small Fuel Oil Combustion | Distillate Fuel Oil No. 2 | Nitrous Oxide | 0.001 | 0 | C
322110 | 1001807 | 2023 |  | GP- Misc Small Fuel Oil Combustion | Distillate Fuel Oil No. 2 | Nitrous Oxide (Co2 eq) | 0.3 | 0 | C
322110 | 1001807 | 2023 | OB (Boiler, other) | No. 3 Power Boiler | Natural Gas (Weighted U.S. Average) | Carbon Dioxide Biogenic | 0 | 0 | C
322110 | 1001807 | 2023 | OB (Boiler, other) | No. 3 Power Boiler | Natural Gas (Weighted U.S. Average) | Carbon Dioxide Non-Biogenic | 28128.1 | 0 | C
322110 | 1001807 | 2023 | OB (Boiler, other) | No. 3 Power Boiler | Natural Gas (Weighted U.S. Average) | Carbon Dioxide Total | 28128.1 | 0 | C
322110 | 1001807 | 2023 | OB (Boiler, other) | No. 3 Power Boiler | Natural Gas (Weighted U.S. Average) | Methane | 0.53 | 0 | C
322110 | 1001807 | 2023 | OB (Boiler, other) | No. 3 Power Boiler | Natural Gas (Weighted U.S. Average) | Methane (Co2 eq) | 13.3 | 0 | C
322110 | 1001807 | 2023 | OB (Boiler, other) | No. 3 Power Boiler | Natural Gas (Weighted U.S. Average) | Nitrous Oxide | 0.053 | 0 | C
322110 | 1001807 | 2023 | OB (Boiler, other) | No. 3 Power Boiler | Natural Gas (Weighted U.S. Average) | Nitrous Oxide (Co2 eq) | 15.8 | 0 | C
322110 | 1001807 | 2023 | OB (Boiler, other) | No. 3 Power Boiler | Wood and Wood Residuals (dry basis) | Carbon Dioxide Biogenic | 267163.6 | 0 | C
322110 | 1001807 | 2023 | OB (Boiler, other) | No. 3 Power Boiler | Wood and Wood Residuals (dry basis) | Carbon Dioxide Non-Biogenic | 0 | 0 | C
322110 | 1001807 | 2023 | OB (Boiler, other) | No. 3 Power Boiler | Wood and Wood Residuals (dry basis) | Carbon Dioxide Total | 267163.6 | 0 | C
322110 | 1001807 | 2023 | OB (Boiler, other) | No. 3 Power Boiler | Wood and Wood Residuals (dry basis) | Methane | 20.51 | 0 | C
322110 | 1001807 | 2023 | OB (Boiler, other) | No. 3 Power Boiler | Wood and Wood Residuals (dry basis) | Methane (Co2 eq) | 512.7 | 0 | C
322110 | 1001807 | 2023 | OB (Boiler, other) | No. 3 Power Boiler | Wood and Wood Residuals (dry basis) | Nitrous Oxide | 10.254 | 0 | C
322110 | 1001807 | 2023 | OB (Boiler, other) | No. 3 Power Boiler | Wood and Wood Residuals (dry basis) | Nitrous Oxide (Co2 eq) | 3055.6 | 0 | C
322110 | 1001807 | 2023 | Chemical Recovery Furnace | No. 5 Recovery Furnace |  | Carbon Dioxide Biogenic (Spent Liquor) | 710514.9 |  | AA | [9 empty] | 52 | 1973 | B&W | 3.3 |  | 2 |  | 750 | 650 | 750
322110 | 1001807 | 2023 | Chemical Recovery Furnace | No. 5 Recovery Furnace |  | Carbon Dioxide Non-Biogenic | 4373.3 |  | AA | [9 empty] | 52 | 1973 | B&W | 3.3 |  | 2 |  | 750 | 650 | 750
322110 | 1001807 | 2023 | Chemical Recovery Furnace | No. 5 Recovery Furnace |  | Methane | 0.17 |  | AA | [9 empty] | 52 | 1973 | B&W | 3.3 |  | 2 |  | 750 | 650 | 750
322110 | 1001807 | 2023 | Chemical Recovery Furnace | No. 5 Recovery Furnace |  | Methane Spent Liquor | 14.41 |  | AA | [9 empty] | 52 | 1973 | B&W | 3.3 |  | 2 |  | 750 | 650 | 750
322110 | 1001807 | 2023 | Chemical Recovery Furnace | No. 5 Recovery Furnace |  | Nitrous Oxide | 0.035 |  | AA | [9 empty] | 52 | 1973 | B&W | 3.3 |  | 2 |  | 750 | 650 | 750
322110 | 1001807 | 2023 | Chemical Recovery Furnace | No. 5 Recovery Furnace |  | Nitrous Oxide Spent Liquor | 3.185 |  | AA | [9 empty] | 52 | 1973 | B&W | 3.3 |  | 2 |  | 750 | 650 | 750
322110 | 1001807 | 2023 | Chemical Recovery Furnace | No. 6 Recovery Furnace |  | Carbon Dioxide Biogenic (Spent Liquor) | 1210030.9 |  | AA | [9 empty] | 44 | 1981 | CE | 4.9 |  | 2 | D | 1500 | 1325 | 900
322110 | 1001807 | 2023 | Chemical Recovery Furnace | No. 6 Recovery Furnace |  | Carbon Dioxide Non-Biogenic | 13172.5 |  | AA | [9 empty] | 44 | 1981 | CE | 4.9 |  | 2 | D | 1500 | 1325 | 900
322110 | 1001807 | 2023 | Chemical Recovery Furnace | No. 6 Recovery Furnace |  | Methane | 0.53 |  | AA | [9 empty] | 44 | 1981 | CE | 4.9 |  | 2 | D | 1500 | 1325 | 900
322110 | 1001807 | 2023 | Chemical Recovery Furnace | No. 6 Recovery Furnace |  | Methane Spent Liquor | 24.35 |  | AA | [9 empty] | 44 | 1981 | CE | 4.9 |  | 2 | D | 1500 | 1325 | 900
322110 | 1001807 | 2023 | Chemical Recovery Furnace | No. 6 Recovery Furnace |  | Nitrous Oxide | 0.105 |  | AA | [9 empty] | 44 | 1981 | CE | 4.9 |  | 2 | D | 1500 | 1325 | 900
322110 | 1001807 | 2023 | Chemical Recovery Furnace | No. 6 Recovery Furnace |  | Nitrous Oxide Spent Liquor | 5.384 |  | AA | [9 empty] | 44 | 1981 | CE | 4.9 |  | 2 | D | 1500 | 1325 | 900
322110 | 1001807 | 2023 | OB (Boiler, other) | No.4 Power Boiler | Natural Gas (Weighted U.S. Average) | Carbon Dioxide Biogenic | 0 | 0 | C
322110 | 1001807 | 2023 | OB (Boiler, other) | No.4 Power Boiler | Natural Gas (Weighted U.S. Average) | Carbon Dioxide Non-Biogenic | 52331.2 | 0 | C
322110 | 1001807 | 2023 | OB (Boiler, other) | No.4 Power Boiler | Natural Gas (Weighted U.S. Average) | Carbon Dioxide Total | 52331.2 | 0 | C
322110 | 1001807 | 2023 | OB (Boiler, other) | No.4 Power Boiler | Natural Gas (Weighted U.S. Average) | Methane | 0.99 | 0 | C
322110 | 1001807 | 2023 | OB (Boiler, other) | No.4 Power Boiler | Natural Gas (Weighted U.S. Average) | Methane (Co2 eq) | 24.7 | 0 | C
322110 | 1001807 | 2023 | OB (Boiler, other) | No.4 Power Boiler | Natural Gas (Weighted U.S. Average) | Nitrous Oxide | 0.099 | 0 | C
322110 | 1001807 | 2023 | OB (Boiler, other) | No.4 Power Boiler | Natural Gas (Weighted U.S. Average) | Nitrous Oxide (Co2 eq) | 29.4 | 0 | C
322110 | 1001807 | 2023 | OB (Boiler, other) | No.5 Power Boiler | Natural Gas (Weighted U.S. Average) | Carbon Dioxide Biogenic | 0 | 0 | C
322110 | 1001807 | 2023 | OB (Boiler, other) | No.5 Power Boiler | Natural Gas (Weighted U.S. Average) | Carbon Dioxide Non-Biogenic | 55109.8 | 0 | C
322110 | 1001807 | 2023 | OB (Boiler, other) | No.5 Power Boiler | Natural Gas (Weighted U.S. Average) | Carbon Dioxide Total | 55109.8 | 0 | C
322110 | 1001807 | 2023 | OB (Boiler, other) | No.5 Power Boiler | Natural Gas (Weighted U.S. Average) | Methane | 1.04 | 0 | C
322110 | 1001807 | 2023 | OB (Boiler, other) | No.5 Power Boiler | Natural Gas (Weighted U.S. Average) | Methane (Co2 eq) | 26 | 0 | C
322110 | 1001807 | 2023 | OB (Boiler, other) | No.5 Power Boiler | Natural Gas (Weighted U.S. Average) | Nitrous Oxide | 0.104 | 0 | C
322110 | 1001807 | 2023 | OB (Boiler, other) | No.5 Power Boiler | Natural Gas (Weighted U.S. Average) | Nitrous Oxide (Co2 eq) | 31 | 0 | C
322110 | 1001807 | 2023 | TODF (Thermal oxidizer, direct fired, no heat recovery) | Non-Condensible Gas Incinerator | Natural Gas (Weighted U.S. Average) | Carbon Dioxide Biogenic | 0 | 0 | C
322110 | 1001807 | 2023 | TODF (Thermal oxidizer, direct fired, no heat recovery) | Non-Condensible Gas Incinerator | Natural Gas (Weighted U.S. Average) | Carbon Dioxide Non-Biogenic | 1632.1 | 0 | C
322110 | 1001807 | 2023 | TODF (Thermal oxidizer, direct fired, no heat recovery) | Non-Condensible Gas Incinerator | Natural Gas (Weighted U.S. Average) | Carbon Dioxide Total | 1632.1 | 0 | C
322110 | 1001807 | 2023 | TODF (Thermal oxidizer, direct fired, no heat recovery) | Non-Condensible Gas Incinerator | Natural Gas (Weighted U.S. Average) | Methane | 0.03 | 0 | C
322110 | 1001807 | 2023 | TODF (Thermal oxidizer, direct fired, no heat recovery) | Non-Condensible Gas Incinerator | Natural Gas (Weighted U.S. Average) | Methane (Co2 eq) | 0.8 | 0 | C
322110 | 1001807 | 2023 | TODF (Thermal oxidizer, direct fired, no heat recovery) | Non-Condensible Gas Incinerator | Natural Gas (Weighted U.S. Average) | Nitrous Oxide | 0.003 | 0 | C
322110 | 1001807 | 2023 | TODF (Thermal oxidizer, direct fired, no heat recovery) | Non-Condensible Gas Incinerator | Natural Gas (Weighted U.S. Average) | Nitrous Oxide (Co2 eq) | 0.9 | 0 | C
325193 | 1001809 | 2023 | PD (Product or intermediate product dryer) | Dryer A | Natural Gas (Weighted U.S. Average) | Carbon Dioxide Biogenic | 0 | 0 | C
325193 | 1001809 | 2023 | PD (Product or intermediate product dryer) | Dryer A | Natural Gas (Weighted U.S. Average) | Carbon Dioxide Non-Biogenic | 17286.9 | 0 | C
325193 | 1001809 | 2023 | PD (Product or intermediate product dryer) | Dryer A | Natural Gas (Weighted U.S. Average) | Carbon Dioxide Total | 17286.9 | 0 | C
325193 | 1001809 | 2023 | PD (Product or intermediate product dryer) | Dryer A | Natural Gas (Weighted U.S. Average) | Methane | 0.33 | 0 | C
325193 | 1001809 | 2023 | PD (Product or intermediate product dryer) | Dryer A | Natural Gas (Weighted U.S. Average) | Methane (Co2 eq) | 8.1 | 0 | C
325193 | 1001809 | 2023 | PD (Product or intermediate product dryer) | Dryer A | Natural Gas (Weighted U.S. Average) | Nitrous Oxide | 0.033 | 0 | C
325193 | 1001809 | 2023 | PD (Product or intermediate product dryer) | Dryer A | Natural Gas (Weighted U.S. Average) | Nitrous Oxide (Co2 eq) | 9.7 | 0 | C
325193 | 1001809 | 2023 | PD (Product or intermediate product dryer) | Dryer B | Natural Gas (Weighted U.S. Average) | Carbon Dioxide Biogenic | 0 | 0 | C
325193 | 1001809 | 2023 | PD (Product or intermediate product dryer) | Dryer B | Natural Gas (Weighted U.S. Average) | Carbon Dioxide Non-Biogenic | 12509.5 | 0 | C
325193 | 1001809 | 2023 | PD (Product or intermediate product dryer) | Dryer B | Natural Gas (Weighted U.S. Average) | Carbon Dioxide Total | 12509.5 | 0 | C
325193 | 1001809 | 2023 | PD (Product or intermediate product dryer) | Dryer B | Natural Gas (Weighted U.S. Average) | Methane | 0.24 | 0 | C
325193 | 1001809 | 2023 | PD (Product or intermediate product dryer) | Dryer B | Natural Gas (Weighted U.S. Average) | Methane (Co2 eq) | 5.9 | 0 | C
325193 | 1001809 | 2023 | PD (Product or intermediate product dryer) | Dryer B | Natural Gas (Weighted U.S. Average) | Nitrous Oxide | 0.024 | 0 | C
325193 | 1001809 | 2023 | PD (Product or intermediate product dryer) | Dryer B | Natural Gas (Weighted U.S. Average) | Nitrous Oxide (Co2 eq) | 7 | 0 | C
325193 | 1001809 | 2023 | RTO (Regenerative thermal oxidizer) | EU-RTO&HRSG | Natural Gas (Weighted U.S. Average) | Carbon Dioxide Biogenic | 0 | 0 | C
325193 | 1001809 | 2023 | RTO (Regenerative thermal oxidizer) | EU-RTO&HRSG | Natural Gas (Weighted U.S. Average) | Carbon Dioxide Non-Biogenic | 54055 | 0 | C
325193 | 1001809 | 2023 | RTO (Regenerative thermal oxidizer) | EU-RTO&HRSG | Natural Gas (Weighted U.S. Average) | Carbon Dioxide Total | 54055 | 0 | C
325193 | 1001809 | 2023 | RTO (Regenerative thermal oxidizer) | EU-RTO&HRSG | Natural Gas (Weighted U.S. Average) | Methane | 1.02 | 0 | C
325193 | 1001809 | 2023 | RTO (Regenerative thermal oxidizer) | EU-RTO&HRSG | Natural Gas (Weighted U.S. Average) | Methane (Co2 eq) | 25.5 | 0 | C
325193 | 1001809 | 2023 | RTO (Regenerative thermal oxidizer) | EU-RTO&HRSG | Natural Gas (Weighted U.S. Average) | Nitrous Oxide | 0.102 | 0 | C
325193 | 1001809 | 2023 | RTO (Regenerative thermal oxidizer) | EU-RTO&HRSG | Natural Gas (Weighted U.S. Average) | Nitrous Oxide (Co2 eq) | 30.4 | 0 | C
325920 | 1001818 | 2023 |  | GP-1 | Distillate Fuel Oil No. 2 | Carbon Dioxide Biogenic | 0 | 0 | C
325920 | 1001818 | 2023 |  | GP-1 | Distillate Fuel Oil No. 2 | Carbon Dioxide Non-Biogenic | 1803.4 | 0 | C
325920 | 1001818 | 2023 |  | GP-1 | Distillate Fuel Oil No. 2 | Carbon Dioxide Total | 1803.4 | 0 | C
325920 | 1001818 | 2023 |  | GP-1 | Distillate Fuel Oil No. 2 | Methane | 0.07 | 0 | C
325920 | 1001818 | 2023 |  | GP-1 | Distillate Fuel Oil No. 2 | Methane (Co2 eq) | 1.8 | 0 | C
325920 | 1001818 | 2023 |  | GP-1 | Distillate Fuel Oil No. 2 | Nitrous Oxide | 0.015 | 0 | C
325920 | 1001818 | 2023 |  | GP-1 | Distillate Fuel Oil No. 2 | Nitrous Oxide (Co2 eq) | 4.4 | 0 | C
325920 | 1001818 | 2023 |  | GP-1 | Natural Gas (Weighted U.S. Average) | Carbon Dioxide Biogenic | 0 | 0 | C
325920 | 1001818 | 2023 |  | GP-1 | Natural Gas (Weighted U.S. Average) | Carbon Dioxide Non-Biogenic | 155722.1 | 0 | C
325920 | 1001818 | 2023 |  | GP-1 | Natural Gas (Weighted U.S. Average) | Carbon Dioxide Total | 155722.1 | 0 | C
325920 | 1001818 | 2023 |  | GP-1 | Natural Gas (Weighted U.S. Average) | Methane | 2.93 | 0 | C
325920 | 1001818 | 2023 |  | GP-1 | Natural Gas (Weighted U.S. Average) | Methane (Co2 eq) | 73.4 | 0 | C
325920 | 1001818 | 2023 |  | GP-1 | Natural Gas (Weighted U.S. Average) | Nitrous Oxide | 0.293 | 0 | C
325920 | 1001818 | 2023 |  | GP-1 | Natural Gas (Weighted U.S. Average) | Nitrous Oxide (Co2 eq) | 87.5 | 0 | C
311313 | 1001823 | 2023 | FLR (Flare) | Biogas Waste Gas Burner (Open Flare) | Other Biomass Gases | Carbon Dioxide Biogenic | 1189.5 | 34877029 | C
311313 | 1001823 | 2023 | FLR (Flare) | Biogas Waste Gas Burner (Open Flare) | Other Biomass Gases | Carbon Dioxide Non-Biogenic | 0 | 34877029 | C
311313 | 1001823 | 2023 | FLR (Flare) | Biogas Waste Gas Burner (Open Flare) | Other Biomass Gases | Carbon Dioxide Total | 1189.5 | 34877029 | C
311313 | 1001823 | 2023 | FLR (Flare) | Biogas Waste Gas Burner (Open Flare) | Other Biomass Gases | Methane | 0.07 | 34877029 | C
311313 | 1001823 | 2023 | FLR (Flare) | Biogas Waste Gas Burner (Open Flare) | Other Biomass Gases | Methane (Co2 eq) | 1.8 | 34877029 | C
311313 | 1001823 | 2023 | FLR (Flare) | Biogas Waste Gas Burner (Open Flare) | Other Biomass Gases | Nitrous Oxide | 0.014 | 34877029 | C
311313 | 1001823 | 2023 | FLR (Flare) | Biogas Waste Gas Burner (Open Flare) | Other Biomass Gases | Nitrous Oxide (Co2 eq) | 4.3 | 34877029 | C
311313 | 1001823 | 2023 | NGLH (Heater, natural gas line) | Flare Pilot Flame | Natural Gas (Weighted U.S. Average) | Carbon Dioxide Biogenic | 0 | 0 | C
311313 | 1001823 | 2023 | NGLH (Heater, natural gas line) | Flare Pilot Flame | Natural Gas (Weighted U.S. Average) | Carbon Dioxide Non-Biogenic | 257.9 | 0 | C
311313 | 1001823 | 2023 | NGLH (Heater, natural gas line) | Flare Pilot Flame | Natural Gas (Weighted U.S. Average) | Carbon Dioxide Total | 257.9 | 0 | C
311313 | 1001823 | 2023 | NGLH (Heater, natural gas line) | Flare Pilot Flame | Natural Gas (Weighted U.S. Average) | Methane | 0 | 0 | C
311313 | 1001823 | 2023 | NGLH (Heater, natural gas line) | Flare Pilot Flame | Natural Gas (Weighted U.S. Average) | Methane (Co2 eq) | 0.1 | 0 | C
311313 | 1001823 | 2023 | NGLH (Heater, natural gas line) | Flare Pilot Flame | Natural Gas (Weighted U.S. Average) | Nitrous Oxide | 0 | 0 | C
311313 | 1001823 | 2023 | NGLH (Heater, natural gas line) | Flare Pilot Flame | Natural Gas (Weighted U.S. Average) | Nitrous Oxide (Co2 eq) | 0.1 | 0 | C
311313 | 1001823 | 2023 | K (Kiln) | GP-LimeKiln | Natural Gas (Weighted U.S. Average) | Carbon Dioxide Biogenic | 0 | 94776000 | C
311313 | 1001823 | 2023 | K (Kiln) | GP-LimeKiln | Natural Gas (Weighted U.S. Average) | Carbon Dioxide Non-Biogenic | 5513.9 | 94776000 | C
311313 | 1001823 | 2023 | K (Kiln) | GP-LimeKiln | Natural Gas (Weighted U.S. Average) | Carbon Dioxide Total | 5513.9 | 94776000 | C
311313 | 1001823 | 2023 | K (Kiln) | GP-LimeKiln | Natural Gas (Weighted U.S. Average) | Methane | 0.1 | 94776000 | C
311313 | 1001823 | 2023 | K (Kiln) | GP-LimeKiln | Natural Gas (Weighted U.S. Average) | Methane (Co2 eq) | 2.6 | 94776000 | C
311313 | 1001823 | 2023 | K (Kiln) | GP-LimeKiln | Natural Gas (Weighted U.S. Average) | Nitrous Oxide | 0.01 | 94776000 | C
311313 | 1001823 | 2023 | K (Kiln) | GP-LimeKiln | Natural Gas (Weighted U.S. Average) | Nitrous Oxide (Co2 eq) | 3.1 | 94776000 | C
311313 | 1001823 | 2023 |  | GP-NG Boilers | Natural Gas (Weighted U.S. Average) | Carbon Dioxide Biogenic | 0 | 836318000 | C
311313 | 1001823 | 2023 |  | GP-NG Boilers | Natural Gas (Weighted U.S. Average) | Carbon Dioxide Non-Biogenic | 48629.3 | 836318000 | C
311313 | 1001823 | 2023 |  | GP-NG Boilers | Natural Gas (Weighted U.S. Average) | Carbon Dioxide Total | 48629.3 | 836318000 | C
311313 | 1001823 | 2023 |  | GP-NG Boilers | Natural Gas (Weighted U.S. Average) | Methane | 0.92 | 836318000 | C
311313 | 1001823 | 2023 |  | GP-NG Boilers | Natural Gas (Weighted U.S. Average) | Methane (Co2 eq) | 22.9 | 836318000 | C
311313 | 1001823 | 2023 |  | GP-NG Boilers | Natural Gas (Weighted U.S. Average) | Nitrous Oxide | 0.092 | 836318000 | C
311313 | 1001823 | 2023 |  | GP-NG Boilers | Natural Gas (Weighted U.S. Average) | Nitrous Oxide (Co2 eq) | 27.3 | 836318000 | C
311313 | 1001823 | 2023 |  | GP-OfficeSpaceHeatersShops | Natural Gas (Weighted U.S. Average) | Carbon Dioxide Biogenic | 0 | 43335980.3 | C
311313 | 1001823 | 2023 |  | GP-OfficeSpaceHeatersShops | Natural Gas (Weighted U.S. Average) | Carbon Dioxide Non-Biogenic | 2509.9 | 43335980.3 | C
311313 | 1001823 | 2023 |  | GP-OfficeSpaceHeatersShops | Natural Gas (Weighted U.S. Average) | Carbon Dioxide Total | 2509.9 | 43335980.3 | C
311313 | 1001823 | 2023 |  | GP-OfficeSpaceHeatersShops | Natural Gas (Weighted U.S. Average) | Methane | 0.05 | 43335980.3 | C
311313 | 1001823 | 2023 |  | GP-OfficeSpaceHeatersShops | Natural Gas (Weighted U.S. Average) | Methane (Co2 eq) | 1.2 | 43335980.3 | C
311313 | 1001823 | 2023 |  | GP-OfficeSpaceHeatersShops | Natural Gas (Weighted U.S. Average) | Nitrous Oxide | 0.005 | 43335980.3 | C
311313 | 1001823 | 2023 |  | GP-OfficeSpaceHeatersShops | Natural Gas (Weighted U.S. Average) | Nitrous Oxide (Co2 eq) | 1.4 | 43335980.3 | C
322130 | 1001825 | 2023 | OB (Boiler, other) | B01 | Natural Gas (Weighted U.S. Average) | Carbon Dioxide Biogenic | 0 | 0 | C
322130 | 1001825 | 2023 | OB (Boiler, other) | B01 | Natural Gas (Weighted U.S. Average) | Carbon Dioxide Non-Biogenic | 4153.9 | 0 | C
322130 | 1001825 | 2023 | OB (Boiler, other) | B01 | Natural Gas (Weighted U.S. Average) | Carbon Dioxide Total | 4153.9 | 0 | C
322130 | 1001825 | 2023 | OB (Boiler, other) | B01 | Natural Gas (Weighted U.S. Average) | Methane | 0.08 | 0 | C
322130 | 1001825 | 2023 | OB (Boiler, other) | B01 | Natural Gas (Weighted U.S. Average) | Methane (Co2 eq) | 2 | 0 | C
322130 | 1001825 | 2023 | OB (Boiler, other) | B01 | Natural Gas (Weighted U.S. Average) | Nitrous Oxide | 0.008 | 0 | C
322130 | 1001825 | 2023 | OB (Boiler, other) | B01 | Natural Gas (Weighted U.S. Average) | Nitrous Oxide (Co2 eq) | 2.3 | 0 | C
322130 | 1001825 | 2023 | OB (Boiler, other) | B34 | Natural Gas (Weighted U.S. Average) | Carbon Dioxide Biogenic | 0 | 1026928920 | C
322130 | 1001825 | 2023 | OB (Boiler, other) | B34 | Natural Gas (Weighted U.S. Average) | Carbon Dioxide Non-Biogenic | 57243.6 | 1026928920 | C
322130 | 1001825 | 2023 | OB (Boiler, other) | B34 | Natural Gas (Weighted U.S. Average) | Carbon Dioxide Total | 57243.6 | 1026928920 | C
322130 | 1001825 | 2023 | OB (Boiler, other) | B34 | Natural Gas (Weighted U.S. Average) | Methane | 1.08 | 1026928920 | C
322130 | 1001825 | 2023 | OB (Boiler, other) | B34 | Natural Gas (Weighted U.S. Average) | Methane (Co2 eq) | 27 | 1026928920 | C
322130 | 1001825 | 2023 | OB (Boiler, other) | B34 | Natural Gas (Weighted U.S. Average) | Nitrous Oxide | 0.108 | 1026928920 | C
322130 | 1001825 | 2023 | OB (Boiler, other) | B34 | Natural Gas (Weighted U.S. Average) | Nitrous Oxide (Co2 eq) | 32.1 | 1026928920 | C
322130 | 1001825 | 2023 | OB (Boiler, other) | B34 | Other Biomass Gases | Carbon Dioxide Biogenic | 0 | 0 | C
322130 | 1001825 | 2023 | OB (Boiler, other) | B34 | Other Biomass Gases | Carbon Dioxide Non-Biogenic | 0 | 0 | C
322130 | 1001825 | 2023 | OB (Boiler, other) | B34 | Other Biomass Gases | Carbon Dioxide Total | 0 | 0 | C
322130 | 1001825 | 2023 | OB (Boiler, other) | B34 | Other Biomass Gases | Methane | 0 | 0 | C
322130 | 1001825 | 2023 | OB (Boiler, other) | B34 | Other Biomass Gases | Methane (Co2 eq) | 0 | 0 | C
322130 | 1001825 | 2023 | OB (Boiler, other) | B34 | Other Biomass Gases | Nitrous Oxide | 0 | 0 | C
322130 | 1001825 | 2023 | OB (Boiler, other) | B34 | Other Biomass Gases | Nitrous Oxide (Co2 eq) | 0 | 0 | C
322130 | 1001825 | 2023 | OB (Boiler, other) | B35 | Natural Gas (Weighted U.S. Average) | Carbon Dioxide Biogenic | 0 | 1038333240 | C
322130 | 1001825 | 2023 | OB (Boiler, other) | B35 | Natural Gas (Weighted U.S. Average) | Carbon Dioxide Non-Biogenic | 57879.5 | 1038333240 | C
322130 | 1001825 | 2023 | OB (Boiler, other) | B35 | Natural Gas (Weighted U.S. Average) | Carbon Dioxide Total | 57879.5 | 1038333240 | C
322130 | 1001825 | 2023 | OB (Boiler, other) | B35 | Natural Gas (Weighted U.S. Average) | Methane | 1.09 | 1038333240 | C
322130 | 1001825 | 2023 | OB (Boiler, other) | B35 | Natural Gas (Weighted U.S. Average) | Methane (Co2 eq) | 27.3 | 1038333240 | C
322130 | 1001825 | 2023 | OB (Boiler, other) | B35 | Natural Gas (Weighted U.S. Average) | Nitrous Oxide | 0.109 | 1038333240 | C
322130 | 1001825 | 2023 | OB (Boiler, other) | B35 | Natural Gas (Weighted U.S. Average) | Nitrous Oxide (Co2 eq) | 32.5 | 1038333240 | C
322130 | 1001825 | 2023 | OB (Boiler, other) | B35 | Other Biomass Gases | Carbon Dioxide Biogenic | 828.4 | 24290200 | C
322130 | 1001825 | 2023 | OB (Boiler, other) | B35 | Other Biomass Gases | Carbon Dioxide Non-Biogenic | 0 | 24290200 | C
322130 | 1001825 | 2023 | OB (Boiler, other) | B35 | Other Biomass Gases | Carbon Dioxide Total | 828.4 | 24290200 | C
322130 | 1001825 | 2023 | OB (Boiler, other) | B35 | Other Biomass Gases | Methane | 0.05 | 24290200 | C
322130 | 1001825 | 2023 | OB (Boiler, other) | B35 | Other Biomass Gases | Methane (Co2 eq) | 1.3 | 24290200 | C
322130 | 1001825 | 2023 | OB (Boiler, other) | B35 | Other Biomass Gases | Nitrous Oxide | 0.01 | 24290200 | C
322130 | 1001825 | 2023 | OB (Boiler, other) | B35 | Other Biomass Gases | Nitrous Oxide (Co2 eq) | 3 | 24290200 | C
322130 | 1001825 | 2023 |  | CP-52 | Natural Gas (Weighted U.S. Average) | Carbon Dioxide Biogenic | 0 | 0 | C
322130 | 1001825 | 2023 |  | CP-52 | Natural Gas (Weighted U.S. Average) | Carbon Dioxide Non-Biogenic | 459.1 | 0 | C
322130 | 1001825 | 2023 |  | CP-52 | Natural Gas (Weighted U.S. Average) | Carbon Dioxide Total | 459.1 | 0 | C
322130 | 1001825 | 2023 |  | CP-52 | Natural Gas (Weighted U.S. Average) | Methane | 0.01 | 0 | C
322130 | 1001825 | 2023 |  | CP-52 | Natural Gas (Weighted U.S. Average) | Methane (Co2 eq) | 0.2 | 0 | C
322130 | 1001825 | 2023 |  | CP-52 | Natural Gas (Weighted U.S. Average) | Nitrous Oxide | 0.001 | 0 | C
322130 | 1001825 | 2023 |  | CP-52 | Natural Gas (Weighted U.S. Average) | Nitrous Oxide (Co2 eq) | 0.3 | 0 | C
322130 | 1001825 | 2023 |  | CP-53 | Natural Gas (Weighted U.S. Average) | Carbon Dioxide Biogenic | 0 | 0 | C
322130 | 1001825 | 2023 |  | CP-53 | Natural Gas (Weighted U.S. Average) | Carbon Dioxide Non-Biogenic | 353.9 | 0 | C
322130 | 1001825 | 2023 |  | CP-53 | Natural Gas (Weighted U.S. Average) | Carbon Dioxide Total | 353.9 | 0 | C
322130 | 1001825 | 2023 |  | CP-53 | Natural Gas (Weighted U.S. Average) | Methane | 0.01 | 0 | C
322130 | 1001825 | 2023 |  | CP-53 | Natural Gas (Weighted U.S. Average) | Methane (Co2 eq) | 0.2 | 0 | C
322130 | 1001825 | 2023 |  | CP-53 | Natural Gas (Weighted U.S. Average) | Nitrous Oxide | 0.001 | 0 | C
322130 | 1001825 | 2023 |  | CP-53 | Natural Gas (Weighted U.S. Average) | Nitrous Oxide (Co2 eq) | 0.2 | 0 | C
322130 | 1001825 | 2023 | RICE (Reciprocating internal combustion engine) | P21 | Other Biomass Gases | Carbon Dioxide Biogenic | 3139.2 | 92043900 | C
322130 | 1001825 | 2023 | RICE (Reciprocating internal combustion engine) | P21 | Other Biomass Gases | Carbon Dioxide Non-Biogenic | 0 | 92043900 | C
322130 | 1001825 | 2023 | RICE (Reciprocating internal combustion engine) | P21 | Other Biomass Gases | Carbon Dioxide Total | 3139.2 | 92043900 | C
322130 | 1001825 | 2023 | RICE (Reciprocating internal combustion engine) | P21 | Other Biomass Gases | Methane | 0.19 | 92043900 | C
322130 | 1001825 | 2023 | RICE (Reciprocating internal combustion engine) | P21 | Other Biomass Gases | Methane (Co2 eq) | 4.8 | 92043900 | C
322130 | 1001825 | 2023 | RICE (Reciprocating internal combustion engine) | P21 | Other Biomass Gases | Nitrous Oxide | 0.038 | 92043900 | C
322130 | 1001825 | 2023 | RICE (Reciprocating internal combustion engine) | P21 | Other Biomass Gases | Nitrous Oxide (Co2 eq) | 11.3 | 92043900 | C
322130 | 1001825 | 2023 | CH (Comfort heater) | P31 | Natural Gas (Weighted U.S. Average) | Carbon Dioxide Biogenic | 0 | 2141660 | C
322130 | 1001825 | 2023 | CH (Comfort heater) | P31 | Natural Gas (Weighted U.S. Average) | Carbon Dioxide Non-Biogenic | 119.1 | 2141660 | C
322130 | 1001825 | 2023 | CH (Comfort heater) | P31 | Natural Gas (Weighted U.S. Average) | Carbon Dioxide Total | 119.1 | 2141660 | C
322130 | 1001825 | 2023 | CH (Comfort heater) | P31 | Natural Gas (Weighted U.S. Average) | Methane | 0 | 2141660 | C
322130 | 1001825 | 2023 | CH (Comfort heater) | P31 | Natural Gas (Weighted U.S. Average) | Methane (Co2 eq) | 0.1 | 2141660 | C
322130 | 1001825 | 2023 | CH (Comfort heater) | P31 | Natural Gas (Weighted U.S. Average) | Nitrous Oxide | 0 | 2141660 | C
322130 | 1001825 | 2023 | CH (Comfort heater) | P31 | Natural Gas (Weighted U.S. Average) | Nitrous Oxide (Co2 eq) | 0.1 | 2141660 | C
325211 | 1001826 | 2023 |  | GP-DIESEL EQUIPMENT | Distillate Fuel Oil No. 2 | Carbon Dioxide Biogenic | 0 | 196701 | C
325211 | 1001826 | 2023 |  | GP-DIESEL EQUIPMENT | Distillate Fuel Oil No. 2 | Carbon Dioxide Non-Biogenic | 2007.6 | 196701 | C
325211 | 1001826 | 2023 |  | GP-DIESEL EQUIPMENT | Distillate Fuel Oil No. 2 | Carbon Dioxide Total | 2007.6 | 196701 | C
325211 | 1001826 | 2023 |  | GP-DIESEL EQUIPMENT | Distillate Fuel Oil No. 2 | Methane | 0.08 | 196701 | C
325211 | 1001826 | 2023 |  | GP-DIESEL EQUIPMENT | Distillate Fuel Oil No. 2 | Methane (Co2 eq) | 2 | 196701 | C
325211 | 1001826 | 2023 |  | GP-DIESEL EQUIPMENT | Distillate Fuel Oil No. 2 | Nitrous Oxide | 0.016 | 196701 | C
325211 | 1001826 | 2023 |  | GP-DIESEL EQUIPMENT | Distillate Fuel Oil No. 2 | Nitrous Oxide (Co2 eq) | 4.9 | 196701 | C
325211 | 1001826 | 2023 |  | GP-NATURAL GAS EQUIPMENT | Natural Gas (Weighted U.S. Average) | Carbon Dioxide Biogenic | 0 | 322080570 | C
325211 | 1001826 | 2023 |  | GP-NATURAL GAS EQUIPMENT | Natural Gas (Weighted U.S. Average) | Carbon Dioxide Non-Biogenic | 18836.1 | 322080570 | C
325211 | 1001826 | 2023 |  | GP-NATURAL GAS EQUIPMENT | Natural Gas (Weighted U.S. Average) | Carbon Dioxide Total | 18836.1 | 322080570 | C
325211 | 1001826 | 2023 |  | GP-NATURAL GAS EQUIPMENT | Natural Gas (Weighted U.S. Average) | Methane | 0.35 | 322080570 | C
325211 | 1001826 | 2023 |  | GP-NATURAL GAS EQUIPMENT | Natural Gas (Weighted U.S. Average) | Methane (Co2 eq) | 8.9 | 322080570 | C
325211 | 1001826 | 2023 |  | GP-NATURAL GAS EQUIPMENT | Natural Gas (Weighted U.S. Average) | Nitrous Oxide | 0.035 | 322080570 | C
325211 | 1001826 | 2023 |  | GP-NATURAL GAS EQUIPMENT | Natural Gas (Weighted U.S. Average) | Nitrous Oxide (Co2 eq) | 10.6 | 322080570 | C
325211 | 1001826 | 2023 |  | GP-PROPANE HEATERS | Propane | Carbon Dioxide Biogenic | 0 | 294 | C
325211 | 1001826 | 2023 |  | GP-PROPANE HEATERS | Propane | Carbon Dioxide Non-Biogenic | 1.7 | 294 | C
325211 | 1001826 | 2023 |  | GP-PROPANE HEATERS | Propane | Carbon Dioxide Total | 1.7 | 294 | C
325211 | 1001826 | 2023 |  | GP-PROPANE HEATERS | Propane | Methane | 0 | 294 | C
325211 | 1001826 | 2023 |  | GP-PROPANE HEATERS | Propane | Methane (Co2 eq) | 0 | 294 | C
325211 | 1001826 | 2023 |  | GP-PROPANE HEATERS | Propane | Nitrous Oxide | 0 | 294 | C
325211 | 1001826 | 2023 |  | GP-PROPANE HEATERS | Propane | Nitrous Oxide (Co2 eq) | 0 | 294 | C
311611 | 1001827 | 2023 |  | GP- Emergency Engines | Distillate Fuel Oil No. 2 | Carbon Dioxide Biogenic | 0 | 9873 | C
311611 | 1001827 | 2023 |  | GP- Emergency Engines | Distillate Fuel Oil No. 2 | Carbon Dioxide Non-Biogenic | 100.8 | 9873 | C
311611 | 1001827 | 2023 |  | GP- Emergency Engines | Distillate Fuel Oil No. 2 | Carbon Dioxide Total | 100.8 | 9873 | C
311611 | 1001827 | 2023 |  | GP- Emergency Engines | Distillate Fuel Oil No. 2 | Methane | 0 | 9873 | C
311611 | 1001827 | 2023 |  | GP- Emergency Engines | Distillate Fuel Oil No. 2 | Methane (Co2 eq) | 0.1 | 9873 | C
311611 | 1001827 | 2023 |  | GP- Emergency Engines | Distillate Fuel Oil No. 2 | Nitrous Oxide | 0.001 | 9873 | C
311611 | 1001827 | 2023 |  | GP- Emergency Engines | Distillate Fuel Oil No. 2 | Nitrous Oxide (Co2 eq) | 0.2 | 9873 | C
311611 | 1001827 | 2023 |  | GP- Emergency Engines | Natural Gas (Weighted U.S. Average) | Carbon Dioxide Biogenic | 0 | 0 | C
311611 | 1001827 | 2023 |  | GP- Emergency Engines | Natural Gas (Weighted U.S. Average) | Carbon Dioxide Non-Biogenic | 0 | 0 | C
311611 | 1001827 | 2023 |  | GP- Emergency Engines | Natural Gas (Weighted U.S. Average) | Carbon Dioxide Total | 0 | 0 | C
311611 | 1001827 | 2023 |  | GP- Emergency Engines | Natural Gas (Weighted U.S. Average) | Methane | 0 | 0 | C
311611 | 1001827 | 2023 |  | GP- Emergency Engines | Natural Gas (Weighted U.S. Average) | Methane (Co2 eq) | 0 | 0 | C
311611 | 1001827 | 2023 |  | GP- Emergency Engines | Natural Gas (Weighted U.S. Average) | Nitrous Oxide | 0 | 0 | C
311611 | 1001827 | 2023 |  | GP- Emergency Engines | Natural Gas (Weighted U.S. Average) | Nitrous Oxide (Co2 eq) | 0 | 0 | C
311611 | 1001827 | 2023 |  | GP-Combustion Units | Natural Gas (Weighted U.S. Average) | Carbon Dioxide Biogenic | 0 | 997085000 | C
311611 | 1001827 | 2023 |  | GP-Combustion Units | Natural Gas (Weighted U.S. Average) | Carbon Dioxide Non-Biogenic | 54280.9 | 997085000 | C
311611 | 1001827 | 2023 |  | GP-Combustion Units | Natural Gas (Weighted U.S. Average) | Carbon Dioxide Total | 54280.9 | 997085000 | C
311611 | 1001827 | 2023 |  | GP-Combustion Units | Natural Gas (Weighted U.S. Average) | Methane | 1.02 | 997085000 | C
311611 | 1001827 | 2023 |  | GP-Combustion Units | Natural Gas (Weighted U.S. Average) | Methane (Co2 eq) | 25.6 | 997085000 | C
311611 | 1001827 | 2023 |  | GP-Combustion Units | Natural Gas (Weighted U.S. Average) | Nitrous Oxide | 0.102 | 997085000 | C
311611 | 1001827 | 2023 |  | GP-Combustion Units | Natural Gas (Weighted U.S. Average) | Nitrous Oxide (Co2 eq) | 30.5 | 997085000 | C
311611 | 1001838 | 2023 |  | GP-Combustion Units | Distillate Fuel Oil No. 2 | Carbon Dioxide Biogenic | 0 | 0 | C
311611 | 1001838 | 2023 |  | GP-Combustion Units | Distillate Fuel Oil No. 2 | Carbon Dioxide Non-Biogenic | 0 | 0 | C
311611 | 1001838 | 2023 |  | GP-Combustion Units | Distillate Fuel Oil No. 2 | Carbon Dioxide Total | 0 | 0 | C
311611 | 1001838 | 2023 |  | GP-Combustion Units | Distillate Fuel Oil No. 2 | Methane | 0 | 0 | C
311611 | 1001838 | 2023 |  | GP-Combustion Units | Distillate Fuel Oil No. 2 | Methane (Co2 eq) | 0 | 0 | C
311611 | 1001838 | 2023 |  | GP-Combustion Units | Distillate Fuel Oil No. 2 | Nitrous Oxide | 0 | 0 | C
311611 | 1001838 | 2023 |  | GP-Combustion Units | Distillate Fuel Oil No. 2 | Nitrous Oxide (Co2 eq) | 0 | 0 | C
311611 | 1001838 | 2023 |  | GP-Combustion Units | Natural Gas (Weighted U.S. Average) | Carbon Dioxide Biogenic | 0 | 0 | C
311611 | 1001838 | 2023 |  | GP-Combustion Units | Natural Gas (Weighted U.S. Average) | Carbon Dioxide Non-Biogenic | 26257.2 | 0 | C
311611 | 1001838 | 2023 |  | GP-Combustion Units | Natural Gas (Weighted U.S. Average) | Carbon Dioxide Total | 26257.2 | 0 | C
311611 | 1001838 | 2023 |  | GP-Combustion Units | Natural Gas (Weighted U.S. Average) | Methane | 0.49 | 0 | C
311611 | 1001838 | 2023 |  | GP-Combustion Units | Natural Gas (Weighted U.S. Average) | Methane (Co2 eq) | 12.4 | 0 | C
311611 | 1001838 | 2023 |  | GP-Combustion Units | Natural Gas (Weighted U.S. Average) | Nitrous Oxide | 0.049 | 0 | C
311611 | 1001838 | 2023 |  | GP-Combustion Units | Natural Gas (Weighted U.S. Average) | Nitrous Oxide (Co2 eq) | 14.7 | 0 | C
325130 | 1001839 | 2023 |  | CP-ACP1 | Natural Gas (Weighted U.S. Average) | Carbon Dioxide Biogenic | 0 | 0 | C
325130 | 1001839 | 2023 |  | CP-ACP1 | Natural Gas (Weighted U.S. Average) | Carbon Dioxide Non-Biogenic | 26860.3 | 0 | C
325130 | 1001839 | 2023 |  | CP-ACP1 | Natural Gas (Weighted U.S. Average) | Carbon Dioxide Total | 26860.3 | 0 | C
325130 | 1001839 | 2023 |  | CP-ACP1 | Natural Gas (Weighted U.S. Average) | Methane | 0.51 | 0 | C
325130 | 1001839 | 2023 |  | CP-ACP1 | Natural Gas (Weighted U.S. Average) | Methane (Co2 eq) | 12.7 | 0 | C
325130 | 1001839 | 2023 |  | CP-ACP1 | Natural Gas (Weighted U.S. Average) | Nitrous Oxide | 0.051 | 0 | C
325130 | 1001839 | 2023 |  | CP-ACP1 | Natural Gas (Weighted U.S. Average) | Nitrous Oxide (Co2 eq) | 15.1 | 0 | C
311611 | 1001851 | 2023 |  | CP-City Gate Gas Meter | Natural Gas (Weighted U.S. Average) | Carbon Dioxide Biogenic | 0 | 0 | C
311611 | 1001851 | 2023 |  | CP-City Gate Gas Meter | Natural Gas (Weighted U.S. Average) | Carbon Dioxide Non-Biogenic | 65996 | 0 | C
311611 | 1001851 | 2023 |  | CP-City Gate Gas Meter | Natural Gas (Weighted U.S. Average) | Carbon Dioxide Total | 65996 | 0 | C
311611 | 1001851 | 2023 |  | CP-City Gate Gas Meter | Natural Gas (Weighted U.S. Average) | Methane | 1.24 | 0 | C
311611 | 1001851 | 2023 |  | CP-City Gate Gas Meter | Natural Gas (Weighted U.S. Average) | Methane (Co2 eq) | 31.1 | 0 | C
311611 | 1001851 | 2023 |  | CP-City Gate Gas Meter | Natural Gas (Weighted U.S. Average) | Nitrous Oxide | 0.124 | 0 | C
311611 | 1001851 | 2023 |  | CP-City Gate Gas Meter | Natural Gas (Weighted U.S. Average) | Nitrous Oxide (Co2 eq) | 37.1 | 0 | C
311611 | 1001851 | 2023 |  | GP-Diesel Gen Sets | Distillate Fuel Oil No. 2 | Carbon Dioxide Biogenic | 0 | 0 | C
311611 | 1001851 | 2023 |  | GP-Diesel Gen Sets | Distillate Fuel Oil No. 2 | Carbon Dioxide Non-Biogenic | 49.7 | 0 | C
311611 | 1001851 | 2023 |  | GP-Diesel Gen Sets | Distillate Fuel Oil No. 2 | Carbon Dioxide Total | 49.7 | 0 | C
311611 | 1001851 | 2023 |  | GP-Diesel Gen Sets | Distillate Fuel Oil No. 2 | Methane | 0 | 0 | C
311611 | 1001851 | 2023 |  | GP-Diesel Gen Sets | Distillate Fuel Oil No. 2 | Methane (Co2 eq) | 0.1 | 0 | C
311611 | 1001851 | 2023 |  | GP-Diesel Gen Sets | Distillate Fuel Oil No. 2 | Nitrous Oxide | 0 | 0 | C
311611 | 1001851 | 2023 |  | GP-Diesel Gen Sets | Distillate Fuel Oil No. 2 | Nitrous Oxide (Co2 eq) | 0.1 | 0 | C
311314 | 1001859 | 2023 | OB (Boiler, other) | Boiler #6 | Natural Gas (Weighted U.S. Average) | Carbon Dioxide Biogenic | 0 | 0 | C
311314 | 1001859 | 2023 | OB (Boiler, other) | Boiler #6 | Natural Gas (Weighted U.S. Average) | Carbon Dioxide Non-Biogenic | 73238.5 | 0 | C
311314 | 1001859 | 2023 | OB (Boiler, other) | Boiler #6 | Natural Gas (Weighted U.S. Average) | Carbon Dioxide Total | 73238.5 | 0 | C
311314 | 1001859 | 2023 | OB (Boiler, other) | Boiler #6 | Natural Gas (Weighted U.S. Average) | Methane | 1.38 | 0 | C
311314 | 1001859 | 2023 | OB (Boiler, other) | Boiler #6 | Natural Gas (Weighted U.S. Average) | Methane (Co2 eq) | 34.5 | 0 | C
311314 | 1001859 | 2023 | OB (Boiler, other) | Boiler #6 | Natural Gas (Weighted U.S. Average) | Nitrous Oxide | 0.138 | 0 | C
311314 | 1001859 | 2023 | OB (Boiler, other) | Boiler #6 | Natural Gas (Weighted U.S. Average) | Nitrous Oxide (Co2 eq) | 41.1 | 0 | C
311314 | 1001859 | 2023 |  | GP- ASR Baltimore | Distillate Fuel Oil No. 2 | Carbon Dioxide Biogenic | 0 | 0 | C
311314 | 1001859 | 2023 |  | GP- ASR Baltimore | Distillate Fuel Oil No. 2 | Carbon Dioxide Non-Biogenic | 175.6 | 0 | C
311314 | 1001859 | 2023 |  | GP- ASR Baltimore | Distillate Fuel Oil No. 2 | Carbon Dioxide Total | 175.6 | 0 | C
311314 | 1001859 | 2023 |  | GP- ASR Baltimore | Distillate Fuel Oil No. 2 | Methane | 0.01 | 0 | C
311314 | 1001859 | 2023 |  | GP- ASR Baltimore | Distillate Fuel Oil No. 2 | Methane (Co2 eq) | 0.2 | 0 | C
311314 | 1001859 | 2023 |  | GP- ASR Baltimore | Distillate Fuel Oil No. 2 | Nitrous Oxide | 0.001 | 0 | C
311314 | 1001859 | 2023 |  | GP- ASR Baltimore | Distillate Fuel Oil No. 2 | Nitrous Oxide (Co2 eq) | 0.4 | 0 | C
311314 | 1001859 | 2023 |  | GP- ASR Baltimore | Natural Gas (Weighted U.S. Average) | Carbon Dioxide Biogenic | 0 | 0 | C
311314 | 1001859 | 2023 |  | GP- ASR Baltimore | Natural Gas (Weighted U.S. Average) | Carbon Dioxide Non-Biogenic | 35085.3 | 0 | C
311314 | 1001859 | 2023 |  | GP- ASR Baltimore | Natural Gas (Weighted U.S. Average) | Carbon Dioxide Total | 35085.3 | 0 | C
311314 | 1001859 | 2023 |  | GP- ASR Baltimore | Natural Gas (Weighted U.S. Average) | Methane | 0.66 | 0 | C
311314 | 1001859 | 2023 |  | GP- ASR Baltimore | Natural Gas (Weighted U.S. Average) | Methane (Co2 eq) | 16.5 | 0 | C
311314 | 1001859 | 2023 |  | GP- ASR Baltimore | Natural Gas (Weighted U.S. Average) | Nitrous Oxide | 0.066 | 0 | C
311314 | 1001859 | 2023 |  | GP- ASR Baltimore | Natural Gas (Weighted U.S. Average) | Nitrous Oxide (Co2 eq) | 19.7 | 0 | C
311314 | 1001861 | 2023 |  | GP-Yonkers Fuel Burning Equipment | Distillate Fuel Oil No. 2 | Carbon Dioxide Biogenic | 0 | 75386 | C
311314 | 1001861 | 2023 |  | GP-Yonkers Fuel Burning Equipment | Distillate Fuel Oil No. 2 | Carbon Dioxide Non-Biogenic | 769.4 | 75386 | C
311314 | 1001861 | 2023 |  | GP-Yonkers Fuel Burning Equipment | Distillate Fuel Oil No. 2 | Carbon Dioxide Total | 769.4 | 75386 | C
311314 | 1001861 | 2023 |  | GP-Yonkers Fuel Burning Equipment | Distillate Fuel Oil No. 2 | Methane | 0.03 | 75386 | C
311314 | 1001861 | 2023 |  | GP-Yonkers Fuel Burning Equipment | Distillate Fuel Oil No. 2 | Methane (Co2 eq) | 0.8 | 75386 | C
311314 | 1001861 | 2023 |  | GP-Yonkers Fuel Burning Equipment | Distillate Fuel Oil No. 2 | Nitrous Oxide | 0.006 | 75386 | C
311314 | 1001861 | 2023 |  | GP-Yonkers Fuel Burning Equipment | Distillate Fuel Oil No. 2 | Nitrous Oxide (Co2 eq) | 1.9 | 75386 | C
311314 | 1001861 | 2023 |  | GP-Yonkers Fuel Burning Equipment | Natural Gas (Weighted U.S. Average) | Carbon Dioxide Biogenic | 0 | 1377966455 | C
311314 | 1001861 | 2023 |  | GP-Yonkers Fuel Burning Equipment | Natural Gas (Weighted U.S. Average) | Carbon Dioxide Non-Biogenic | 75015.9 | 1377966455 | C
311314 | 1001861 | 2023 |  | GP-Yonkers Fuel Burning Equipment | Natural Gas (Weighted U.S. Average) | Carbon Dioxide Total | 75015.9 | 1377966455 | C
311314 | 1001861 | 2023 |  | GP-Yonkers Fuel Burning Equipment | Natural Gas (Weighted U.S. Average) | Methane | 1.41 | 1377966455 | C
311314 | 1001861 | 2023 |  | GP-Yonkers Fuel Burning Equipment | Natural Gas (Weighted U.S. Average) | Methane (Co2 eq) | 35.3 | 1377966455 | C
311314 | 1001861 | 2023 |  | GP-Yonkers Fuel Burning Equipment | Natural Gas (Weighted U.S. Average) | Nitrous Oxide | 0.141 | 1377966455 | C
311314 | 1001861 | 2023 |  | GP-Yonkers Fuel Burning Equipment | Natural Gas (Weighted U.S. Average) | Nitrous Oxide (Co2 eq) | 42.1 | 1377966455 | C
325998 | 1001864 | 2023 |  | GP-1 | Natural Gas (Weighted U.S. Average) | Carbon Dioxide Biogenic | 0 | 0 | C
325998 | 1001864 | 2023 |  | GP-1 | Natural Gas (Weighted U.S. Average) | Carbon Dioxide Non-Biogenic | 41651.4 | 0 | C
325998 | 1001864 | 2023 |  | GP-1 | Natural Gas (Weighted U.S. Average) | Carbon Dioxide Total | 41651.4 | 0 | C
325998 | 1001864 | 2023 |  | GP-1 | Natural Gas (Weighted U.S. Average) | Methane | 0.78 | 0 | C
325998 | 1001864 | 2023 |  | GP-1 | Natural Gas (Weighted U.S. Average) | Methane (Co2 eq) | 19.6 | 0 | C
325998 | 1001864 | 2023 |  | GP-1 | Natural Gas (Weighted U.S. Average) | Nitrous Oxide | 0.078 | 0 | C
325998 | 1001864 | 2023 |  | GP-1 | Natural Gas (Weighted U.S. Average) | Nitrous Oxide (Co2 eq) | 23.4 | 0 | C
325193 | 1001865 | 2023 |  | GP-SIRE | Natural Gas (Weighted U.S. Average) | Carbon Dioxide Biogenic | 0 | 2648261979 | C
325193 | 1001865 | 2023 |  | GP-SIRE | Natural Gas (Weighted U.S. Average) | Carbon Dioxide Non-Biogenic | 145262.8 | 2648261979 | C
325193 | 1001865 | 2023 |  | GP-SIRE | Natural Gas (Weighted U.S. Average) | Carbon Dioxide Total | 145262.8 | 2648261979 | C
325193 | 1001865 | 2023 |  | GP-SIRE | Natural Gas (Weighted U.S. Average) | Methane | 2.74 | 2648261979 | C
325193 | 1001865 | 2023 |  | GP-SIRE | Natural Gas (Weighted U.S. Average) | Methane (Co2 eq) | 68.4 | 2648261979 | C
325193 | 1001865 | 2023 |  | GP-SIRE | Natural Gas (Weighted U.S. Average) | Nitrous Oxide | 0.274 | 2648261979 | C
325193 | 1001865 | 2023 |  | GP-SIRE | Natural Gas (Weighted U.S. Average) | Nitrous Oxide (Co2 eq) | 81.6 | 2648261979 | C
325194 | 1001870 | 2023 |  | CP-NG1 | Natural Gas (Weighted U.S. Average) | Carbon Dioxide Biogenic | 0 | 1214683532 | C
325194 | 1001870 | 2023 |  | CP-NG1 | Natural Gas (Weighted U.S. Average) | Carbon Dioxide Non-Biogenic | 65740.1 | 1214683532 | C
325194 | 1001870 | 2023 |  | CP-NG1 | Natural Gas (Weighted U.S. Average) | Carbon Dioxide Total | 65740.1 | 1214683532 | C
325194 | 1001870 | 2023 |  | CP-NG1 | Natural Gas (Weighted U.S. Average) | Methane | 1.24 | 1214683532 | C
325194 | 1001870 | 2023 |  | CP-NG1 | Natural Gas (Weighted U.S. Average) | Methane (Co2 eq) | 31 | 1214683532 | C
325194 | 1001870 | 2023 |  | CP-NG1 | Natural Gas (Weighted U.S. Average) | Nitrous Oxide | 0.124 | 1214683532 | C
325194 | 1001870 | 2023 |  | CP-NG1 | Natural Gas (Weighted U.S. Average) | Nitrous Oxide (Co2 eq) | 36.9 | 1214683532 | C
311314 | 1001882 | 2023 | PCT (Pulverized coal, tangentially-fired) | D Boiler | Bituminous | Carbon Dioxide Biogenic | 0 | 1384.5 | C
311314 | 1001882 | 2023 | PCT (Pulverized coal, tangentially-fired) | D Boiler | Bituminous | Carbon Dioxide Non-Biogenic | 4143.8 | 1384.5 | C
311314 | 1001882 | 2023 | PCT (Pulverized coal, tangentially-fired) | D Boiler | Bituminous | Carbon Dioxide Total | 4143.8 | 1384.5 | C
311314 | 1001882 | 2023 | PCT (Pulverized coal, tangentially-fired) | D Boiler | Bituminous | Methane | 0.42 | 1384.5 | C
311314 | 1001882 | 2023 | PCT (Pulverized coal, tangentially-fired) | D Boiler | Bituminous | Methane (Co2 eq) | 10.5 | 1384.5 | C
311314 | 1001882 | 2023 | PCT (Pulverized coal, tangentially-fired) | D Boiler | Bituminous | Nitrous Oxide | 0.061 | 1384.5 | C
311314 | 1001882 | 2023 | PCT (Pulverized coal, tangentially-fired) | D Boiler | Bituminous | Nitrous Oxide (Co2 eq) | 18.3 | 1384.5 | C
311314 | 1001882 | 2023 | PCT (Pulverized coal, tangentially-fired) | D Boiler | Natural Gas (Weighted U.S. Average) | Carbon Dioxide Biogenic | 0 | 1745550000 | C
311314 | 1001882 | 2023 | PCT (Pulverized coal, tangentially-fired) | D Boiler | Natural Gas (Weighted U.S. Average) | Carbon Dioxide Non-Biogenic | 95027 | 1745550000 | C
311314 | 1001882 | 2023 | PCT (Pulverized coal, tangentially-fired) | D Boiler | Natural Gas (Weighted U.S. Average) | Carbon Dioxide Total | 95027 | 1745550000 | C
311314 | 1001882 | 2023 | PCT (Pulverized coal, tangentially-fired) | D Boiler | Natural Gas (Weighted U.S. Average) | Methane | 1.79 | 1745550000 | C
311314 | 1001882 | 2023 | PCT (Pulverized coal, tangentially-fired) | D Boiler | Natural Gas (Weighted U.S. Average) | Methane (Co2 eq) | 44.8 | 1745550000 | C
311314 | 1001882 | 2023 | PCT (Pulverized coal, tangentially-fired) | D Boiler | Natural Gas (Weighted U.S. Average) | Nitrous Oxide | 0.179 | 1745550000 | C
311314 | 1001882 | 2023 | PCT (Pulverized coal, tangentially-fired) | D Boiler | Natural Gas (Weighted U.S. Average) | Nitrous Oxide (Co2 eq) | 53.4 | 1745550000 | C
311314 | 1001882 | 2023 |  | GP-ISC Boilers | Natural Gas (Weighted U.S. Average) | Carbon Dioxide Biogenic | 0 | 726640000 | C
311314 | 1001882 | 2023 |  | GP-ISC Boilers | Natural Gas (Weighted U.S. Average) | Carbon Dioxide Non-Biogenic | 39558 | 726640000 | C
311314 | 1001882 | 2023 |  | GP-ISC Boilers | Natural Gas (Weighted U.S. Average) | Carbon Dioxide Total | 39558 | 726640000 | C
311314 | 1001882 | 2023 |  | GP-ISC Boilers | Natural Gas (Weighted U.S. Average) | Methane | 0.75 | 726640000 | C
311314 | 1001882 | 2023 |  | GP-ISC Boilers | Natural Gas (Weighted U.S. Average) | Methane (Co2 eq) | 18.6 | 726640000 | C
311314 | 1001882 | 2023 |  | GP-ISC Boilers | Natural Gas (Weighted U.S. Average) | Nitrous Oxide | 0.075 | 726640000 | C
311314 | 1001882 | 2023 |  | GP-ISC Boilers | Natural Gas (Weighted U.S. Average) | Nitrous Oxide (Co2 eq) | 22.2 | 726640000 | C
322110 | 1001889 | 2023 | S (Stoker Boiler) | 01 | Liquefied petroleum gases (LPG) | Carbon Dioxide Biogenic | 0 | 0 | C
322110 | 1001889 | 2023 | S (Stoker Boiler) | 01 | Liquefied petroleum gases (LPG) | Carbon Dioxide Non-Biogenic | 5582 | 0 | C
322110 | 1001889 | 2023 | S (Stoker Boiler) | 01 | Liquefied petroleum gases (LPG) | Carbon Dioxide Total | 5582 | 0 | C
322110 | 1001889 | 2023 | S (Stoker Boiler) | 01 | Liquefied petroleum gases (LPG) | Methane | 0.27 | 0 | C
322110 | 1001889 | 2023 | S (Stoker Boiler) | 01 | Liquefied petroleum gases (LPG) | Methane (Co2 eq) | 6.8 | 0 | C
322110 | 1001889 | 2023 | S (Stoker Boiler) | 01 | Liquefied petroleum gases (LPG) | Nitrous Oxide | 0.054 | 0 | C
322110 | 1001889 | 2023 | S (Stoker Boiler) | 01 | Liquefied petroleum gases (LPG) | Nitrous Oxide (Co2 eq) | 16.2 | 0 | C
322110 | 1001889 | 2023 | S (Stoker Boiler) | 01 | Natural Gas (Weighted U.S. Average) | Carbon Dioxide Biogenic | 0 | 0 | C
322110 | 1001889 | 2023 | S (Stoker Boiler) | 01 | Natural Gas (Weighted U.S. Average) | Carbon Dioxide Non-Biogenic | 122499.2 | 0 | C
322110 | 1001889 | 2023 | S (Stoker Boiler) | 01 | Natural Gas (Weighted U.S. Average) | Carbon Dioxide Total | 122499.2 | 0 | C
322110 | 1001889 | 2023 | S (Stoker Boiler) | 01 | Natural Gas (Weighted U.S. Average) | Methane | 2.31 | 0 | C
322110 | 1001889 | 2023 | S (Stoker Boiler) | 01 | Natural Gas (Weighted U.S. Average) | Methane (Co2 eq) | 57.7 | 0 | C
322110 | 1001889 | 2023 | S (Stoker Boiler) | 01 | Natural Gas (Weighted U.S. Average) | Nitrous Oxide | 0.231 | 0 | C
322110 | 1001889 | 2023 | S (Stoker Boiler) | 01 | Natural Gas (Weighted U.S. Average) | Nitrous Oxide (Co2 eq) | 68.8 | 0 | C
322110 | 1001889 | 2023 | S (Stoker Boiler) | 01 | Wood and Wood Residuals (dry basis) | Carbon Dioxide Biogenic | 102678.4 | 0 | C
322110 | 1001889 | 2023 | S (Stoker Boiler) | 01 | Wood and Wood Residuals (dry basis) | Carbon Dioxide Non-Biogenic | 0 | 0 | C
322110 | 1001889 | 2023 | S (Stoker Boiler) | 01 | Wood and Wood Residuals (dry basis) | Carbon Dioxide Total | 102678.4 | 0 | C
322110 | 1001889 | 2023 | S (Stoker Boiler) | 01 | Wood and Wood Residuals (dry basis) | Methane | 7.88 | 0 | C
322110 | 1001889 | 2023 | S (Stoker Boiler) | 01 | Wood and Wood Residuals (dry basis) | Methane (Co2 eq) | 197 | 0 | C
322110 | 1001889 | 2023 | S (Stoker Boiler) | 01 | Wood and Wood Residuals (dry basis) | Nitrous Oxide | 3.941 | 0 | C
322110 | 1001889 | 2023 | S (Stoker Boiler) | 01 | Wood and Wood Residuals (dry basis) | Nitrous Oxide (Co2 eq) | 1174.3 | 0 | C
322110 | 1001889 | 2023 | PRH (Process Heater) | Tissue Machine #1 & #2 (combined) | Liquefied petroleum gases (LPG) | Carbon Dioxide Biogenic | 0 | 0 | C
322110 | 1001889 | 2023 | PRH (Process Heater) | Tissue Machine #1 & #2 (combined) | Liquefied petroleum gases (LPG) | Carbon Dioxide Non-Biogenic | 989.6 | 0 | C
322110 | 1001889 | 2023 | PRH (Process Heater) | Tissue Machine #1 & #2 (combined) | Liquefied petroleum gases (LPG) | Carbon Dioxide Total | 989.6 | 0 | C
322110 | 1001889 | 2023 | PRH (Process Heater) | Tissue Machine #1 & #2 (combined) | Liquefied petroleum gases (LPG) | Methane | 0.05 | 0 | C
322110 | 1001889 | 2023 | PRH (Process Heater) | Tissue Machine #1 & #2 (combined) | Liquefied petroleum gases (LPG) | Methane (Co2 eq) | 1.2 | 0 | C
322110 | 1001889 | 2023 | PRH (Process Heater) | Tissue Machine #1 & #2 (combined) | Liquefied petroleum gases (LPG) | Nitrous Oxide | 0.01 | 0 | C
322110 | 1001889 | 2023 | PRH (Process Heater) | Tissue Machine #1 & #2 (combined) | Liquefied petroleum gases (LPG) | Nitrous Oxide (Co2 eq) | 2.9 | 0 | C
322110 | 1001889 | 2023 | PRH (Process Heater) | Tissue Machine #1 & #2 (combined) | Natural Gas (Weighted U.S. Average) | Carbon Dioxide Biogenic | 0 | 0 | C
322110 | 1001889 | 2023 | PRH (Process Heater) | Tissue Machine #1 & #2 (combined) | Natural Gas (Weighted U.S. Average) | Carbon Dioxide Non-Biogenic | 20314 | 0 | C
322110 | 1001889 | 2023 | PRH (Process Heater) | Tissue Machine #1 & #2 (combined) | Natural Gas (Weighted U.S. Average) | Carbon Dioxide Total | 20314 | 0 | C
322110 | 1001889 | 2023 | PRH (Process Heater) | Tissue Machine #1 & #2 (combined) | Natural Gas (Weighted U.S. Average) | Methane | 0.38 | 0 | C
322110 | 1001889 | 2023 | PRH (Process Heater) | Tissue Machine #1 & #2 (combined) | Natural Gas (Weighted U.S. Average) | Methane (Co2 eq) | 9.6 | 0 | C
322110 | 1001889 | 2023 | PRH (Process Heater) | Tissue Machine #1 & #2 (combined) | Natural Gas (Weighted U.S. Average) | Nitrous Oxide | 0.038 | 0 | C
322110 | 1001889 | 2023 | PRH (Process Heater) | Tissue Machine #1 & #2 (combined) | Natural Gas (Weighted U.S. Average) | Nitrous Oxide (Co2 eq) | 11.4 | 0 | C
322110 | 1001889 | 2023 | Chemical Recovery Furnace | Unit 02 |  | Carbon Dioxide Biogenic (Spent Liquor) | 1306662.6 |  | AA | [9 empty] | 36 | 1989 | KV/Tamp | 4.5 |  |  |  | 1150 | 875
322110 | 1001889 | 2023 | Chemical Recovery Furnace | Unit 02 |  | Carbon Dioxide Non-Biogenic | 57638.4 |  | AA | [9 empty] | 36 | 1989 | KV/Tamp | 4.5 |  |  |  | 1150 | 875
322110 | 1001889 | 2023 | Chemical Recovery Furnace | Unit 02 |  | Methane | 1.17 |  | AA | [9 empty] | 36 | 1989 | KV/Tamp | 4.5 |  |  |  | 1150 | 875
322110 | 1001889 | 2023 | Chemical Recovery Furnace | Unit 02 |  | Methane Spent Liquor | 26.5 |  | AA | [9 empty] | 36 | 1989 | KV/Tamp | 4.5 |  |  |  | 1150 | 875
322110 | 1001889 | 2023 | Chemical Recovery Furnace | Unit 02 |  | Nitrous Oxide | 0.13 |  | AA | [9 empty] | 36 | 1989 | KV/Tamp | 4.5 |  |  |  | 1150 | 875
322110 | 1001889 | 2023 | Chemical Recovery Furnace | Unit 02 |  | Nitrous Oxide Spent Liquor | 5.856 |  | AA | [9 empty] | 36 | 1989 | KV/Tamp | 4.5 |  |  |  | 1150 | 875
322110 | 1001889 | 2023 | Pulp Mill Lime Kiln | Unit 15 |  | Carbon Dioxide Biogenic (Spent Liquor) | 0 |  | AA
322110 | 1001889 | 2023 | Pulp Mill Lime Kiln | Unit 15 |  | Carbon Dioxide Non-Biogenic | 21768.4 |  | AA
322110 | 1001889 | 2023 | Pulp Mill Lime Kiln | Unit 15 |  | Methane | 1.11 |  | AA
322110 | 1001889 | 2023 | Pulp Mill Lime Kiln | Unit 15 |  | Methane Spent Liquor | 0 |  | AA
322110 | 1001889 | 2023 | Pulp Mill Lime Kiln | Unit 15 |  | Nitrous Oxide | 0.01 |  | AA
322110 | 1001889 | 2023 | Pulp Mill Lime Kiln | Unit 15 |  | Nitrous Oxide Spent Liquor | 0 |  | AA
322120 | 1001892 | 2023 |  | GP- Natural Gas Fired Units | Natural Gas (Weighted U.S. Average) | Carbon Dioxide Biogenic | 0 | 0 | C
322120 | 1001892 | 2023 |  | GP- Natural Gas Fired Units | Natural Gas (Weighted U.S. Average) | Carbon Dioxide Non-Biogenic | 6964.3 | 0 | C
322120 | 1001892 | 2023 |  | GP- Natural Gas Fired Units | Natural Gas (Weighted U.S. Average) | Carbon Dioxide Total | 6964.3 | 0 | C
322120 | 1001892 | 2023 |  | GP- Natural Gas Fired Units | Natural Gas (Weighted U.S. Average) | Methane | 0.13 | 0 | C
322120 | 1001892 | 2023 |  | GP- Natural Gas Fired Units | Natural Gas (Weighted U.S. Average) | Methane (Co2 eq) | 3.3 | 0 | C
322120 | 1001892 | 2023 |  | GP- Natural Gas Fired Units | Natural Gas (Weighted U.S. Average) | Nitrous Oxide | 0.013 | 0 | C
322120 | 1001892 | 2023 |  | GP- Natural Gas Fired Units | Natural Gas (Weighted U.S. Average) | Nitrous Oxide (Co2 eq) | 3.9 | 0 | C
322120 | 1001892 | 2023 |  | GP- Propane Unit Heaters | Propane | Carbon Dioxide Biogenic | 0 | 0 | C
322120 | 1001892 | 2023 |  | GP- Propane Unit Heaters | Propane | Carbon Dioxide Non-Biogenic | 27.1 | 0 | C
322120 | 1001892 | 2023 |  | GP- Propane Unit Heaters | Propane | Carbon Dioxide Total | 27.1 | 0 | C
322120 | 1001892 | 2023 |  | GP- Propane Unit Heaters | Propane | Methane | 0 | 0 | C
322120 | 1001892 | 2023 |  | GP- Propane Unit Heaters | Propane | Methane (Co2 eq) | 0 | 0 | C
322120 | 1001892 | 2023 |  | GP- Propane Unit Heaters | Propane | Nitrous Oxide | 0 | 0 | C
322120 | 1001892 | 2023 |  | GP- Propane Unit Heaters | Propane | Nitrous Oxide (Co2 eq) | 0.1 | 0 | C
322120 | 1001892 | 2023 | Pulp Mill Lime Kiln | Lime Kiln |  | Carbon Dioxide Biogenic (Spent Liquor) | 0 |  | AA
322120 | 1001892 | 2023 | Pulp Mill Lime Kiln | Lime Kiln |  | Carbon Dioxide Non-Biogenic | 36948.7 |  | AA
322120 | 1001892 | 2023 | Pulp Mill Lime Kiln | Lime Kiln |  | Methane | 1.88 |  | AA
322120 | 1001892 | 2023 | Pulp Mill Lime Kiln | Lime Kiln |  | Methane Spent Liquor | 0 |  | AA
322120 | 1001892 | 2023 | Pulp Mill Lime Kiln | Lime Kiln |  | Nitrous Oxide | 0 |  | AA
322120 | 1001892 | 2023 | Pulp Mill Lime Kiln | Lime Kiln |  | Nitrous Oxide Spent Liquor | 0 |  | AA
322120 | 1001892 | 2023 | OB (Boiler, other) | Package Boiler | Natural Gas (Weighted U.S. Average) | Carbon Dioxide Biogenic | 0 | 0 | C
322120 | 1001892 | 2023 | OB (Boiler, other) | Package Boiler | Natural Gas (Weighted U.S. Average) | Carbon Dioxide Non-Biogenic | 15790.3 | 0 | C
322120 | 1001892 | 2023 | OB (Boiler, other) | Package Boiler | Natural Gas (Weighted U.S. Average) | Carbon Dioxide Total | 15790.3 | 0 | C
322120 | 1001892 | 2023 | OB (Boiler, other) | Package Boiler | Natural Gas (Weighted U.S. Average) | Methane | 0.3 | 0 | C
322120 | 1001892 | 2023 | OB (Boiler, other) | Package Boiler | Natural Gas (Weighted U.S. Average) | Methane (Co2 eq) | 7.4 | 0 | C
322120 | 1001892 | 2023 | OB (Boiler, other) | Package Boiler | Natural Gas (Weighted U.S. Average) | Nitrous Oxide | 0.03 | 0 | C
322120 | 1001892 | 2023 | OB (Boiler, other) | Package Boiler | Natural Gas (Weighted U.S. Average) | Nitrous Oxide (Co2 eq) | 8.9 | 0 | C
322120 | 1001892 | 2023 | Chemical Recovery Furnace | Recovery Boiler |  | Carbon Dioxide Biogenic (Spent Liquor) | 630900.7 |  | AA | [9 empty] | 36 | 1989 | B&W | 3.66 |  |  |  | 775 | 625
322120 | 1001892 | 2023 | Chemical Recovery Furnace | Recovery Boiler |  | Carbon Dioxide Non-Biogenic | 4152.3 |  | AA | [9 empty] | 36 | 1989 | B&W | 3.66 |  |  |  | 775 | 625
322120 | 1001892 | 2023 | Chemical Recovery Furnace | Recovery Boiler |  | Methane | 0.08 |  | AA | [9 empty] | 36 | 1989 | B&W | 3.66 |  |  |  | 775 | 625
322120 | 1001892 | 2023 | Chemical Recovery Furnace | Recovery Boiler |  | Methane Spent Liquor | 12.79 |  | AA | [9 empty] | 36 | 1989 | B&W | 3.66 |  |  |  | 775 | 625
322120 | 1001892 | 2023 | Chemical Recovery Furnace | Recovery Boiler |  | Nitrous Oxide | 0.008 |  | AA | [9 empty] | 36 | 1989 | B&W | 3.66 |  |  |  | 775 | 625
322120 | 1001892 | 2023 | Chemical Recovery Furnace | Recovery Boiler |  | Nitrous Oxide Spent Liquor | 2.828 |  | AA | [9 empty] | 36 | 1989 | B&W | 3.66 |  |  |  | 775 | 625
322120 | 1001892 | 2023 | S (Stoker Boiler) | Waste Fuel Boiler | Bituminous | Carbon Dioxide Biogenic | 0 | 0 | C
322120 | 1001892 | 2023 | S (Stoker Boiler) | Waste Fuel Boiler | Bituminous | Carbon Dioxide Non-Biogenic | 0 | 0 | C
322120 | 1001892 | 2023 | S (Stoker Boiler) | Waste Fuel Boiler | Bituminous | Carbon Dioxide Total | 0 | 0 | C
322120 | 1001892 | 2023 | S (Stoker Boiler) | Waste Fuel Boiler | Bituminous | Methane | 0.04 | 0 | C
322120 | 1001892 | 2023 | S (Stoker Boiler) | Waste Fuel Boiler | Bituminous | Methane (Co2 eq) | 1 | 0 | C
322120 | 1001892 | 2023 | S (Stoker Boiler) | Waste Fuel Boiler | Bituminous | Nitrous Oxide | 0.006 | 0 | C
322120 | 1001892 | 2023 | S (Stoker Boiler) | Waste Fuel Boiler | Bituminous | Nitrous Oxide (Co2 eq) | 1.7 | 0 | C
322120 | 1001892 | 2023 | S (Stoker Boiler) | Waste Fuel Boiler | Natural Gas (Weighted U.S. Average) | Carbon Dioxide Biogenic | 0 | 0 | C
322120 | 1001892 | 2023 | S (Stoker Boiler) | Waste Fuel Boiler | Natural Gas (Weighted U.S. Average) | Carbon Dioxide Non-Biogenic | 0 | 0 | C
322120 | 1001892 | 2023 | S (Stoker Boiler) | Waste Fuel Boiler | Natural Gas (Weighted U.S. Average) | Carbon Dioxide Total | 0 | 0 | C
322120 | 1001892 | 2023 | S (Stoker Boiler) | Waste Fuel Boiler | Natural Gas (Weighted U.S. Average) | Methane | 0.11 | 0 | C
322120 | 1001892 | 2023 | S (Stoker Boiler) | Waste Fuel Boiler | Natural Gas (Weighted U.S. Average) | Methane (Co2 eq) | 2.8 | 0 | C
322120 | 1001892 | 2023 | S (Stoker Boiler) | Waste Fuel Boiler | Natural Gas (Weighted U.S. Average) | Nitrous Oxide | 0.011 | 0 | C
322120 | 1001892 | 2023 | S (Stoker Boiler) | Waste Fuel Boiler | Natural Gas (Weighted U.S. Average) | Nitrous Oxide (Co2 eq) | 3.4 | 0 | C
322120 | 1001892 | 2023 | S (Stoker Boiler) | Waste Fuel Boiler | Wood and Wood Residuals (dry basis) | Carbon Dioxide Biogenic | 0 | 0 | C
322120 | 1001892 | 2023 | S (Stoker Boiler) | Waste Fuel Boiler | Wood and Wood Residuals (dry basis) | Carbon Dioxide Non-Biogenic | 0 | 0 | C
322120 | 1001892 | 2023 | S (Stoker Boiler) | Waste Fuel Boiler | Wood and Wood Residuals (dry basis) | Carbon Dioxide Total | 0 | 0 | C
322120 | 1001892 | 2023 | S (Stoker Boiler) | Waste Fuel Boiler | Wood and Wood Residuals (dry basis) | Methane | 27.46 | 0 | C
322120 | 1001892 | 2023 | S (Stoker Boiler) | Waste Fuel Boiler | Wood and Wood Residuals (dry basis) | Methane (Co2 eq) | 686.6 | 0 | C
322120 | 1001892 | 2023 | S (Stoker Boiler) | Waste Fuel Boiler | Wood and Wood Residuals (dry basis) | Nitrous Oxide | 13.732 | 0 | C
322120 | 1001892 | 2023 | S (Stoker Boiler) | Waste Fuel Boiler | Wood and Wood Residuals (dry basis) | Nitrous Oxide (Co2 eq) | 4092.1 | 0 | C
325110 | 1001905 | 2023 |  | GP-900 Furnaces | Fuel Gas | Carbon Dioxide Biogenic | 0 | 168705003.787 | C
325110 | 1001905 | 2023 |  | GP-900 Furnaces | Fuel Gas | Carbon Dioxide Non-Biogenic | 11245.6 | 168705003.787 | C
325110 | 1001905 | 2023 |  | GP-900 Furnaces | Fuel Gas | Carbon Dioxide Total | 11245.6 | 168705003.787 | C
325110 | 1001905 | 2023 |  | GP-900 Furnaces | Fuel Gas | Methane | 0.57 | 168705003.787 | C
325110 | 1001905 | 2023 |  | GP-900 Furnaces | Fuel Gas | Methane (Co2 eq) | 14.3 | 168705003.787 | C
325110 | 1001905 | 2023 |  | GP-900 Furnaces | Fuel Gas | Nitrous Oxide | 0.114 | 168705003.787 | C
325110 | 1001905 | 2023 |  | GP-900 Furnaces | Fuel Gas | Nitrous Oxide (Co2 eq) | 34.1 | 168705003.787 | C
325110 | 1001905 | 2023 |  | GP-Diesel Air Compressors | Distillate Fuel Oil No. 2 | Carbon Dioxide Biogenic | 0 | 1137 | C
325110 | 1001905 | 2023 |  | GP-Diesel Air Compressors | Distillate Fuel Oil No. 2 | Carbon Dioxide Non-Biogenic | 11.6 | 1137 | C
325110 | 1001905 | 2023 |  | GP-Diesel Air Compressors | Distillate Fuel Oil No. 2 | Carbon Dioxide Total | 11.6 | 1137 | C
325110 | 1001905 | 2023 |  | GP-Diesel Air Compressors | Distillate Fuel Oil No. 2 | Methane | 0 | 1137 | C
325110 | 1001905 | 2023 |  | GP-Diesel Air Compressors | Distillate Fuel Oil No. 2 | Methane (Co2 eq) | 0 | 1137 | C
325110 | 1001905 | 2023 |  | GP-Diesel Air Compressors | Distillate Fuel Oil No. 2 | Nitrous Oxide | 0 | 1137 | C
325110 | 1001905 | 2023 |  | GP-Diesel Air Compressors | Distillate Fuel Oil No. 2 | Nitrous Oxide (Co2 eq) | 0 | 1137 | C
325110 | 1001905 | 2023 |  | GP-Nat Gas Furnaces | Natural Gas (Weighted U.S. Average) | Carbon Dioxide Biogenic | 0 | 1893864262.7 | C
325110 | 1001905 | 2023 |  | GP-Nat Gas Furnaces | Natural Gas (Weighted U.S. Average) | Carbon Dioxide Non-Biogenic | 103101.1 | 1893864262.7 | C
325110 | 1001905 | 2023 |  | GP-Nat Gas Furnaces | Natural Gas (Weighted U.S. Average) | Carbon Dioxide Total | 103101.1 | 1893864262.7 | C
325110 | 1001905 | 2023 |  | GP-Nat Gas Furnaces | Natural Gas (Weighted U.S. Average) | Methane | 1.94 | 1893864262.7 | C
325110 | 1001905 | 2023 |  | GP-Nat Gas Furnaces | Natural Gas (Weighted U.S. Average) | Methane (Co2 eq) | 48.6 | 1893864262.7 | C
325110 | 1001905 | 2023 |  | GP-Nat Gas Furnaces | Natural Gas (Weighted U.S. Average) | Nitrous Oxide | 0.194 | 1893864262.7 | C
325110 | 1001905 | 2023 |  | GP-Nat Gas Furnaces | Natural Gas (Weighted U.S. Average) | Nitrous Oxide (Co2 eq) | 57.9 | 1893864262.7 | C
322110 | 1001906 | 2023 | BFB (Boiler, bubbling fluidized bed) | No 6 Power Boiler | Agricultural Byproducts | Carbon Dioxide Biogenic | 174.1 | 178.5506 | C
322110 | 1001906 | 2023 | BFB (Boiler, bubbling fluidized bed) | No 6 Power Boiler | Agricultural Byproducts | Carbon Dioxide Non-Biogenic | 0 | 178.5506 | C
322110 | 1001906 | 2023 | BFB (Boiler, bubbling fluidized bed) | No 6 Power Boiler | Agricultural Byproducts | Carbon Dioxide Total | 174.1 | 178.5506 | C
322110 | 1001906 | 2023 | BFB (Boiler, bubbling fluidized bed) | No 6 Power Boiler | Agricultural Byproducts | Methane | 0.05 | 178.5506 | C
322110 | 1001906 | 2023 | BFB (Boiler, bubbling fluidized bed) | No 6 Power Boiler | Agricultural Byproducts | Methane (Co2 eq) | 1.2 | 178.5506 | C
322110 | 1001906 | 2023 | BFB (Boiler, bubbling fluidized bed) | No 6 Power Boiler | Agricultural Byproducts | Nitrous Oxide | 0.006 | 178.5506 | C
322110 | 1001906 | 2023 | BFB (Boiler, bubbling fluidized bed) | No 6 Power Boiler | Agricultural Byproducts | Nitrous Oxide (Co2 eq) | 1.8 | 178.5506 | C
322110 | 1001906 | 2023 | BFB (Boiler, bubbling fluidized bed) | No 6 Power Boiler | Distillate Fuel Oil No. 2 | Carbon Dioxide Biogenic | 0 | 37313.5914 | C
322110 | 1001906 | 2023 | BFB (Boiler, bubbling fluidized bed) | No 6 Power Boiler | Distillate Fuel Oil No. 2 | Carbon Dioxide Non-Biogenic | 380.8 | 37313.5914 | C
322110 | 1001906 | 2023 | BFB (Boiler, bubbling fluidized bed) | No 6 Power Boiler | Distillate Fuel Oil No. 2 | Carbon Dioxide Total | 380.8 | 37313.5914 | C
322110 | 1001906 | 2023 | BFB (Boiler, bubbling fluidized bed) | No 6 Power Boiler | Distillate Fuel Oil No. 2 | Methane | 0.02 | 37313.5914 | C
322110 | 1001906 | 2023 | BFB (Boiler, bubbling fluidized bed) | No 6 Power Boiler | Distillate Fuel Oil No. 2 | Methane (Co2 eq) | 0.4 | 37313.5914 | C
322110 | 1001906 | 2023 | BFB (Boiler, bubbling fluidized bed) | No 6 Power Boiler | Distillate Fuel Oil No. 2 | Nitrous Oxide | 0.003 | 37313.5914 | C
322110 | 1001906 | 2023 | BFB (Boiler, bubbling fluidized bed) | No 6 Power Boiler | Distillate Fuel Oil No. 2 | Nitrous Oxide (Co2 eq) | 0.9 | 37313.5914 | C
322110 | 1001906 | 2023 | BFB (Boiler, bubbling fluidized bed) | No 6 Power Boiler | Residual Fuel Oil No. 6 | Carbon Dioxide Biogenic | 0 | 73206 | C
322110 | 1001906 | 2023 | BFB (Boiler, bubbling fluidized bed) | No 6 Power Boiler | Residual Fuel Oil No. 6 | Carbon Dioxide Non-Biogenic | 875.3 | 73206 | C
322110 | 1001906 | 2023 | BFB (Boiler, bubbling fluidized bed) | No 6 Power Boiler | Residual Fuel Oil No. 6 | Carbon Dioxide Total | 875.3 | 73206 | C
322110 | 1001906 | 2023 | BFB (Boiler, bubbling fluidized bed) | No 6 Power Boiler | Residual Fuel Oil No. 6 | Methane | 0.03 | 73206 | C
322110 | 1001906 | 2023 | BFB (Boiler, bubbling fluidized bed) | No 6 Power Boiler | Residual Fuel Oil No. 6 | Methane (Co2 eq) | 0.8 | 73206 | C
322110 | 1001906 | 2023 | BFB (Boiler, bubbling fluidized bed) | No 6 Power Boiler | Residual Fuel Oil No. 6 | Nitrous Oxide | 0.007 | 73206 | C
322110 | 1001906 | 2023 | BFB (Boiler, bubbling fluidized bed) | No 6 Power Boiler | Residual Fuel Oil No. 6 | Nitrous Oxide (Co2 eq) | 2 | 73206 | C
322110 | 1001906 | 2023 | BFB (Boiler, bubbling fluidized bed) | No 6 Power Boiler | Tires | Carbon Dioxide Biogenic | 0 | 804 | C
322110 | 1001906 | 2023 | BFB (Boiler, bubbling fluidized bed) | No 6 Power Boiler | Tires | Carbon Dioxide Non-Biogenic | 1935.4 | 804 | C
322110 | 1001906 | 2023 | BFB (Boiler, bubbling fluidized bed) | No 6 Power Boiler | Tires | Carbon Dioxide Total | 1935.4 | 804 | C
322110 | 1001906 | 2023 | BFB (Boiler, bubbling fluidized bed) | No 6 Power Boiler | Tires | Methane | 0.72 | 804 | C
322110 | 1001906 | 2023 | BFB (Boiler, bubbling fluidized bed) | No 6 Power Boiler | Tires | Methane (Co2 eq) | 18 | 804 | C
322110 | 1001906 | 2023 | BFB (Boiler, bubbling fluidized bed) | No 6 Power Boiler | Tires | Nitrous Oxide | 0.095 | 804 | C
322110 | 1001906 | 2023 | BFB (Boiler, bubbling fluidized bed) | No 6 Power Boiler | Tires | Nitrous Oxide (Co2 eq) | 28.2 | 804 | C
322110 | 1001906 | 2023 | BFB (Boiler, bubbling fluidized bed) | No 6 Power Boiler | Wood and Wood Residuals (dry basis) | Carbon Dioxide Biogenic | 263800.7 | 160891 | C
322110 | 1001906 | 2023 | BFB (Boiler, bubbling fluidized bed) | No 6 Power Boiler | Wood and Wood Residuals (dry basis) | Carbon Dioxide Non-Biogenic | 0 | 160891 | C
322110 | 1001906 | 2023 | BFB (Boiler, bubbling fluidized bed) | No 6 Power Boiler | Wood and Wood Residuals (dry basis) | Carbon Dioxide Total | 263800.7 | 160891 | C
322110 | 1001906 | 2023 | BFB (Boiler, bubbling fluidized bed) | No 6 Power Boiler | Wood and Wood Residuals (dry basis) | Methane | 20.25 | 160891 | C
322110 | 1001906 | 2023 | BFB (Boiler, bubbling fluidized bed) | No 6 Power Boiler | Wood and Wood Residuals (dry basis) | Methane (Co2 eq) | 506.2 | 160891 | C
322110 | 1001906 | 2023 | BFB (Boiler, bubbling fluidized bed) | No 6 Power Boiler | Wood and Wood Residuals (dry basis) | Nitrous Oxide | 10.125 | 160891 | C
322110 | 1001906 | 2023 | BFB (Boiler, bubbling fluidized bed) | No 6 Power Boiler | Wood and Wood Residuals (dry basis) | Nitrous Oxide (Co2 eq) | 3017.1 | 160891 | C
322110 | 1001906 | 2023 | Chemical Recovery Combustion Unit | Recovery Boiler |  | Carbon Dioxide Biogenic (Spent Liquor) | 171070.4 |  | AA
322110 | 1001906 | 2023 | Chemical Recovery Combustion Unit | Recovery Boiler |  | Carbon Dioxide Non-Biogenic | 83023.8 |  | AA
322110 | 1001906 | 2023 | Chemical Recovery Combustion Unit | Recovery Boiler |  | Methane | 1.56 |  | AA
322110 | 1001906 | 2023 | Chemical Recovery Combustion Unit | Recovery Boiler |  | Methane Spent Liquor | 4.33 |  | AA
322110 | 1001906 | 2023 | Chemical Recovery Combustion Unit | Recovery Boiler |  | Nitrous Oxide | 0.156 |  | AA
322110 | 1001906 | 2023 | Chemical Recovery Combustion Unit | Recovery Boiler |  | Nitrous Oxide Spent Liquor | 0.958 |  | AA
325311 | 1001908 | 2023 |  | AOP-3 |  | Nitrous Oxide | 478.9159 |  | V
325311 | 1001908 | 2023 |  | AOP-4 |  | Nitrous Oxide | 833.6038 |  | V
325311 | 1001908 | 2023 |  | CP-1 | Natural Gas (Weighted U.S. Average) | Carbon Dioxide Biogenic | 0 | 0 | C
325311 | 1001908 | 2023 |  | CP-1 | Natural Gas (Weighted U.S. Average) | Carbon Dioxide Non-Biogenic | 24771.9 | 0 | C
325311 | 1001908 | 2023 |  | CP-1 | Natural Gas (Weighted U.S. Average) | Carbon Dioxide Total | 24771.9 | 0 | C
325311 | 1001908 | 2023 |  | CP-1 | Natural Gas (Weighted U.S. Average) | Methane | 0.47 | 0 | C
325311 | 1001908 | 2023 |  | CP-1 | Natural Gas (Weighted U.S. Average) | Methane (Co2 eq) | 11.7 | 0 | C
325311 | 1001908 | 2023 |  | CP-1 | Natural Gas (Weighted U.S. Average) | Nitrous Oxide | 0.047 | 0 | C
325311 | 1001908 | 2023 |  | CP-1 | Natural Gas (Weighted U.S. Average) | Nitrous Oxide (Co2 eq) | 13.9 | 0 | C
311611 | 1001912 | 2023 |  | GP-Fuel Combustion Units | Natural Gas (Weighted U.S. Average) | Carbon Dioxide Biogenic | 0 | 0 | C
311611 | 1001912 | 2023 |  | GP-Fuel Combustion Units | Natural Gas (Weighted U.S. Average) | Carbon Dioxide Non-Biogenic | 48506.3 | 0 | C
311611 | 1001912 | 2023 |  | GP-Fuel Combustion Units | Natural Gas (Weighted U.S. Average) | Carbon Dioxide Total | 48506.3 | 0 | C
311611 | 1001912 | 2023 |  | GP-Fuel Combustion Units | Natural Gas (Weighted U.S. Average) | Methane | 0.91 | 0 | C
311611 | 1001912 | 2023 |  | GP-Fuel Combustion Units | Natural Gas (Weighted U.S. Average) | Methane (Co2 eq) | 22.9 | 0 | C
311611 | 1001912 | 2023 |  | GP-Fuel Combustion Units | Natural Gas (Weighted U.S. Average) | Nitrous Oxide | 0.091 | 0 | C
311611 | 1001912 | 2023 |  | GP-Fuel Combustion Units | Natural Gas (Weighted U.S. Average) | Nitrous Oxide (Co2 eq) | 27.2 | 0 | C
311611 | 1001912 | 2023 |  | GP-Fuel Combustion Units | Propane | Carbon Dioxide Biogenic | 0 | 25693 | C
311611 | 1001912 | 2023 |  | GP-Fuel Combustion Units | Propane | Carbon Dioxide Non-Biogenic | 147 | 25693 | C
311611 | 1001912 | 2023 |  | GP-Fuel Combustion Units | Propane | Carbon Dioxide Total | 147 | 25693 | C
311611 | 1001912 | 2023 |  | GP-Fuel Combustion Units | Propane | Methane | 0.01 | 25693 | C
311611 | 1001912 | 2023 |  | GP-Fuel Combustion Units | Propane | Methane (Co2 eq) | 0.2 | 25693 | C
311611 | 1001912 | 2023 |  | GP-Fuel Combustion Units | Propane | Nitrous Oxide | 0.001 | 25693 | C
311611 | 1001912 | 2023 |  | GP-Fuel Combustion Units | Propane | Nitrous Oxide (Co2 eq) | 0.4 | 25693 | C
322120 | 1001913 | 2023 | PCT (Pulverized coal, tangentially-fired) | B-3 | Subbituminous | Carbon Dioxide Biogenic | 0 | 0 | C
322120 | 1001913 | 2023 | PCT (Pulverized coal, tangentially-fired) | B-3 | Subbituminous | Carbon Dioxide Non-Biogenic | 35966.1 | 0 | C
322120 | 1001913 | 2023 | PCT (Pulverized coal, tangentially-fired) | B-3 | Subbituminous | Carbon Dioxide Total | 35966.1 | 0 | C
322120 | 1001913 | 2023 | PCT (Pulverized coal, tangentially-fired) | B-3 | Subbituminous | Methane | 4.08 | 0 | C
322120 | 1001913 | 2023 | PCT (Pulverized coal, tangentially-fired) | B-3 | Subbituminous | Methane (Co2 eq) | 102 | 0 | C
322120 | 1001913 | 2023 | PCT (Pulverized coal, tangentially-fired) | B-3 | Subbituminous | Nitrous Oxide | 0.594 | 0 | C
322120 | 1001913 | 2023 | PCT (Pulverized coal, tangentially-fired) | B-3 | Subbituminous | Nitrous Oxide (Co2 eq) | 176.9 | 0 | C
322120 | 1001913 | 2023 |  | CP-01 | Natural Gas (Weighted U.S. Average) | Carbon Dioxide Biogenic | 0 | 0 | C
322120 | 1001913 | 2023 |  | CP-01 | Natural Gas (Weighted U.S. Average) | Carbon Dioxide Non-Biogenic | 429716.8 | 0 | C
322120 | 1001913 | 2023 |  | CP-01 | Natural Gas (Weighted U.S. Average) | Carbon Dioxide Total | 429716.8 | 0 | C
322120 | 1001913 | 2023 |  | CP-01 | Natural Gas (Weighted U.S. Average) | Methane | 8.1 | 0 | C
322120 | 1001913 | 2023 |  | CP-01 | Natural Gas (Weighted U.S. Average) | Methane (Co2 eq) | 202.5 | 0 | C
322120 | 1001913 | 2023 |  | CP-01 | Natural Gas (Weighted U.S. Average) | Nitrous Oxide | 0.81 | 0 | C
322120 | 1001913 | 2023 |  | CP-01 | Natural Gas (Weighted U.S. Average) | Nitrous Oxide (Co2 eq) | 241.3 | 0 | C
322120 | 1001913 | 2023 |  | CP-02 | Natural Gas (Weighted U.S. Average) | Carbon Dioxide Biogenic | 0 | 0 | C
322120 | 1001913 | 2023 |  | CP-02 | Natural Gas (Weighted U.S. Average) | Carbon Dioxide Non-Biogenic | 128 | 0 | C
322120 | 1001913 | 2023 |  | CP-02 | Natural Gas (Weighted U.S. Average) | Carbon Dioxide Total | 128 | 0 | C
322120 | 1001913 | 2023 |  | CP-02 | Natural Gas (Weighted U.S. Average) | Methane | 0 | 0 | C
322120 | 1001913 | 2023 |  | CP-02 | Natural Gas (Weighted U.S. Average) | Methane (Co2 eq) | 0.1 | 0 | C
322120 | 1001913 | 2023 |  | CP-02 | Natural Gas (Weighted U.S. Average) | Nitrous Oxide | 0 | 0 | C
322120 | 1001913 | 2023 |  | CP-02 | Natural Gas (Weighted U.S. Average) | Nitrous Oxide (Co2 eq) | 0.1 | 0 | C
325320 | 1001918 | 2023 |  | GP-001 | Distillate Fuel Oil No. 2 | Carbon Dioxide Biogenic | 0 | 7000 | C
325320 | 1001918 | 2023 |  | GP-001 | Distillate Fuel Oil No. 2 | Carbon Dioxide Non-Biogenic | 71.4 | 7000 | C
325320 | 1001918 | 2023 |  | GP-001 | Distillate Fuel Oil No. 2 | Carbon Dioxide Total | 71.4 | 7000 | C
325320 | 1001918 | 2023 |  | GP-001 | Distillate Fuel Oil No. 2 | Methane | 0 | 7000 | C
325320 | 1001918 | 2023 |  | GP-001 | Distillate Fuel Oil No. 2 | Methane (Co2 eq) | 0.1 | 7000 | C
325320 | 1001918 | 2023 |  | GP-001 | Distillate Fuel Oil No. 2 | Nitrous Oxide | 0.001 | 7000 | C
325320 | 1001918 | 2023 |  | GP-001 | Distillate Fuel Oil No. 2 | Nitrous Oxide (Co2 eq) | 0.2 | 7000 | C
325320 | 1001918 | 2023 |  | GP-001 | Natural Gas (Weighted U.S. Average) | Carbon Dioxide Biogenic | 0 | 199300 | C
325320 | 1001918 | 2023 |  | GP-001 | Natural Gas (Weighted U.S. Average) | Carbon Dioxide Non-Biogenic | 45259.3 | 199300 | C
325320 | 1001918 | 2023 |  | GP-001 | Natural Gas (Weighted U.S. Average) | Carbon Dioxide Total | 45259.3 | 199300 | C
325320 | 1001918 | 2023 |  | GP-001 | Natural Gas (Weighted U.S. Average) | Methane | 0.85 | 199300 | C
325320 | 1001918 | 2023 |  | GP-001 | Natural Gas (Weighted U.S. Average) | Methane (Co2 eq) | 21.3 | 199300 | C
325320 | 1001918 | 2023 |  | GP-001 | Natural Gas (Weighted U.S. Average) | Nitrous Oxide | 0.085 | 199300 | C
325320 | 1001918 | 2023 |  | GP-001 | Natural Gas (Weighted U.S. Average) | Nitrous Oxide (Co2 eq) | 25.4 | 199300 | C
311119 | 1001919 | 2023 |  | GP-01 | Natural Gas (Weighted U.S. Average) | Carbon Dioxide Biogenic | 0 | 0 | C
311119 | 1001919 | 2023 |  | GP-01 | Natural Gas (Weighted U.S. Average) | Carbon Dioxide Non-Biogenic | 103965.5 | 0 | C
311119 | 1001919 | 2023 |  | GP-01 | Natural Gas (Weighted U.S. Average) | Carbon Dioxide Total | 103965.5 | 0 | C
311119 | 1001919 | 2023 |  | GP-01 | Natural Gas (Weighted U.S. Average) | Methane | 1.96 | 0 | C
311119 | 1001919 | 2023 |  | GP-01 | Natural Gas (Weighted U.S. Average) | Methane (Co2 eq) | 49 | 0 | C
311119 | 1001919 | 2023 |  | GP-01 | Natural Gas (Weighted U.S. Average) | Nitrous Oxide | 0.196 | 0 | C
311119 | 1001919 | 2023 |  | GP-01 | Natural Gas (Weighted U.S. Average) | Nitrous Oxide (Co2 eq) | 58.4 | 0 | C
311611 | 1001923 | 2023 |  | GP-Gas Fired Equipment | Natural Gas (Weighted U.S. Average) | Carbon Dioxide Biogenic | 0 | 0 | C
311611 | 1001923 | 2023 |  | GP-Gas Fired Equipment | Natural Gas (Weighted U.S. Average) | Carbon Dioxide Non-Biogenic | 38018.9 | 0 | C
311611 | 1001923 | 2023 |  | GP-Gas Fired Equipment | Natural Gas (Weighted U.S. Average) | Carbon Dioxide Total | 38018.9 | 0 | C
311611 | 1001923 | 2023 |  | GP-Gas Fired Equipment | Natural Gas (Weighted U.S. Average) | Methane | 0.72 | 0 | C
311611 | 1001923 | 2023 |  | GP-Gas Fired Equipment | Natural Gas (Weighted U.S. Average) | Methane (Co2 eq) | 17.9 | 0 | C
311611 | 1001923 | 2023 |  | GP-Gas Fired Equipment | Natural Gas (Weighted U.S. Average) | Nitrous Oxide | 0.072 | 0 | C
311611 | 1001923 | 2023 |  | GP-Gas Fired Equipment | Natural Gas (Weighted U.S. Average) | Nitrous Oxide (Co2 eq) | 21.4 | 0 | C
311611 | 1001923 | 2023 |  | GP-Generators | Distillate Fuel Oil No. 2 | Carbon Dioxide Biogenic | 0 | 7418 | C
311611 | 1001923 | 2023 |  | GP-Generators | Distillate Fuel Oil No. 2 | Carbon Dioxide Non-Biogenic | 75.7 | 7418 | C
311611 | 1001923 | 2023 |  | GP-Generators | Distillate Fuel Oil No. 2 | Carbon Dioxide Total | 75.7 | 7418 | C
311611 | 1001923 | 2023 |  | GP-Generators | Distillate Fuel Oil No. 2 | Methane | 0 | 7418 | C
311611 | 1001923 | 2023 |  | GP-Generators | Distillate Fuel Oil No. 2 | Methane (Co2 eq) | 0.1 | 7418 | C
311611 | 1001923 | 2023 |  | GP-Generators | Distillate Fuel Oil No. 2 | Nitrous Oxide | 0.001 | 7418 | C
311611 | 1001923 | 2023 |  | GP-Generators | Distillate Fuel Oil No. 2 | Nitrous Oxide (Co2 eq) | 0.2 | 7418 | C
311611 | 1001924 | 2023 |  | GP-Emergency Engines | Distillate Fuel Oil No. 2 | Carbon Dioxide Biogenic | 0 | 270.764 | C
311611 | 1001924 | 2023 |  | GP-Emergency Engines | Distillate Fuel Oil No. 2 | Carbon Dioxide Non-Biogenic | 2.8 | 270.764 | C
311611 | 1001924 | 2023 |  | GP-Emergency Engines | Distillate Fuel Oil No. 2 | Carbon Dioxide Total | 2.8 | 270.764 | C
311611 | 1001924 | 2023 |  | GP-Emergency Engines | Distillate Fuel Oil No. 2 | Methane | 0 | 270.764 | C
311611 | 1001924 | 2023 |  | GP-Emergency Engines | Distillate Fuel Oil No. 2 | Methane (Co2 eq) | 0 | 270.764 | C
311611 | 1001924 | 2023 |  | GP-Emergency Engines | Distillate Fuel Oil No. 2 | Nitrous Oxide | 0 | 270.764 | C
311611 | 1001924 | 2023 |  | GP-Emergency Engines | Distillate Fuel Oil No. 2 | Nitrous Oxide (Co2 eq) | 0 | 270.764 | C
311611 | 1001924 | 2023 |  | GP-Storm Lake Equipment | Natural Gas (Weighted U.S. Average) | Carbon Dioxide Biogenic | 0 | 0 | C
311611 | 1001924 | 2023 |  | GP-Storm Lake Equipment | Natural Gas (Weighted U.S. Average) | Carbon Dioxide Non-Biogenic | 27623.6 | 0 | C
311611 | 1001924 | 2023 |  | GP-Storm Lake Equipment | Natural Gas (Weighted U.S. Average) | Carbon Dioxide Total | 27623.6 | 0 | C
311611 | 1001924 | 2023 |  | GP-Storm Lake Equipment | Natural Gas (Weighted U.S. Average) | Methane | 0.52 | 0 | C
311611 | 1001924 | 2023 |  | GP-Storm Lake Equipment | Natural Gas (Weighted U.S. Average) | Methane (Co2 eq) | 13 | 0 | C
311611 | 1001924 | 2023 |  | GP-Storm Lake Equipment | Natural Gas (Weighted U.S. Average) | Nitrous Oxide | 0.052 | 0 | C
311611 | 1001924 | 2023 |  | GP-Storm Lake Equipment | Natural Gas (Weighted U.S. Average) | Nitrous Oxide (Co2 eq) | 15.5 | 0 | C
325199 | 1001934 | 2023 | PRH (Process Heater) | 5-1-H1A |  | Carbon Dioxide Biogenic | 0 | 1107824000 | C
325199 | 1001934 | 2023 | PRH (Process Heater) | 5-1-H1A |  | Carbon Dioxide Non-Biogenic | 25292.3 | 1107824000 | C
325199 | 1001934 | 2023 | PRH (Process Heater) | 5-1-H1A |  | Carbon Dioxide Total | 25292.3 | 1107824000 | C
325199 | 1001934 | 2023 | PRH (Process Heater) | 5-1-H1A |  | Methane | 0 | 1107824000 | C
325199 | 1001934 | 2023 | PRH (Process Heater) | 5-1-H1A |  | Methane (Co2 eq) | 0 | 1107824000 | C
325199 | 1001934 | 2023 | PRH (Process Heater) | 5-1-H1A |  | Nitrous Oxide | 0 | 1107824000 | C
325199 | 1001934 | 2023 | PRH (Process Heater) | 5-1-H1A |  | Nitrous Oxide (Co2 eq) | 0 | 1107824000 | C
325199 | 1001934 | 2023 | OCS (Other combustion source) | CP-12 INCH / CP-8 INCH | Natural Gas (Weighted U.S. Average) | Carbon Dioxide Biogenic | 0 | 0 | C
325199 | 1001934 | 2023 | OCS (Other combustion source) | CP-12 INCH / CP-8 INCH | Natural Gas (Weighted U.S. Average) | Carbon Dioxide Non-Biogenic | 620502.5 | 0 | C
325199 | 1001934 | 2023 | OCS (Other combustion source) | CP-12 INCH / CP-8 INCH | Natural Gas (Weighted U.S. Average) | Carbon Dioxide Total | 620502.5 | 0 | C
325199 | 1001934 | 2023 | OCS (Other combustion source) | CP-12 INCH / CP-8 INCH | Natural Gas (Weighted U.S. Average) | Methane | 11.69 | 0 | C
325199 | 1001934 | 2023 | OCS (Other combustion source) | CP-12 INCH / CP-8 INCH | Natural Gas (Weighted U.S. Average) | Methane (Co2 eq) | 292.36 | 0 | C
325199 | 1001934 | 2023 | OCS (Other combustion source) | CP-12 INCH / CP-8 INCH | Natural Gas (Weighted U.S. Average) | Nitrous Oxide | 1.169 | 0 | C
325199 | 1001934 | 2023 | OCS (Other combustion source) | CP-12 INCH / CP-8 INCH | Natural Gas (Weighted U.S. Average) | Nitrous Oxide (Co2 eq) | 348.492 | 0 | C
325110 | 1001936 | 2023 |  | CP-BPNG | Natural Gas (Weighted U.S. Average) | Carbon Dioxide Biogenic | 0 | 0 | C
325110 | 1001936 | 2023 |  | CP-BPNG | Natural Gas (Weighted U.S. Average) | Carbon Dioxide Non-Biogenic | 347256.9 | 0 | C
325110 | 1001936 | 2023 |  | CP-BPNG | Natural Gas (Weighted U.S. Average) | Carbon Dioxide Total | 347256.9 | 0 | C
325110 | 1001936 | 2023 |  | CP-BPNG | Natural Gas (Weighted U.S. Average) | Methane | 6.54 | 0 | C
325110 | 1001936 | 2023 |  | CP-BPNG | Natural Gas (Weighted U.S. Average) | Methane (Co2 eq) | 163.6 | 0 | C
325110 | 1001936 | 2023 |  | CP-BPNG | Natural Gas (Weighted U.S. Average) | Nitrous Oxide | 0.654 | 0 | C
325110 | 1001936 | 2023 |  | CP-BPNG | Natural Gas (Weighted U.S. Average) | Nitrous Oxide (Co2 eq) | 195 | 0 | C
325110 | 1001936 | 2023 |  | CP-CGNG | Natural Gas (Weighted U.S. Average) | Carbon Dioxide Biogenic | 0 | 0 | C
325110 | 1001936 | 2023 |  | CP-CGNG | Natural Gas (Weighted U.S. Average) | Carbon Dioxide Non-Biogenic | 451373 | 0 | C
325110 | 1001936 | 2023 |  | CP-CGNG | Natural Gas (Weighted U.S. Average) | Carbon Dioxide Total | 451373 | 0 | C
325110 | 1001936 | 2023 |  | CP-CGNG | Natural Gas (Weighted U.S. Average) | Methane | 8.51 | 0 | C
325110 | 1001936 | 2023 |  | CP-CGNG | Natural Gas (Weighted U.S. Average) | Methane (Co2 eq) | 212.7 | 0 | C
325110 | 1001936 | 2023 |  | CP-CGNG | Natural Gas (Weighted U.S. Average) | Nitrous Oxide | 0.851 | 0 | C
325110 | 1001936 | 2023 |  | CP-CGNG | Natural Gas (Weighted U.S. Average) | Nitrous Oxide (Co2 eq) | 253.5 | 0 | C
325110 | 1001936 | 2023 | Petrochemical process unit | EO2PROCESS |  | Carbon Dioxide | 51986.7 |  | X
325110 | 1001936 | 2023 | Petrochemical process unit | EO3PROCESS |  | Carbon Dioxide | 99405.4 |  | X
325110 | 1001936 | 2023 |  | GP-BPFG | Fuel Gas | Carbon Dioxide Biogenic | 0 | 0 | C
325110 | 1001936 | 2023 |  | GP-BPFG | Fuel Gas | Carbon Dioxide Non-Biogenic | 117445.5 | 0 | C
325110 | 1001936 | 2023 |  | GP-BPFG | Fuel Gas | Carbon Dioxide Total | 117445.5 | 0 | C
325110 | 1001936 | 2023 |  | GP-BPFG | Fuel Gas | Methane | 5.97 | 0 | C
325110 | 1001936 | 2023 |  | GP-BPFG | Fuel Gas | Methane (Co2 eq) | 149.3 | 0 | C
325110 | 1001936 | 2023 |  | GP-BPFG | Fuel Gas | Nitrous Oxide | 1.194 | 0 | C
325110 | 1001936 | 2023 |  | GP-BPFG | Fuel Gas | Nitrous Oxide (Co2 eq) | 355.9 | 0 | C
325110 | 1001936 | 2023 |  | GP-DIESEL | Distillate Fuel Oil No. 2 | Carbon Dioxide Biogenic | 0 | 0 | C
325110 | 1001936 | 2023 |  | GP-DIESEL | Distillate Fuel Oil No. 2 | Carbon Dioxide Non-Biogenic | 1013.8 | 0 | C
325110 | 1001936 | 2023 |  | GP-DIESEL | Distillate Fuel Oil No. 2 | Carbon Dioxide Total | 1013.8 | 0 | C
325110 | 1001936 | 2023 |  | GP-DIESEL | Distillate Fuel Oil No. 2 | Methane | 0.04 | 0 | C
325110 | 1001936 | 2023 |  | GP-DIESEL | Distillate Fuel Oil No. 2 | Methane (Co2 eq) | 1 | 0 | C
325110 | 1001936 | 2023 |  | GP-DIESEL | Distillate Fuel Oil No. 2 | Nitrous Oxide | 0.008 | 0 | C
325110 | 1001936 | 2023 |  | GP-DIESEL | Distillate Fuel Oil No. 2 | Nitrous Oxide (Co2 eq) | 2.5 | 0 | C
311221 | 1001945 | 2023 | OCS (Other combustion source) | CP-1 | Natural Gas (Weighted U.S. Average) | Carbon Dioxide Biogenic | 0 | 0 | C
311221 | 1001945 | 2023 | OCS (Other combustion source) | CP-1 | Natural Gas (Weighted U.S. Average) | Carbon Dioxide Non-Biogenic | 164989.5 | 0 | C
311221 | 1001945 | 2023 | OCS (Other combustion source) | CP-1 | Natural Gas (Weighted U.S. Average) | Carbon Dioxide Total | 164989.5 | 0 | C
311221 | 1001945 | 2023 | OCS (Other combustion source) | CP-1 | Natural Gas (Weighted U.S. Average) | Methane | 3.11 | 0 | C
311221 | 1001945 | 2023 | OCS (Other combustion source) | CP-1 | Natural Gas (Weighted U.S. Average) | Methane (Co2 eq) | 77.7 | 0 | C
311221 | 1001945 | 2023 | OCS (Other combustion source) | CP-1 | Natural Gas (Weighted U.S. Average) | Nitrous Oxide | 0.311 | 0 | C
311221 | 1001945 | 2023 | OCS (Other combustion source) | CP-1 | Natural Gas (Weighted U.S. Average) | Nitrous Oxide (Co2 eq) | 92.7 | 0 | C
311221 | 1001945 | 2023 | RICE (Reciprocating internal combustion engine) | Diesel Generator | Distillate Fuel Oil No. 2 | Carbon Dioxide Biogenic | 0 | 0 | C
311221 | 1001945 | 2023 | RICE (Reciprocating internal combustion engine) | Diesel Generator | Distillate Fuel Oil No. 2 | Carbon Dioxide Non-Biogenic | 1 | 0 | C
311221 | 1001945 | 2023 | RICE (Reciprocating internal combustion engine) | Diesel Generator | Distillate Fuel Oil No. 2 | Carbon Dioxide Total | 1 | 0 | C
311221 | 1001945 | 2023 | RICE (Reciprocating internal combustion engine) | Diesel Generator | Distillate Fuel Oil No. 2 | Methane | 0 | 0 | C
311221 | 1001945 | 2023 | RICE (Reciprocating internal combustion engine) | Diesel Generator | Distillate Fuel Oil No. 2 | Methane (Co2 eq) | 0 | 0 | C
311221 | 1001945 | 2023 | RICE (Reciprocating internal combustion engine) | Diesel Generator | Distillate Fuel Oil No. 2 | Nitrous Oxide | 0 | 0 | C
311221 | 1001945 | 2023 | RICE (Reciprocating internal combustion engine) | Diesel Generator | Distillate Fuel Oil No. 2 | Nitrous Oxide (Co2 eq) | 0 | 0 | C
311221 | 1001945 | 2023 | OCS (Other combustion source) | GP-2 | Other Biomass Gases | Carbon Dioxide Biogenic | 2166.9 | 0 | C
311221 | 1001945 | 2023 | OCS (Other combustion source) | GP-2 | Other Biomass Gases | Carbon Dioxide Non-Biogenic | 0 | 0 | C
311221 | 1001945 | 2023 | OCS (Other combustion source) | GP-2 | Other Biomass Gases | Carbon Dioxide Total | 2166.9 | 0 | C
311221 | 1001945 | 2023 | OCS (Other combustion source) | GP-2 | Other Biomass Gases | Methane | 0.13 | 0 | C
311221 | 1001945 | 2023 | OCS (Other combustion source) | GP-2 | Other Biomass Gases | Methane (Co2 eq) | 3.3 | 0 | C
311221 | 1001945 | 2023 | OCS (Other combustion source) | GP-2 | Other Biomass Gases | Nitrous Oxide | 0.026 | 0 | C
311221 | 1001945 | 2023 | OCS (Other combustion source) | GP-2 | Other Biomass Gases | Nitrous Oxide (Co2 eq) | 7.8 | 0 | C
325110 | 1001962 | 2023 |  | CP-Fuel Gas | Fuel Gas | Carbon Dioxide Biogenic | 0 | 0 | C
325110 | 1001962 | 2023 |  | CP-Fuel Gas | Fuel Gas | Carbon Dioxide Non-Biogenic | 466222.7 | 0 | C
325110 | 1001962 | 2023 |  | CP-Fuel Gas | Fuel Gas | Carbon Dioxide Total | 466222.7 | 0 | C
325110 | 1001962 | 2023 |  | CP-Fuel Gas | Fuel Gas | Methane | 14.44 | 0 | C
325110 | 1001962 | 2023 |  | CP-Fuel Gas | Fuel Gas | Methane (Co2 eq) | 360.9 | 0 | C
325110 | 1001962 | 2023 |  | CP-Fuel Gas | Fuel Gas | Nitrous Oxide | 2.887 | 0 | C
325110 | 1001962 | 2023 |  | CP-Fuel Gas | Fuel Gas | Nitrous Oxide (Co2 eq) | 860.5 | 0 | C
325110 | 1001962 | 2023 |  | CP-Natural Gas | Natural Gas (Weighted U.S. Average) | Carbon Dioxide Biogenic | 0 | 0 | C
325110 | 1001962 | 2023 |  | CP-Natural Gas | Natural Gas (Weighted U.S. Average) | Carbon Dioxide Non-Biogenic | 303564 | 0 | C
325110 | 1001962 | 2023 |  | CP-Natural Gas | Natural Gas (Weighted U.S. Average) | Carbon Dioxide Total | 303564 | 0 | C
325110 | 1001962 | 2023 |  | CP-Natural Gas | Natural Gas (Weighted U.S. Average) | Methane | 5.72 | 0 | C
325110 | 1001962 | 2023 |  | CP-Natural Gas | Natural Gas (Weighted U.S. Average) | Methane (Co2 eq) | 143 | 0 | C
325110 | 1001962 | 2023 |  | CP-Natural Gas | Natural Gas (Weighted U.S. Average) | Nitrous Oxide | 0.572 | 0 | C
325110 | 1001962 | 2023 |  | CP-Natural Gas | Natural Gas (Weighted U.S. Average) | Nitrous Oxide (Co2 eq) | 170.5 | 0 | C
325211 | 1001963 | 2023 |  | GP-1 | Natural Gas (Weighted U.S. Average) | Carbon Dioxide Biogenic | 0 | 0 | C
325211 | 1001963 | 2023 |  | GP-1 | Natural Gas (Weighted U.S. Average) | Carbon Dioxide Non-Biogenic | 26817.7 | 0 | C
325211 | 1001963 | 2023 |  | GP-1 | Natural Gas (Weighted U.S. Average) | Carbon Dioxide Total | 26817.7 | 0 | C
325211 | 1001963 | 2023 |  | GP-1 | Natural Gas (Weighted U.S. Average) | Methane | 0.51 | 0 | C
325211 | 1001963 | 2023 |  | GP-1 | Natural Gas (Weighted U.S. Average) | Methane (Co2 eq) | 12.6 | 0 | C
325211 | 1001963 | 2023 |  | GP-1 | Natural Gas (Weighted U.S. Average) | Nitrous Oxide | 0.051 | 0 | C
325211 | 1001963 | 2023 |  | GP-1 | Natural Gas (Weighted U.S. Average) | Nitrous Oxide (Co2 eq) | 15.1 | 0 | C
325193 | 1001967 | 2023 |  | GP-TOs/HRSGs | Natural Gas (Weighted U.S. Average) | Carbon Dioxide Biogenic | 0 | 0 | C
325193 | 1001967 | 2023 |  | GP-TOs/HRSGs | Natural Gas (Weighted U.S. Average) | Carbon Dioxide Non-Biogenic | 201731.8 | 0 | C
325193 | 1001967 | 2023 |  | GP-TOs/HRSGs | Natural Gas (Weighted U.S. Average) | Carbon Dioxide Total | 201731.8 | 0 | C
325193 | 1001967 | 2023 |  | GP-TOs/HRSGs | Natural Gas (Weighted U.S. Average) | Methane | 3.8 | 0 | C
325193 | 1001967 | 2023 |  | GP-TOs/HRSGs | Natural Gas (Weighted U.S. Average) | Methane (Co2 eq) | 95 | 0 | C
325193 | 1001967 | 2023 |  | GP-TOs/HRSGs | Natural Gas (Weighted U.S. Average) | Nitrous Oxide | 0.38 | 0 | C
325193 | 1001967 | 2023 |  | GP-TOs/HRSGs | Natural Gas (Weighted U.S. Average) | Nitrous Oxide (Co2 eq) | 113.3 | 0 | C
311411 | 1001985 | 2023 | OCS (Other combustion source) | Delta Stack Heater | Propane | Carbon Dioxide Biogenic | 0 | 500 | C
311411 | 1001985 | 2023 | OCS (Other combustion source) | Delta Stack Heater | Propane | Carbon Dioxide Non-Biogenic | 2.9 | 500 | C
311411 | 1001985 | 2023 | OCS (Other combustion source) | Delta Stack Heater | Propane | Carbon Dioxide Total | 2.9 | 500 | C
311411 | 1001985 | 2023 | OCS (Other combustion source) | Delta Stack Heater | Propane | Methane | 0 | 500 | C
311411 | 1001985 | 2023 | OCS (Other combustion source) | Delta Stack Heater | Propane | Methane (Co2 eq) | 0 | 500 | C
311411 | 1001985 | 2023 | OCS (Other combustion source) | Delta Stack Heater | Propane | Nitrous Oxide | 0 | 500 | C
311411 | 1001985 | 2023 | OCS (Other combustion source) | Delta Stack Heater | Propane | Nitrous Oxide (Co2 eq) | 0 | 500 | C
311411 | 1001985 | 2023 | OCS (Other combustion source) | GP -SGS Boiler | Propane | Carbon Dioxide Biogenic | 0 | 1389 | C
311411 | 1001985 | 2023 | OCS (Other combustion source) | GP -SGS Boiler | Propane | Carbon Dioxide Non-Biogenic | 7.9 | 1389 | C
311411 | 1001985 | 2023 | OCS (Other combustion source) | GP -SGS Boiler | Propane | Carbon Dioxide Total | 7.9 | 1389 | C
311411 | 1001985 | 2023 | OCS (Other combustion source) | GP -SGS Boiler | Propane | Methane | 0 | 1389 | C
311411 | 1001985 | 2023 | OCS (Other combustion source) | GP -SGS Boiler | Propane | Methane (Co2 eq) | 0 | 1389 | C
311411 | 1001985 | 2023 | OCS (Other combustion source) | GP -SGS Boiler | Propane | Nitrous Oxide | 0 | 1389 | C
311411 | 1001985 | 2023 | OCS (Other combustion source) | GP -SGS Boiler | Propane | Nitrous Oxide (Co2 eq) | 0 | 1389 | C
311411 | 1001985 | 2023 |  | GP- Idaho Plant | Natural Gas (Weighted U.S. Average) | Carbon Dioxide Biogenic | 0 | 0 | C
311411 | 1001985 | 2023 |  | GP- Idaho Plant | Natural Gas (Weighted U.S. Average) | Carbon Dioxide Non-Biogenic | 67979.3 | 0 | C
311411 | 1001985 | 2023 |  | GP- Idaho Plant | Natural Gas (Weighted U.S. Average) | Carbon Dioxide Total | 67979.3 | 0 | C
311411 | 1001985 | 2023 |  | GP- Idaho Plant | Natural Gas (Weighted U.S. Average) | Methane | 1.28 | 0 | C
311411 | 1001985 | 2023 |  | GP- Idaho Plant | Natural Gas (Weighted U.S. Average) | Methane (Co2 eq) | 32 | 0 | C
311411 | 1001985 | 2023 |  | GP- Idaho Plant | Natural Gas (Weighted U.S. Average) | Nitrous Oxide | 0.128 | 0 | C
311411 | 1001985 | 2023 |  | GP- Idaho Plant | Natural Gas (Weighted U.S. Average) | Nitrous Oxide (Co2 eq) | 38.2 | 0 | C
311411 | 1001985 | 2023 | OCS (Other combustion source) | GP- TRK TRE SHP | Natural Gas (Weighted U.S. Average) | Carbon Dioxide Biogenic | 0 | 0 | C
311411 | 1001985 | 2023 | OCS (Other combustion source) | GP- TRK TRE SHP | Natural Gas (Weighted U.S. Average) | Carbon Dioxide Non-Biogenic | 40.4 | 0 | C
311411 | 1001985 | 2023 | OCS (Other combustion source) | GP- TRK TRE SHP | Natural Gas (Weighted U.S. Average) | Carbon Dioxide Total | 40.4 | 0 | C
311411 | 1001985 | 2023 | OCS (Other combustion source) | GP- TRK TRE SHP | Natural Gas (Weighted U.S. Average) | Methane | 0 | 0 | C
311411 | 1001985 | 2023 | OCS (Other combustion source) | GP- TRK TRE SHP | Natural Gas (Weighted U.S. Average) | Methane (Co2 eq) | 0 | 0 | C
311411 | 1001985 | 2023 | OCS (Other combustion source) | GP- TRK TRE SHP | Natural Gas (Weighted U.S. Average) | Nitrous Oxide | 0 | 0 | C
311411 | 1001985 | 2023 | OCS (Other combustion source) | GP- TRK TRE SHP | Natural Gas (Weighted U.S. Average) | Nitrous Oxide (Co2 eq) | 0 | 0 | C
311411 | 1001985 | 2023 | OCS (Other combustion source) | GP-TRK OFC WSH | Natural Gas (Weighted U.S. Average) | Carbon Dioxide Biogenic | 0 | 0 | C
311411 | 1001985 | 2023 | OCS (Other combustion source) | GP-TRK OFC WSH | Natural Gas (Weighted U.S. Average) | Carbon Dioxide Non-Biogenic | 225.7 | 0 | C
311411 | 1001985 | 2023 | OCS (Other combustion source) | GP-TRK OFC WSH | Natural Gas (Weighted U.S. Average) | Carbon Dioxide Total | 225.7 | 0 | C
311411 | 1001985 | 2023 | OCS (Other combustion source) | GP-TRK OFC WSH | Natural Gas (Weighted U.S. Average) | Methane | 0 | 0 | C
311411 | 1001985 | 2023 | OCS (Other combustion source) | GP-TRK OFC WSH | Natural Gas (Weighted U.S. Average) | Methane (Co2 eq) | 0.1 | 0 | C
311411 | 1001985 | 2023 | OCS (Other combustion source) | GP-TRK OFC WSH | Natural Gas (Weighted U.S. Average) | Nitrous Oxide | 0 | 0 | C
311411 | 1001985 | 2023 | OCS (Other combustion source) | GP-TRK OFC WSH | Natural Gas (Weighted U.S. Average) | Nitrous Oxide (Co2 eq) | 0.1 | 0 | C
311411 | 1001985 | 2023 | OCS (Other combustion source) | GP-TRK Rail CTR | Natural Gas (Weighted U.S. Average) | Carbon Dioxide Biogenic | 0 | 0 | C
311411 | 1001985 | 2023 | OCS (Other combustion source) | GP-TRK Rail CTR | Natural Gas (Weighted U.S. Average) | Carbon Dioxide Non-Biogenic | 19.6 | 0 | C
311411 | 1001985 | 2023 | OCS (Other combustion source) | GP-TRK Rail CTR | Natural Gas (Weighted U.S. Average) | Carbon Dioxide Total | 19.6 | 0 | C
311411 | 1001985 | 2023 | OCS (Other combustion source) | GP-TRK Rail CTR | Natural Gas (Weighted U.S. Average) | Methane | 0 | 0 | C
311411 | 1001985 | 2023 | OCS (Other combustion source) | GP-TRK Rail CTR | Natural Gas (Weighted U.S. Average) | Methane (Co2 eq) | 0 | 0 | C
311411 | 1001985 | 2023 | OCS (Other combustion source) | GP-TRK Rail CTR | Natural Gas (Weighted U.S. Average) | Nitrous Oxide | 0 | 0 | C
311411 | 1001985 | 2023 | OCS (Other combustion source) | GP-TRK Rail CTR | Natural Gas (Weighted U.S. Average) | Nitrous Oxide (Co2 eq) | 0 | 0 | C
311411 | 1001985 | 2023 | OCS (Other combustion source) | Recovery Plant Gas Meter | Natural Gas (Weighted U.S. Average) | Carbon Dioxide Biogenic | 0 | 0 | C
311411 | 1001985 | 2023 | OCS (Other combustion source) | Recovery Plant Gas Meter | Natural Gas (Weighted U.S. Average) | Carbon Dioxide Non-Biogenic | 50.6 | 0 | C
311411 | 1001985 | 2023 | OCS (Other combustion source) | Recovery Plant Gas Meter | Natural Gas (Weighted U.S. Average) | Carbon Dioxide Total | 50.6 | 0 | C
311411 | 1001985 | 2023 | OCS (Other combustion source) | Recovery Plant Gas Meter | Natural Gas (Weighted U.S. Average) | Methane | 0 | 0 | C
311411 | 1001985 | 2023 | OCS (Other combustion source) | Recovery Plant Gas Meter | Natural Gas (Weighted U.S. Average) | Methane (Co2 eq) | 0 | 0 | C
311411 | 1001985 | 2023 | OCS (Other combustion source) | Recovery Plant Gas Meter | Natural Gas (Weighted U.S. Average) | Nitrous Oxide | 0 | 0 | C
311411 | 1001985 | 2023 | OCS (Other combustion source) | Recovery Plant Gas Meter | Natural Gas (Weighted U.S. Average) | Nitrous Oxide (Co2 eq) | 0 | 0 | C
311411 | 1001985 | 2023 | F (Furnace) | SGS Heater | Distillate Fuel Oil No. 2 | Carbon Dioxide Biogenic | 0 | 11955 | C
311411 | 1001985 | 2023 | F (Furnace) | SGS Heater | Distillate Fuel Oil No. 2 | Carbon Dioxide Non-Biogenic | 122 | 11955 | C
311411 | 1001985 | 2023 | F (Furnace) | SGS Heater | Distillate Fuel Oil No. 2 | Carbon Dioxide Total | 122 | 11955 | C
311411 | 1001985 | 2023 | F (Furnace) | SGS Heater | Distillate Fuel Oil No. 2 | Methane | 0 | 11955 | C
311411 | 1001985 | 2023 | F (Furnace) | SGS Heater | Distillate Fuel Oil No. 2 | Methane (Co2 eq) | 0.1 | 11955 | C
311411 | 1001985 | 2023 | F (Furnace) | SGS Heater | Distillate Fuel Oil No. 2 | Nitrous Oxide | 0.001 | 11955 | C
311411 | 1001985 | 2023 | F (Furnace) | SGS Heater | Distillate Fuel Oil No. 2 | Nitrous Oxide (Co2 eq) | 0.3 | 11955 | C
325199 | 1001989 | 2023 |  | CP-1 | Natural Gas (Weighted U.S. Average) | Carbon Dioxide Biogenic | 0 | 0 | C
325199 | 1001989 | 2023 |  | CP-1 | Natural Gas (Weighted U.S. Average) | Carbon Dioxide Non-Biogenic | 63084.5 | 0 | C
325199 | 1001989 | 2023 |  | CP-1 | Natural Gas (Weighted U.S. Average) | Carbon Dioxide Total | 63084.5 | 0 | C
325199 | 1001989 | 2023 |  | CP-1 | Natural Gas (Weighted U.S. Average) | Methane | 1.19 | 0 | C
325199 | 1001989 | 2023 |  | CP-1 | Natural Gas (Weighted U.S. Average) | Methane (Co2 eq) | 29.7 | 0 | C
325199 | 1001989 | 2023 |  | CP-1 | Natural Gas (Weighted U.S. Average) | Nitrous Oxide | 0.119 | 0 | C
325199 | 1001989 | 2023 |  | CP-1 | Natural Gas (Weighted U.S. Average) | Nitrous Oxide (Co2 eq) | 35.4 | 0 | C
322120 | 1001995 | 2023 | S (Stoker Boiler) | EU 002 | Natural Gas (Weighted U.S. Average) | Carbon Dioxide Biogenic | 0 | 443373755 | C
322120 | 1001995 | 2023 | S (Stoker Boiler) | EU 002 | Natural Gas (Weighted U.S. Average) | Carbon Dioxide Non-Biogenic | 24430.7 | 443373755 | C
322120 | 1001995 | 2023 | S (Stoker Boiler) | EU 002 | Natural Gas (Weighted U.S. Average) | Carbon Dioxide Total | 24430.7 | 443373755 | C
322120 | 1001995 | 2023 | S (Stoker Boiler) | EU 002 | Natural Gas (Weighted U.S. Average) | Methane | 0.46 | 443373755 | C
322120 | 1001995 | 2023 | S (Stoker Boiler) | EU 002 | Natural Gas (Weighted U.S. Average) | Methane (Co2 eq) | 11.5 | 443373755 | C
322120 | 1001995 | 2023 | S (Stoker Boiler) | EU 002 | Natural Gas (Weighted U.S. Average) | Nitrous Oxide | 0.046 | 443373755 | C
322120 | 1001995 | 2023 | S (Stoker Boiler) | EU 002 | Natural Gas (Weighted U.S. Average) | Nitrous Oxide (Co2 eq) | 13.7 | 443373755 | C
322120 | 1001995 | 2023 | S (Stoker Boiler) | EU 002 | Wood and Wood Residuals (dry basis) | Carbon Dioxide Biogenic | 65106.6 | 71200 | C
322120 | 1001995 | 2023 | S (Stoker Boiler) | EU 002 | Wood and Wood Residuals (dry basis) | Carbon Dioxide Non-Biogenic | 0 | 71200 | C
322120 | 1001995 | 2023 | S (Stoker Boiler) | EU 002 | Wood and Wood Residuals (dry basis) | Carbon Dioxide Total | 65106.6 | 71200 | C
322120 | 1001995 | 2023 | S (Stoker Boiler) | EU 002 | Wood and Wood Residuals (dry basis) | Methane | 5 | 71200 | C
322120 | 1001995 | 2023 | S (Stoker Boiler) | EU 002 | Wood and Wood Residuals (dry basis) | Methane (Co2 eq) | 124.9 | 71200 | C
322120 | 1001995 | 2023 | S (Stoker Boiler) | EU 002 | Wood and Wood Residuals (dry basis) | Nitrous Oxide | 2.499 | 71200 | C
322120 | 1001995 | 2023 | S (Stoker Boiler) | EU 002 | Wood and Wood Residuals (dry basis) | Nitrous Oxide (Co2 eq) | 744.6 | 71200 | C
322120 | 1001995 | 2023 | S (Stoker Boiler) | EU 004 | Distillate Fuel Oil No. 2 | Carbon Dioxide Biogenic | 0 | 328614 | C
322120 | 1001995 | 2023 | S (Stoker Boiler) | EU 004 | Distillate Fuel Oil No. 2 | Carbon Dioxide Non-Biogenic | 3402.6 | 328614 | C
322120 | 1001995 | 2023 | S (Stoker Boiler) | EU 004 | Distillate Fuel Oil No. 2 | Carbon Dioxide Total | 3402.6 | 328614 | C
322120 | 1001995 | 2023 | S (Stoker Boiler) | EU 004 | Distillate Fuel Oil No. 2 | Methane | 0.14 | 328614 | C
322120 | 1001995 | 2023 | S (Stoker Boiler) | EU 004 | Distillate Fuel Oil No. 2 | Methane (Co2 eq) | 3.5 | 328614 | C
322120 | 1001995 | 2023 | S (Stoker Boiler) | EU 004 | Distillate Fuel Oil No. 2 | Nitrous Oxide | 0.028 | 328614 | C
322120 | 1001995 | 2023 | S (Stoker Boiler) | EU 004 | Distillate Fuel Oil No. 2 | Nitrous Oxide (Co2 eq) | 8.2 | 328614 | C
322120 | 1001995 | 2023 | S (Stoker Boiler) | EU 004 | Natural Gas (Weighted U.S. Average) | Carbon Dioxide Biogenic | 0 | 350175833 | C
322120 | 1001995 | 2023 | S (Stoker Boiler) | EU 004 | Natural Gas (Weighted U.S. Average) | Carbon Dioxide Non-Biogenic | 19278.9 | 350175833 | C
322120 | 1001995 | 2023 | S (Stoker Boiler) | EU 004 | Natural Gas (Weighted U.S. Average) | Carbon Dioxide Total | 19278.9 | 350175833 | C
322120 | 1001995 | 2023 | S (Stoker Boiler) | EU 004 | Natural Gas (Weighted U.S. Average) | Methane | 0.36 | 350175833 | C
322120 | 1001995 | 2023 | S (Stoker Boiler) | EU 004 | Natural Gas (Weighted U.S. Average) | Methane (Co2 eq) | 9.1 | 350175833 | C
322120 | 1001995 | 2023 | S (Stoker Boiler) | EU 004 | Natural Gas (Weighted U.S. Average) | Nitrous Oxide | 0.036 | 350175833 | C
322120 | 1001995 | 2023 | S (Stoker Boiler) | EU 004 | Natural Gas (Weighted U.S. Average) | Nitrous Oxide (Co2 eq) | 10.8 | 350175833 | C
322120 | 1001995 | 2023 | S (Stoker Boiler) | EU 004 | Wood and Wood Residuals (dry basis) | Carbon Dioxide Biogenic | 162157.5 | 177334 | C
322120 | 1001995 | 2023 | S (Stoker Boiler) | EU 004 | Wood and Wood Residuals (dry basis) | Carbon Dioxide Non-Biogenic | 0 | 177334 | C
322120 | 1001995 | 2023 | S (Stoker Boiler) | EU 004 | Wood and Wood Residuals (dry basis) | Carbon Dioxide Total | 162157.5 | 177334 | C
322120 | 1001995 | 2023 | S (Stoker Boiler) | EU 004 | Wood and Wood Residuals (dry basis) | Methane | 12.45 | 177334 | C
322120 | 1001995 | 2023 | S (Stoker Boiler) | EU 004 | Wood and Wood Residuals (dry basis) | Methane (Co2 eq) | 311.2 | 177334 | C
322120 | 1001995 | 2023 | S (Stoker Boiler) | EU 004 | Wood and Wood Residuals (dry basis) | Nitrous Oxide | 6.224 | 177334 | C
322120 | 1001995 | 2023 | S (Stoker Boiler) | EU 004 | Wood and Wood Residuals (dry basis) | Nitrous Oxide (Co2 eq) | 1854.6 | 177334 | C
322120 | 1001995 | 2023 | Chemical Recovery Furnace | EU 005 |  | Carbon Dioxide Biogenic (Spent Liquor) | 880060.2 |  | AA | [9 empty] | 27 | 1998 | KV/TAM | 4.5 |  |  |  | 1675 | 1300
322120 | 1001995 | 2023 | Chemical Recovery Furnace | EU 005 |  | Carbon Dioxide Non-Biogenic | 6553 |  | AA | [9 empty] | 27 | 1998 | KV/TAM | 4.5 |  |  |  | 1675 | 1300
322120 | 1001995 | 2023 | Chemical Recovery Furnace | EU 005 |  | Methane | 0.12 |  | AA | [9 empty] | 27 | 1998 | KV/TAM | 4.5 |  |  |  | 1675 | 1300
322120 | 1001995 | 2023 | Chemical Recovery Furnace | EU 005 |  | Methane Spent Liquor | 17.85 |  | AA | [9 empty] | 27 | 1998 | KV/TAM | 4.5 |  |  |  | 1675 | 1300
322120 | 1001995 | 2023 | Chemical Recovery Furnace | EU 005 |  | Nitrous Oxide | 0.012 |  | AA | [9 empty] | 27 | 1998 | KV/TAM | 4.5 |  |  |  | 1675 | 1300
322120 | 1001995 | 2023 | Chemical Recovery Furnace | EU 005 |  | Nitrous Oxide Spent Liquor | 3.945 |  | AA | [9 empty] | 27 | 1998 | KV/TAM | 4.5 |  |  |  | 1675 | 1300
322120 | 1001995 | 2023 | Pulp Mill Lime Kiln | EU 033 |  | Carbon Dioxide Biogenic (Spent Liquor) | 0 |  | AA
322120 | 1001995 | 2023 | Pulp Mill Lime Kiln | EU 033 |  | Carbon Dioxide Non-Biogenic | 50374.2 |  | AA
322120 | 1001995 | 2023 | Pulp Mill Lime Kiln | EU 033 |  | Methane | 2.56 |  | AA
322120 | 1001995 | 2023 | Pulp Mill Lime Kiln | EU 033 |  | Methane Spent Liquor | 0 |  | AA
322120 | 1001995 | 2023 | Pulp Mill Lime Kiln | EU 033 |  | Nitrous Oxide | 0 |  | AA
322120 | 1001995 | 2023 | Pulp Mill Lime Kiln | EU 033 |  | Nitrous Oxide Spent Liquor | 0 |  | AA
322120 | 1001995 | 2023 | OB (Boiler, other) | EU 037 | Natural Gas (Weighted U.S. Average) | Carbon Dioxide Biogenic | 0 | 811877254 | C
322120 | 1001995 | 2023 | OB (Boiler, other) | EU 037 | Natural Gas (Weighted U.S. Average) | Carbon Dioxide Non-Biogenic | 44751.9 | 811877254 | C
322120 | 1001995 | 2023 | OB (Boiler, other) | EU 037 | Natural Gas (Weighted U.S. Average) | Carbon Dioxide Total | 44751.9 | 811877254 | C
322120 | 1001995 | 2023 | OB (Boiler, other) | EU 037 | Natural Gas (Weighted U.S. Average) | Methane | 0.84 | 811877254 | C
322120 | 1001995 | 2023 | OB (Boiler, other) | EU 037 | Natural Gas (Weighted U.S. Average) | Methane (Co2 eq) | 21.1 | 811877254 | C
322120 | 1001995 | 2023 | OB (Boiler, other) | EU 037 | Natural Gas (Weighted U.S. Average) | Nitrous Oxide | 0.084 | 811877254 | C
322120 | 1001995 | 2023 | OB (Boiler, other) | EU 037 | Natural Gas (Weighted U.S. Average) | Nitrous Oxide (Co2 eq) | 25.1 | 811877254 | C
322120 | 1001995 | 2023 | TODF (Thermal oxidizer, direct fired, no heat recovery) | EU 081 | Natural Gas (Weighted U.S. Average) | Carbon Dioxide Biogenic | 0 | 125688952 | C
322120 | 1001995 | 2023 | TODF (Thermal oxidizer, direct fired, no heat recovery) | EU 081 | Natural Gas (Weighted U.S. Average) | Carbon Dioxide Non-Biogenic | 6926.8 | 125688952 | C
322120 | 1001995 | 2023 | TODF (Thermal oxidizer, direct fired, no heat recovery) | EU 081 | Natural Gas (Weighted U.S. Average) | Carbon Dioxide Total | 6926.8 | 125688952 | C
322120 | 1001995 | 2023 | TODF (Thermal oxidizer, direct fired, no heat recovery) | EU 081 | Natural Gas (Weighted U.S. Average) | Methane | 0.13 | 125688952 | C
322120 | 1001995 | 2023 | TODF (Thermal oxidizer, direct fired, no heat recovery) | EU 081 | Natural Gas (Weighted U.S. Average) | Methane (Co2 eq) | 3.3 | 125688952 | C
322120 | 1001995 | 2023 | TODF (Thermal oxidizer, direct fired, no heat recovery) | EU 081 | Natural Gas (Weighted U.S. Average) | Nitrous Oxide | 0.013 | 125688952 | C
322120 | 1001995 | 2023 | TODF (Thermal oxidizer, direct fired, no heat recovery) | EU 081 | Natural Gas (Weighted U.S. Average) | Nitrous Oxide (Co2 eq) | 3.9 | 125688952 | C
322120 | 1001995 | 2023 |  | GP-1 | Propane | Carbon Dioxide Biogenic | 0 | 0 | C
322120 | 1001995 | 2023 |  | GP-1 | Propane | Carbon Dioxide Non-Biogenic | 24.6 | 0 | C
322120 | 1001995 | 2023 |  | GP-1 | Propane | Carbon Dioxide Total | 24.6 | 0 | C
322120 | 1001995 | 2023 |  | GP-1 | Propane | Methane | 0 | 0 | C
322120 | 1001995 | 2023 |  | GP-1 | Propane | Methane (Co2 eq) | 0 | 0 | C
322120 | 1001995 | 2023 |  | GP-1 | Propane | Nitrous Oxide | 0 | 0 | C
322120 | 1001995 | 2023 |  | GP-1 | Propane | Nitrous Oxide (Co2 eq) | 0.1 | 0 | C
322120 | 1001995 | 2023 | OCS (Other combustion source) | Other | Natural Gas (Weighted U.S. Average) | Carbon Dioxide Biogenic | 0 | 313694715 | C
322120 | 1001995 | 2023 | OCS (Other combustion source) | Other | Natural Gas (Weighted U.S. Average) | Carbon Dioxide Non-Biogenic | 17287.8 | 313694715 | C
322120 | 1001995 | 2023 | OCS (Other combustion source) | Other | Natural Gas (Weighted U.S. Average) | Carbon Dioxide Total | 17287.8 | 313694715 | C
322120 | 1001995 | 2023 | OCS (Other combustion source) | Other | Natural Gas (Weighted U.S. Average) | Methane | 0.33 | 313694715 | C
322120 | 1001995 | 2023 | OCS (Other combustion source) | Other | Natural Gas (Weighted U.S. Average) | Methane (Co2 eq) | 8.2 | 313694715 | C
322120 | 1001995 | 2023 | OCS (Other combustion source) | Other | Natural Gas (Weighted U.S. Average) | Nitrous Oxide | 0.033 | 313694715 | C
322120 | 1001995 | 2023 | OCS (Other combustion source) | Other | Natural Gas (Weighted U.S. Average) | Nitrous Oxide (Co2 eq) | 9.7 | 313694715 | C
322120 | 1002011 | 2023 |  | GP-1 | Distillate Fuel Oil No. 2 | Carbon Dioxide Biogenic | 0 | 7429 | C
322120 | 1002011 | 2023 |  | GP-1 | Distillate Fuel Oil No. 2 | Carbon Dioxide Non-Biogenic | 75.8 | 7429 | C
322120 | 1002011 | 2023 |  | GP-1 | Distillate Fuel Oil No. 2 | Carbon Dioxide Total | 75.8 | 7429 | C
322120 | 1002011 | 2023 |  | GP-1 | Distillate Fuel Oil No. 2 | Methane | 0 | 7429 | C
322120 | 1002011 | 2023 |  | GP-1 | Distillate Fuel Oil No. 2 | Methane (Co2 eq) | 0.1 | 7429 | C
322120 | 1002011 | 2023 |  | GP-1 | Distillate Fuel Oil No. 2 | Nitrous Oxide | 0.001 | 7429 | C
322120 | 1002011 | 2023 |  | GP-1 | Distillate Fuel Oil No. 2 | Nitrous Oxide (Co2 eq) | 0.2 | 7429 | C
322120 | 1002011 | 2023 |  | GP-1 | Landfill Gas | Carbon Dioxide Biogenic | 0 | 0 | C
322120 | 1002011 | 2023 |  | GP-1 | Landfill Gas | Carbon Dioxide Non-Biogenic | 0 | 0 | C
322120 | 1002011 | 2023 |  | GP-1 | Landfill Gas | Carbon Dioxide Total | 0 | 0 | C
322120 | 1002011 | 2023 |  | GP-1 | Landfill Gas | Methane | 0 | 0 | C
322120 | 1002011 | 2023 |  | GP-1 | Landfill Gas | Methane (Co2 eq) | 0 | 0 | C
322120 | 1002011 | 2023 |  | GP-1 | Landfill Gas | Nitrous Oxide | 0 | 0 | C
322120 | 1002011 | 2023 |  | GP-1 | Landfill Gas | Nitrous Oxide (Co2 eq) | 0 | 0 | C
322120 | 1002011 | 2023 |  | GP-1 | Natural Gas (Weighted U.S. Average) | Carbon Dioxide Biogenic | 0 | 2726745614 | C
322120 | 1002011 | 2023 |  | GP-1 | Natural Gas (Weighted U.S. Average) | Carbon Dioxide Non-Biogenic | 148442.8 | 2726745614 | C
322120 | 1002011 | 2023 |  | GP-1 | Natural Gas (Weighted U.S. Average) | Carbon Dioxide Total | 148442.8 | 2726745614 | C
322120 | 1002011 | 2023 |  | GP-1 | Natural Gas (Weighted U.S. Average) | Methane | 2.8 | 2726745614 | C
322120 | 1002011 | 2023 |  | GP-1 | Natural Gas (Weighted U.S. Average) | Methane (Co2 eq) | 69.9 | 2726745614 | C
322120 | 1002011 | 2023 |  | GP-1 | Natural Gas (Weighted U.S. Average) | Nitrous Oxide | 0.28 | 2726745614 | C
322120 | 1002011 | 2023 |  | GP-1 | Natural Gas (Weighted U.S. Average) | Nitrous Oxide (Co2 eq) | 83.4 | 2726745614 | C
322120 | 1002013 | 2023 |  | GP-1 | Distillate Fuel Oil No. 2 | Carbon Dioxide Biogenic | 0 | 4224 | C
322120 | 1002013 | 2023 |  | GP-1 | Distillate Fuel Oil No. 2 | Carbon Dioxide Non-Biogenic | 43.1 | 4224 | C
322120 | 1002013 | 2023 |  | GP-1 | Distillate Fuel Oil No. 2 | Carbon Dioxide Total | 43.1 | 4224 | C
322120 | 1002013 | 2023 |  | GP-1 | Distillate Fuel Oil No. 2 | Methane | 0 | 4224 | C
322120 | 1002013 | 2023 |  | GP-1 | Distillate Fuel Oil No. 2 | Methane (Co2 eq) | 0 | 4224 | C
322120 | 1002013 | 2023 |  | GP-1 | Distillate Fuel Oil No. 2 | Nitrous Oxide | 0 | 4224 | C
322120 | 1002013 | 2023 |  | GP-1 | Distillate Fuel Oil No. 2 | Nitrous Oxide (Co2 eq) | 0.1 | 4224 | C
322120 | 1002013 | 2023 |  | GP-1 | Natural Gas (Weighted U.S. Average) | Carbon Dioxide Biogenic | 0 | 705111300 | C
322120 | 1002013 | 2023 |  | GP-1 | Natural Gas (Weighted U.S. Average) | Carbon Dioxide Non-Biogenic | 38999.6 | 705111300 | C
322120 | 1002013 | 2023 |  | GP-1 | Natural Gas (Weighted U.S. Average) | Carbon Dioxide Total | 38999.6 | 705111300 | C
322120 | 1002013 | 2023 |  | GP-1 | Natural Gas (Weighted U.S. Average) | Methane | 0.74 | 705111300 | C
322120 | 1002013 | 2023 |  | GP-1 | Natural Gas (Weighted U.S. Average) | Methane (Co2 eq) | 18.4 | 705111300 | C
322120 | 1002013 | 2023 |  | GP-1 | Natural Gas (Weighted U.S. Average) | Nitrous Oxide | 0.074 | 705111300 | C
322120 | 1002013 | 2023 |  | GP-1 | Natural Gas (Weighted U.S. Average) | Nitrous Oxide (Co2 eq) | 21.9 | 705111300 | C
322120 | 1002013 | 2023 |  | GP-1 | Propane | Carbon Dioxide Biogenic | 0 | 46 | C
322120 | 1002013 | 2023 |  | GP-1 | Propane | Carbon Dioxide Non-Biogenic | 0.3 | 46 | C
322120 | 1002013 | 2023 |  | GP-1 | Propane | Carbon Dioxide Total | 0.3 | 46 | C
322120 | 1002013 | 2023 |  | GP-1 | Propane | Methane | 0 | 46 | C
322120 | 1002013 | 2023 |  | GP-1 | Propane | Methane (Co2 eq) | 0 | 46 | C
322120 | 1002013 | 2023 |  | GP-1 | Propane | Nitrous Oxide | 0 | 46 | C
322120 | 1002013 | 2023 |  | GP-1 | Propane | Nitrous Oxide (Co2 eq) | 0 | 46 | C
325411 | 1002020 | 2023 |  | GP-1 | Distillate Fuel Oil No. 2 | Carbon Dioxide Biogenic | 0 | 0 | C
325411 | 1002020 | 2023 |  | GP-1 | Distillate Fuel Oil No. 2 | Carbon Dioxide Non-Biogenic | 39.8 | 0 | C
325411 | 1002020 | 2023 |  | GP-1 | Distillate Fuel Oil No. 2 | Carbon Dioxide Total | 39.8 | 0 | C
325411 | 1002020 | 2023 |  | GP-1 | Distillate Fuel Oil No. 2 | Methane | 0 | 0 | C
325411 | 1002020 | 2023 |  | GP-1 | Distillate Fuel Oil No. 2 | Methane (Co2 eq) | 0 | 0 | C
325411 | 1002020 | 2023 |  | GP-1 | Distillate Fuel Oil No. 2 | Nitrous Oxide | 0 | 0 | C
325411 | 1002020 | 2023 |  | GP-1 | Distillate Fuel Oil No. 2 | Nitrous Oxide (Co2 eq) | 0.1 | 0 | C
325411 | 1002020 | 2023 |  | GP-1 | Natural Gas (Weighted U.S. Average) | Carbon Dioxide Biogenic | 0 | 0 | C
325411 | 1002020 | 2023 |  | GP-1 | Natural Gas (Weighted U.S. Average) | Carbon Dioxide Non-Biogenic | 67764.3 | 0 | C
325411 | 1002020 | 2023 |  | GP-1 | Natural Gas (Weighted U.S. Average) | Carbon Dioxide Total | 67764.3 | 0 | C
325411 | 1002020 | 2023 |  | GP-1 | Natural Gas (Weighted U.S. Average) | Methane | 1.28 | 0 | C
325411 | 1002020 | 2023 |  | GP-1 | Natural Gas (Weighted U.S. Average) | Methane (Co2 eq) | 31.9 | 0 | C
325411 | 1002020 | 2023 |  | GP-1 | Natural Gas (Weighted U.S. Average) | Nitrous Oxide | 0.128 | 0 | C
325411 | 1002020 | 2023 |  | GP-1 | Natural Gas (Weighted U.S. Average) | Nitrous Oxide (Co2 eq) | 38.1 | 0 | C
325411 | 1002020 | 2023 |  | GP-C48 Water Heater and furnace | Propane | Carbon Dioxide Biogenic | 0 | 0 | C
325411 | 1002020 | 2023 |  | GP-C48 Water Heater and furnace | Propane | Carbon Dioxide Non-Biogenic | 11.3 | 0 | C
325411 | 1002020 | 2023 |  | GP-C48 Water Heater and furnace | Propane | Carbon Dioxide Total | 11.3 | 0 | C
325411 | 1002020 | 2023 |  | GP-C48 Water Heater and furnace | Propane | Methane | 0 | 0 | C
325411 | 1002020 | 2023 |  | GP-C48 Water Heater and furnace | Propane | Methane (Co2 eq) | 0 | 0 | C
325411 | 1002020 | 2023 |  | GP-C48 Water Heater and furnace | Propane | Nitrous Oxide | 0 | 0 | C
325411 | 1002020 | 2023 |  | GP-C48 Water Heater and furnace | Propane | Nitrous Oxide (Co2 eq) | 0 | 0 | C
325411 | 1002020 | 2023 |  | GP-Carbon Adsorber 103 105 190 and 520 | Propane Gas | Carbon Dioxide Biogenic | 0 | 0 | C
325411 | 1002020 | 2023 |  | GP-Carbon Adsorber 103 105 190 and 520 | Propane Gas | Carbon Dioxide Non-Biogenic | 0 | 0 | C
325411 | 1002020 | 2023 |  | GP-Carbon Adsorber 103 105 190 and 520 | Propane Gas | Carbon Dioxide Total | 0 | 0 | C
325411 | 1002020 | 2023 |  | GP-Carbon Adsorber 103 105 190 and 520 | Propane Gas | Methane | 0 | 0 | C
325411 | 1002020 | 2023 |  | GP-Carbon Adsorber 103 105 190 and 520 | Propane Gas | Methane (Co2 eq) | 0 | 0 | C
325411 | 1002020 | 2023 |  | GP-Carbon Adsorber 103 105 190 and 520 | Propane Gas | Nitrous Oxide | 0 | 0 | C
325411 | 1002020 | 2023 |  | GP-Carbon Adsorber 103 105 190 and 520 | Propane Gas | Nitrous Oxide (Co2 eq) | 0 | 0 | C
325411 | 1002020 | 2023 | OCS (Other combustion source) | Raws Lab | Propane | Carbon Dioxide Biogenic | 0 | 0 | C
325411 | 1002020 | 2023 | OCS (Other combustion source) | Raws Lab | Propane | Carbon Dioxide Non-Biogenic | 0 | 0 | C
325411 | 1002020 | 2023 | OCS (Other combustion source) | Raws Lab | Propane | Carbon Dioxide Total | 0 | 0 | C
325411 | 1002020 | 2023 | OCS (Other combustion source) | Raws Lab | Propane | Methane | 0 | 0 | C
325411 | 1002020 | 2023 | OCS (Other combustion source) | Raws Lab | Propane | Methane (Co2 eq) | 0 | 0 | C
325411 | 1002020 | 2023 | OCS (Other combustion source) | Raws Lab | Propane | Nitrous Oxide | 0 | 0 | C
325411 | 1002020 | 2023 | OCS (Other combustion source) | Raws Lab | Propane | Nitrous Oxide (Co2 eq) | 0 | 0 | C
325193 | 1002032 | 2023 |  | GP-1 | Natural Gas (Weighted U.S. Average) | Carbon Dioxide Biogenic | 0 | 0 | C
325193 | 1002032 | 2023 |  | GP-1 | Natural Gas (Weighted U.S. Average) | Carbon Dioxide Non-Biogenic | 111235.8 | 0 | C
325193 | 1002032 | 2023 |  | GP-1 | Natural Gas (Weighted U.S. Average) | Carbon Dioxide Total | 111235.8 | 0 | C
325193 | 1002032 | 2023 |  | GP-1 | Natural Gas (Weighted U.S. Average) | Methane | 2.1 | 0 | C
325193 | 1002032 | 2023 |  | GP-1 | Natural Gas (Weighted U.S. Average) | Methane (Co2 eq) | 52.4 | 0 | C
325193 | 1002032 | 2023 |  | GP-1 | Natural Gas (Weighted U.S. Average) | Nitrous Oxide | 0.21 | 0 | C
325193 | 1002032 | 2023 |  | GP-1 | Natural Gas (Weighted U.S. Average) | Nitrous Oxide (Co2 eq) | 62.5 | 0 | C
325193 | 1002032 | 2023 |  | GP-1 | Other Biomass Gases | Carbon Dioxide Biogenic | 4.2 | 0 | C
325193 | 1002032 | 2023 |  | GP-1 | Other Biomass Gases | Carbon Dioxide Non-Biogenic | 0 | 0 | C
325193 | 1002032 | 2023 |  | GP-1 | Other Biomass Gases | Carbon Dioxide Total | 4.2 | 0 | C
325193 | 1002032 | 2023 |  | GP-1 | Other Biomass Gases | Methane | 0 | 0 | C
325193 | 1002032 | 2023 |  | GP-1 | Other Biomass Gases | Methane (Co2 eq) | 0 | 0 | C
325193 | 1002032 | 2023 |  | GP-1 | Other Biomass Gases | Nitrous Oxide | 0 | 0 | C
325193 | 1002032 | 2023 |  | GP-1 | Other Biomass Gases | Nitrous Oxide (Co2 eq) | 0 | 0 | C
325211 | 1002033 | 2023 | OB (Boiler, other) | B1 | Natural Gas (Weighted U.S. Average) | Carbon Dioxide Biogenic | 0 | 0 | C
325211 | 1002033 | 2023 | OB (Boiler, other) | B1 | Natural Gas (Weighted U.S. Average) | Carbon Dioxide Non-Biogenic | 6635.1 | 0 | C
325211 | 1002033 | 2023 | OB (Boiler, other) | B1 | Natural Gas (Weighted U.S. Average) | Carbon Dioxide Total | 6635.1 | 0 | C
325211 | 1002033 | 2023 | OB (Boiler, other) | B1 | Natural Gas (Weighted U.S. Average) | Methane | 0.13 | 0 | C
325211 | 1002033 | 2023 | OB (Boiler, other) | B1 | Natural Gas (Weighted U.S. Average) | Methane (Co2 eq) | 3.1 | 0 | C
325211 | 1002033 | 2023 | OB (Boiler, other) | B1 | Natural Gas (Weighted U.S. Average) | Nitrous Oxide | 0.013 | 0 | C
325211 | 1002033 | 2023 | OB (Boiler, other) | B1 | Natural Gas (Weighted U.S. Average) | Nitrous Oxide (Co2 eq) | 3.7 | 0 | C
325211 | 1002033 | 2023 | S (Stoker Boiler) | B2 | Bituminous | Carbon Dioxide Biogenic | 0 | 0 | C
325211 | 1002033 | 2023 | S (Stoker Boiler) | B2 | Bituminous | Carbon Dioxide Non-Biogenic | 0 | 0 | C
325211 | 1002033 | 2023 | S (Stoker Boiler) | B2 | Bituminous | Carbon Dioxide Total | 0 | 0 | C
325211 | 1002033 | 2023 | S (Stoker Boiler) | B2 | Bituminous | Methane | 0 | 0 | C
325211 | 1002033 | 2023 | S (Stoker Boiler) | B2 | Bituminous | Methane (Co2 eq) | 0 | 0 | C
325211 | 1002033 | 2023 | S (Stoker Boiler) | B2 | Bituminous | Nitrous Oxide | 0 | 0 | C
325211 | 1002033 | 2023 | S (Stoker Boiler) | B2 | Bituminous | Nitrous Oxide (Co2 eq) | 0 | 0 | C
325211 | 1002033 | 2023 | OB (Boiler, other) | Boiler 2N | Natural Gas (Weighted U.S. Average) | Carbon Dioxide Biogenic | 0 | 0 | C
325211 | 1002033 | 2023 | OB (Boiler, other) | Boiler 2N | Natural Gas (Weighted U.S. Average) | Carbon Dioxide Non-Biogenic | 13270.2 | 0 | C
325211 | 1002033 | 2023 | OB (Boiler, other) | Boiler 2N | Natural Gas (Weighted U.S. Average) | Carbon Dioxide Total | 13270.2 | 0 | C
325211 | 1002033 | 2023 | OB (Boiler, other) | Boiler 2N | Natural Gas (Weighted U.S. Average) | Methane | 0.25 | 0 | C
325211 | 1002033 | 2023 | OB (Boiler, other) | Boiler 2N | Natural Gas (Weighted U.S. Average) | Methane (Co2 eq) | 6.3 | 0 | C
325211 | 1002033 | 2023 | OB (Boiler, other) | Boiler 2N | Natural Gas (Weighted U.S. Average) | Nitrous Oxide | 0.025 | 0 | C
325211 | 1002033 | 2023 | OB (Boiler, other) | Boiler 2N | Natural Gas (Weighted U.S. Average) | Nitrous Oxide (Co2 eq) | 7.5 | 0 | C
325211 | 1002033 | 2023 |  | GP-03 | Distillate Fuel Oil No. 2 | Carbon Dioxide Biogenic | 0 | 0 | C
325211 | 1002033 | 2023 |  | GP-03 | Distillate Fuel Oil No. 2 | Carbon Dioxide Non-Biogenic | 0 | 0 | C
325211 | 1002033 | 2023 |  | GP-03 | Distillate Fuel Oil No. 2 | Carbon Dioxide Total | 0 | 0 | C
325211 | 1002033 | 2023 |  | GP-03 | Distillate Fuel Oil No. 2 | Methane | 0 | 0 | C
325211 | 1002033 | 2023 |  | GP-03 | Distillate Fuel Oil No. 2 | Methane (Co2 eq) | 0 | 0 | C
325211 | 1002033 | 2023 |  | GP-03 | Distillate Fuel Oil No. 2 | Nitrous Oxide | 0 | 0 | C
325211 | 1002033 | 2023 |  | GP-03 | Distillate Fuel Oil No. 2 | Nitrous Oxide (Co2 eq) | 0 | 0 | C
325211 | 1002033 | 2023 |  | GP-03 | Natural Gas (Weighted U.S. Average) | Carbon Dioxide Biogenic | 0 | 0 | C
325211 | 1002033 | 2023 |  | GP-03 | Natural Gas (Weighted U.S. Average) | Carbon Dioxide Non-Biogenic | 8770.2 | 0 | C
325211 | 1002033 | 2023 |  | GP-03 | Natural Gas (Weighted U.S. Average) | Carbon Dioxide Total | 8770.2 | 0 | C
325211 | 1002033 | 2023 |  | GP-03 | Natural Gas (Weighted U.S. Average) | Methane | 0.17 | 0 | C
325211 | 1002033 | 2023 |  | GP-03 | Natural Gas (Weighted U.S. Average) | Methane (Co2 eq) | 4.1 | 0 | C
325211 | 1002033 | 2023 |  | GP-03 | Natural Gas (Weighted U.S. Average) | Nitrous Oxide | 0.017 | 0 | C
325211 | 1002033 | 2023 |  | GP-03 | Natural Gas (Weighted U.S. Average) | Nitrous Oxide (Co2 eq) | 4.9 | 0 | C
322291 | 1002036 | 2023 |  | GP-1 Main Plant | Natural Gas (Weighted U.S. Average) | Carbon Dioxide Biogenic | 0 | 2581299211 | C
322291 | 1002036 | 2023 |  | GP-1 Main Plant | Natural Gas (Weighted U.S. Average) | Carbon Dioxide Non-Biogenic | 140935.7 | 2581299211 | C
322291 | 1002036 | 2023 |  | GP-1 Main Plant | Natural Gas (Weighted U.S. Average) | Carbon Dioxide Total | 140935.7 | 2581299211 | C
322291 | 1002036 | 2023 |  | GP-1 Main Plant | Natural Gas (Weighted U.S. Average) | Methane | 2.66 | 2581299211 | C
322291 | 1002036 | 2023 |  | GP-1 Main Plant | Natural Gas (Weighted U.S. Average) | Methane (Co2 eq) | 66.4 | 2581299211 | C
322291 | 1002036 | 2023 |  | GP-1 Main Plant | Natural Gas (Weighted U.S. Average) | Nitrous Oxide | 0.266 | 2581299211 | C
322291 | 1002036 | 2023 |  | GP-1 Main Plant | Natural Gas (Weighted U.S. Average) | Nitrous Oxide (Co2 eq) | 79.2 | 2581299211 | C
312120 | 1002037 | 2023 |  | GP-1 | Natural Gas (Weighted U.S. Average) | Carbon Dioxide Biogenic | 0 | 1322492000 | C
312120 | 1002037 | 2023 |  | GP-1 | Natural Gas (Weighted U.S. Average) | Carbon Dioxide Non-Biogenic | 71995.9 | 1322492000 | C
312120 | 1002037 | 2023 |  | GP-1 | Natural Gas (Weighted U.S. Average) | Carbon Dioxide Total | 71995.9 | 1322492000 | C
312120 | 1002037 | 2023 |  | GP-1 | Natural Gas (Weighted U.S. Average) | Methane | 1.36 | 1322492000 | C
312120 | 1002037 | 2023 |  | GP-1 | Natural Gas (Weighted U.S. Average) | Methane (Co2 eq) | 33.9 | 1322492000 | C
312120 | 1002037 | 2023 |  | GP-1 | Natural Gas (Weighted U.S. Average) | Nitrous Oxide | 0.136 | 1322492000 | C
312120 | 1002037 | 2023 |  | GP-1 | Natural Gas (Weighted U.S. Average) | Nitrous Oxide (Co2 eq) | 40.4 | 1322492000 | C
312120 | 1002037 | 2023 |  | GP-1 | Other Biomass Gases | Carbon Dioxide Biogenic | 5416.8 | 158823291.9 | C
312120 | 1002037 | 2023 |  | GP-1 | Other Biomass Gases | Carbon Dioxide Non-Biogenic | 0 | 158823291.9 | C
312120 | 1002037 | 2023 |  | GP-1 | Other Biomass Gases | Carbon Dioxide Total | 5416.8 | 158823291.9 | C
312120 | 1002037 | 2023 |  | GP-1 | Other Biomass Gases | Methane | 0.33 | 158823291.9 | C
312120 | 1002037 | 2023 |  | GP-1 | Other Biomass Gases | Methane (Co2 eq) | 8.3 | 158823291.9 | C
312120 | 1002037 | 2023 |  | GP-1 | Other Biomass Gases | Nitrous Oxide | 0.066 | 158823291.9 | C
312120 | 1002037 | 2023 |  | GP-1 | Other Biomass Gases | Nitrous Oxide (Co2 eq) | 19.5 | 158823291.9 | C
325110 | 1002040 | 2023 |  | CP-LHC8 Furnaces | Natural Gas (Weighted U.S. Average) | Carbon Dioxide Biogenic | 0 | 0 | C
325110 | 1002040 | 2023 |  | CP-LHC8 Furnaces | Natural Gas (Weighted U.S. Average) | Carbon Dioxide Non-Biogenic | 290845.7 | 0 | C
325110 | 1002040 | 2023 |  | CP-LHC8 Furnaces | Natural Gas (Weighted U.S. Average) | Carbon Dioxide Total | 290845.7 | 0 | C
325110 | 1002040 | 2023 |  | CP-LHC8 Furnaces | Natural Gas (Weighted U.S. Average) | Methane | 5.48 | 0 | C
325110 | 1002040 | 2023 |  | CP-LHC8 Furnaces | Natural Gas (Weighted U.S. Average) | Methane (Co2 eq) | 137 | 0 | C
325110 | 1002040 | 2023 |  | CP-LHC8 Furnaces | Natural Gas (Weighted U.S. Average) | Nitrous Oxide | 0.548 | 0 | C
325110 | 1002040 | 2023 |  | CP-LHC8 Furnaces | Natural Gas (Weighted U.S. Average) | Nitrous Oxide (Co2 eq) | 163.3 | 0 | C
325110 | 1002040 | 2023 |  | CP-LHC9 Furnaces | Fuel Gas | Carbon Dioxide Biogenic | 0 | 0 | C
325110 | 1002040 | 2023 |  | CP-LHC9 Furnaces | Fuel Gas | Carbon Dioxide Non-Biogenic | 692.1 | 0 | C
325110 | 1002040 | 2023 |  | CP-LHC9 Furnaces | Fuel Gas | Carbon Dioxide Total | 692.1 | 0 | C
325110 | 1002040 | 2023 |  | CP-LHC9 Furnaces | Fuel Gas | Methane | 0.36 | 0 | C
325110 | 1002040 | 2023 |  | CP-LHC9 Furnaces | Fuel Gas | Methane (Co2 eq) | 9 | 0 | C
325110 | 1002040 | 2023 |  | CP-LHC9 Furnaces | Fuel Gas | Nitrous Oxide | 0.072 | 0 | C
325110 | 1002040 | 2023 |  | CP-LHC9 Furnaces | Fuel Gas | Nitrous Oxide (Co2 eq) | 21.4 | 0 | C
325110 | 1002040 | 2023 |  | CP-LHC9 Furnaces | Natural Gas (Weighted U.S. Average) | Carbon Dioxide Biogenic | 0 | 0 | C
325110 | 1002040 | 2023 |  | CP-LHC9 Furnaces | Natural Gas (Weighted U.S. Average) | Carbon Dioxide Non-Biogenic | 27333.4 | 0 | C
325110 | 1002040 | 2023 |  | CP-LHC9 Furnaces | Natural Gas (Weighted U.S. Average) | Carbon Dioxide Total | 27333.4 | 0 | C
325110 | 1002040 | 2023 |  | CP-LHC9 Furnaces | Natural Gas (Weighted U.S. Average) | Methane | 0.52 | 0 | C
325110 | 1002040 | 2023 |  | CP-LHC9 Furnaces | Natural Gas (Weighted U.S. Average) | Methane (Co2 eq) | 12.9 | 0 | C
325110 | 1002040 | 2023 |  | CP-LHC9 Furnaces | Natural Gas (Weighted U.S. Average) | Nitrous Oxide | 0.052 | 0 | C
325110 | 1002040 | 2023 |  | CP-LHC9 Furnaces | Natural Gas (Weighted U.S. Average) | Nitrous Oxide (Co2 eq) | 15.4 | 0 | C
325110 | 1002040 | 2023 |  | CP-PDH1 HEATERS | Fuel Gas | Carbon Dioxide Biogenic | 0 | 0 | C
325110 | 1002040 | 2023 |  | CP-PDH1 HEATERS | Fuel Gas | Carbon Dioxide Non-Biogenic | 182649.4 | 0 | C
325110 | 1002040 | 2023 |  | CP-PDH1 HEATERS | Fuel Gas | Carbon Dioxide Total | 182649.4 | 0 | C
325110 | 1002040 | 2023 |  | CP-PDH1 HEATERS | Fuel Gas | Methane | 16.16 | 0 | C
325110 | 1002040 | 2023 |  | CP-PDH1 HEATERS | Fuel Gas | Methane (Co2 eq) | 404 | 0 | C
325110 | 1002040 | 2023 |  | CP-PDH1 HEATERS | Fuel Gas | Nitrous Oxide | 3.232 | 0 | C
325110 | 1002040 | 2023 |  | CP-PDH1 HEATERS | Fuel Gas | Nitrous Oxide (Co2 eq) | 963.1 | 0 | C
325110 | 1002040 | 2023 |  | CP-PWR9 Boilers | Natural Gas (Weighted U.S. Average) | Carbon Dioxide Biogenic | 0 | 0 | C
325110 | 1002040 | 2023 |  | CP-PWR9 Boilers | Natural Gas (Weighted U.S. Average) | Carbon Dioxide Non-Biogenic | 241619.5 | 0 | C
325110 | 1002040 | 2023 |  | CP-PWR9 Boilers | Natural Gas (Weighted U.S. Average) | Carbon Dioxide Total | 241619.5 | 0 | C
325110 | 1002040 | 2023 |  | CP-PWR9 Boilers | Natural Gas (Weighted U.S. Average) | Methane | 4.55 | 0 | C
325110 | 1002040 | 2023 |  | CP-PWR9 Boilers | Natural Gas (Weighted U.S. Average) | Methane (Co2 eq) | 113.8 | 0 | C
325110 | 1002040 | 2023 |  | CP-PWR9 Boilers | Natural Gas (Weighted U.S. Average) | Nitrous Oxide | 0.455 | 0 | C
325110 | 1002040 | 2023 |  | CP-PWR9 Boilers | Natural Gas (Weighted U.S. Average) | Nitrous Oxide (Co2 eq) | 135.7 | 0 | C
325110 | 1002040 | 2023 |  | CP-PWR9 Boilers |  | Carbon Dioxide Biogenic | 0 | 0 | C
325110 | 1002040 | 2023 |  | CP-PWR9 Boilers |  | Carbon Dioxide Non-Biogenic | 30.2 | 0 | C
325110 | 1002040 | 2023 |  | CP-PWR9 Boilers |  | Carbon Dioxide Total | 30.2 | 0 | C
325110 | 1002040 | 2023 |  | CP-PWR9 Boilers |  | Methane | 0 | 0 | C
325110 | 1002040 | 2023 |  | CP-PWR9 Boilers |  | Methane (Co2 eq) | 0 | 0 | C
325110 | 1002040 | 2023 |  | CP-PWR9 Boilers |  | Nitrous Oxide | 0 | 0 | C
325110 | 1002040 | 2023 |  | CP-PWR9 Boilers |  | Nitrous Oxide (Co2 eq) | 0 | 0 | C
325110 | 1002040 | 2023 | F (Furnace) | DPO_F61 | Natural Gas (Weighted U.S. Average) | Carbon Dioxide Biogenic | 0 | 0 | C
325110 | 1002040 | 2023 | F (Furnace) | DPO_F61 | Natural Gas (Weighted U.S. Average) | Carbon Dioxide Non-Biogenic | 1153.9 | 0 | C
325110 | 1002040 | 2023 | F (Furnace) | DPO_F61 | Natural Gas (Weighted U.S. Average) | Carbon Dioxide Total | 1153.9 | 0 | C
325110 | 1002040 | 2023 | F (Furnace) | DPO_F61 | Natural Gas (Weighted U.S. Average) | Methane | 0.02 | 0 | C
325110 | 1002040 | 2023 | F (Furnace) | DPO_F61 | Natural Gas (Weighted U.S. Average) | Methane (Co2 eq) | 0.5 | 0 | C
325110 | 1002040 | 2023 | F (Furnace) | DPO_F61 | Natural Gas (Weighted U.S. Average) | Nitrous Oxide | 0.002 | 0 | C
325110 | 1002040 | 2023 | F (Furnace) | DPO_F61 | Natural Gas (Weighted U.S. Average) | Nitrous Oxide (Co2 eq) | 0.6 | 0 | C
325110 | 1002040 | 2023 | F (Furnace) | DPO_F62 | Natural Gas (Weighted U.S. Average) | Carbon Dioxide Biogenic | 0 | 0 | C
325110 | 1002040 | 2023 | F (Furnace) | DPO_F62 | Natural Gas (Weighted U.S. Average) | Carbon Dioxide Non-Biogenic | 1007.5 | 0 | C
325110 | 1002040 | 2023 | F (Furnace) | DPO_F62 | Natural Gas (Weighted U.S. Average) | Carbon Dioxide Total | 1007.5 | 0 | C
325110 | 1002040 | 2023 | F (Furnace) | DPO_F62 | Natural Gas (Weighted U.S. Average) | Methane | 0.02 | 0 | C
325110 | 1002040 | 2023 | F (Furnace) | DPO_F62 | Natural Gas (Weighted U.S. Average) | Methane (Co2 eq) | 0.5 | 0 | C
325110 | 1002040 | 2023 | F (Furnace) | DPO_F62 | Natural Gas (Weighted U.S. Average) | Nitrous Oxide | 0.002 | 0 | C
325110 | 1002040 | 2023 | F (Furnace) | DPO_F62 | Natural Gas (Weighted U.S. Average) | Nitrous Oxide (Co2 eq) | 0.6 | 0 | C
325110 | 1002040 | 2023 | TODF (Thermal oxidizer, direct fired, no heat recovery) | DPO_TO | Natural Gas (Weighted U.S. Average) | Carbon Dioxide Biogenic | 0 | 0 | C
325110 | 1002040 | 2023 | TODF (Thermal oxidizer, direct fired, no heat recovery) | DPO_TO | Natural Gas (Weighted U.S. Average) | Carbon Dioxide Non-Biogenic | 970.5 | 0 | C
325110 | 1002040 | 2023 | TODF (Thermal oxidizer, direct fired, no heat recovery) | DPO_TO | Natural Gas (Weighted U.S. Average) | Carbon Dioxide Total | 970.5 | 0 | C
325110 | 1002040 | 2023 | TODF (Thermal oxidizer, direct fired, no heat recovery) | DPO_TO | Natural Gas (Weighted U.S. Average) | Methane | 0.02 | 0 | C
325110 | 1002040 | 2023 | TODF (Thermal oxidizer, direct fired, no heat recovery) | DPO_TO | Natural Gas (Weighted U.S. Average) | Methane (Co2 eq) | 0.5 | 0 | C
325110 | 1002040 | 2023 | TODF (Thermal oxidizer, direct fired, no heat recovery) | DPO_TO | Natural Gas (Weighted U.S. Average) | Nitrous Oxide | 0.002 | 0 | C
325110 | 1002040 | 2023 | TODF (Thermal oxidizer, direct fired, no heat recovery) | DPO_TO | Natural Gas (Weighted U.S. Average) | Nitrous Oxide (Co2 eq) | 0.5 | 0 | C
325110 | 1002040 | 2023 | RICE (Reciprocating internal combustion engine) | EOWD_A2500A | Natural Gas (Weighted U.S. Average) | Carbon Dioxide Biogenic | 0 | 0 | C
325110 | 1002040 | 2023 | RICE (Reciprocating internal combustion engine) | EOWD_A2500A | Natural Gas (Weighted U.S. Average) | Carbon Dioxide Non-Biogenic | 0 | 0 | C
325110 | 1002040 | 2023 | RICE (Reciprocating internal combustion engine) | EOWD_A2500A | Natural Gas (Weighted U.S. Average) | Carbon Dioxide Total | 0 | 0 | C
325110 | 1002040 | 2023 | RICE (Reciprocating internal combustion engine) | EOWD_A2500A | Natural Gas (Weighted U.S. Average) | Methane | 0 | 0 | C
325110 | 1002040 | 2023 | RICE (Reciprocating internal combustion engine) | EOWD_A2500A | Natural Gas (Weighted U.S. Average) | Methane (Co2 eq) | 0 | 0 | C
325110 | 1002040 | 2023 | RICE (Reciprocating internal combustion engine) | EOWD_A2500A | Natural Gas (Weighted U.S. Average) | Nitrous Oxide | 0 | 0 | C
325110 | 1002040 | 2023 | RICE (Reciprocating internal combustion engine) | EOWD_A2500A | Natural Gas (Weighted U.S. Average) | Nitrous Oxide (Co2 eq) | 0 | 0 | C
325110 | 1002040 | 2023 | RICE (Reciprocating internal combustion engine) | EOWD_B2000 | Natural Gas (Weighted U.S. Average) | Carbon Dioxide Biogenic | 0 | 0 | C
325110 | 1002040 | 2023 | RICE (Reciprocating internal combustion engine) | EOWD_B2000 | Natural Gas (Weighted U.S. Average) | Carbon Dioxide Non-Biogenic | 0 | 0 | C
325110 | 1002040 | 2023 | RICE (Reciprocating internal combustion engine) | EOWD_B2000 | Natural Gas (Weighted U.S. Average) | Carbon Dioxide Total | 0 | 0 | C
325110 | 1002040 | 2023 | RICE (Reciprocating internal combustion engine) | EOWD_B2000 | Natural Gas (Weighted U.S. Average) | Methane | 0 | 0 | C
325110 | 1002040 | 2023 | RICE (Reciprocating internal combustion engine) | EOWD_B2000 | Natural Gas (Weighted U.S. Average) | Methane (Co2 eq) | 0 | 0 | C
325110 | 1002040 | 2023 | RICE (Reciprocating internal combustion engine) | EOWD_B2000 | Natural Gas (Weighted U.S. Average) | Nitrous Oxide | 0 | 0 | C
325110 | 1002040 | 2023 | RICE (Reciprocating internal combustion engine) | EOWD_B2000 | Natural Gas (Weighted U.S. Average) | Nitrous Oxide (Co2 eq) | 0 | 0 | C
325110 | 1002040 | 2023 | OCS (Other combustion source) | FTOB_Thermatrix | Natural Gas (Weighted U.S. Average) | Carbon Dioxide Biogenic | 0 | 0 | C
325110 | 1002040 | 2023 | OCS (Other combustion source) | FTOB_Thermatrix | Natural Gas (Weighted U.S. Average) | Carbon Dioxide Non-Biogenic | 20246.4 | 0 | C
325110 | 1002040 | 2023 | OCS (Other combustion source) | FTOB_Thermatrix | Natural Gas (Weighted U.S. Average) | Carbon Dioxide Total | 20246.4 | 0 | C
325110 | 1002040 | 2023 | OCS (Other combustion source) | FTOB_Thermatrix | Natural Gas (Weighted U.S. Average) | Methane | 0.38 | 0 | C
325110 | 1002040 | 2023 | OCS (Other combustion source) | FTOB_Thermatrix | Natural Gas (Weighted U.S. Average) | Methane (Co2 eq) | 9.5 | 0 | C
325110 | 1002040 | 2023 | OCS (Other combustion source) | FTOB_Thermatrix | Natural Gas (Weighted U.S. Average) | Nitrous Oxide | 0.038 | 0 | C
325110 | 1002040 | 2023 | OCS (Other combustion source) | FTOB_Thermatrix | Natural Gas (Weighted U.S. Average) | Nitrous Oxide (Co2 eq) | 11.4 | 0 | C
325110 | 1002040 | 2023 |  | GP-LPFG HEADER AGGREGATE | Natural Gas (Weighted U.S. Average) | Carbon Dioxide Biogenic | 0 | 0 | C
325110 | 1002040 | 2023 |  | GP-LPFG HEADER AGGREGATE | Natural Gas (Weighted U.S. Average) | Carbon Dioxide Non-Biogenic | 81927.5 | 0 | C
325110 | 1002040 | 2023 |  | GP-LPFG HEADER AGGREGATE | Natural Gas (Weighted U.S. Average) | Carbon Dioxide Total | 81927.5 | 0 | C
325110 | 1002040 | 2023 |  | GP-LPFG HEADER AGGREGATE | Natural Gas (Weighted U.S. Average) | Methane | 1.54 | 0 | C
325110 | 1002040 | 2023 |  | GP-LPFG HEADER AGGREGATE | Natural Gas (Weighted U.S. Average) | Methane (Co2 eq) | 38.6 | 0 | C
325110 | 1002040 | 2023 |  | GP-LPFG HEADER AGGREGATE | Natural Gas (Weighted U.S. Average) | Nitrous Oxide | 0.154 | 0 | C
325110 | 1002040 | 2023 |  | GP-LPFG HEADER AGGREGATE | Natural Gas (Weighted U.S. Average) | Nitrous Oxide (Co2 eq) | 46 | 0 | C
325110 | 1002040 | 2023 |  | GP-TIER I DIESEL ENGINE AGGREGATE | Distillate Fuel Oil No. 2 | Carbon Dioxide Biogenic | 0 | 0 | C
325110 | 1002040 | 2023 |  | GP-TIER I DIESEL ENGINE AGGREGATE | Distillate Fuel Oil No. 2 | Carbon Dioxide Non-Biogenic | 20.5 | 0 | C
325110 | 1002040 | 2023 |  | GP-TIER I DIESEL ENGINE AGGREGATE | Distillate Fuel Oil No. 2 | Carbon Dioxide Total | 20.5 | 0 | C
325110 | 1002040 | 2023 |  | GP-TIER I DIESEL ENGINE AGGREGATE | Distillate Fuel Oil No. 2 | Methane | 0 | 0 | C
325110 | 1002040 | 2023 |  | GP-TIER I DIESEL ENGINE AGGREGATE | Distillate Fuel Oil No. 2 | Methane (Co2 eq) | 0 | 0 | C
325110 | 1002040 | 2023 |  | GP-TIER I DIESEL ENGINE AGGREGATE | Distillate Fuel Oil No. 2 | Nitrous Oxide | 0 | 0 | C
325110 | 1002040 | 2023 |  | GP-TIER I DIESEL ENGINE AGGREGATE | Distillate Fuel Oil No. 2 | Nitrous Oxide (Co2 eq) | 0 | 0 | C
325110 | 1002040 | 2023 | PRH (Process Heater) | H-575 Heater | Natural Gas (Weighted U.S. Average) | Carbon Dioxide Biogenic | 0 | 0 | C
325110 | 1002040 | 2023 | PRH (Process Heater) | H-575 Heater | Natural Gas (Weighted U.S. Average) | Carbon Dioxide Non-Biogenic | 182.2 | 0 | C
325110 | 1002040 | 2023 | PRH (Process Heater) | H-575 Heater | Natural Gas (Weighted U.S. Average) | Carbon Dioxide Total | 182.2 | 0 | C
325110 | 1002040 | 2023 | PRH (Process Heater) | H-575 Heater | Natural Gas (Weighted U.S. Average) | Methane | 0 | 0 | C
325110 | 1002040 | 2023 | PRH (Process Heater) | H-575 Heater | Natural Gas (Weighted U.S. Average) | Methane (Co2 eq) | 0.1 | 0 | C
325110 | 1002040 | 2023 | PRH (Process Heater) | H-575 Heater | Natural Gas (Weighted U.S. Average) | Nitrous Oxide | 0 | 0 | C
325110 | 1002040 | 2023 | PRH (Process Heater) | H-575 Heater | Natural Gas (Weighted U.S. Average) | Nitrous Oxide (Co2 eq) | 0.1 | 0 | C
325110 | 1002040 | 2023 | Petrochemical process unit | LHC 7 Mass Balance |  | Carbon Dioxide | 117076.5 |  | X
325110 | 1002040 | 2023 | Petrochemical process unit | LHC 8 Mass Balance |  | Carbon Dioxide | 1392673.6 |  | X
325110 | 1002040 | 2023 | FLR (Flare) | LHC7_FS1 Flare | Natural Gas (Weighted U.S. Average) | Carbon Dioxide Biogenic | 0 | 0 | C
325110 | 1002040 | 2023 | FLR (Flare) | LHC7_FS1 Flare | Natural Gas (Weighted U.S. Average) | Carbon Dioxide Non-Biogenic | 161.1 | 0 | C
325110 | 1002040 | 2023 | FLR (Flare) | LHC7_FS1 Flare | Natural Gas (Weighted U.S. Average) | Carbon Dioxide Total | 161.1 | 0 | C
325110 | 1002040 | 2023 | FLR (Flare) | LHC7_FS1 Flare | Natural Gas (Weighted U.S. Average) | Methane | 0 | 0 | C
325110 | 1002040 | 2023 | FLR (Flare) | LHC7_FS1 Flare | Natural Gas (Weighted U.S. Average) | Methane (Co2 eq) | 0.1 | 0 | C
325110 | 1002040 | 2023 | FLR (Flare) | LHC7_FS1 Flare | Natural Gas (Weighted U.S. Average) | Nitrous Oxide | 0 | 0 | C
325110 | 1002040 | 2023 | FLR (Flare) | LHC7_FS1 Flare | Natural Gas (Weighted U.S. Average) | Nitrous Oxide (Co2 eq) | 0.1 | 0 | C
325110 | 1002040 | 2023 | FLR (Flare) | LHC7_FS2 Flare | Natural Gas (Weighted U.S. Average) | Carbon Dioxide Biogenic | 0 | 0 | C
325110 | 1002040 | 2023 | FLR (Flare) | LHC7_FS2 Flare | Natural Gas (Weighted U.S. Average) | Carbon Dioxide Non-Biogenic | 0 | 0 | C
325110 | 1002040 | 2023 | FLR (Flare) | LHC7_FS2 Flare | Natural Gas (Weighted U.S. Average) | Carbon Dioxide Total | 0 | 0 | C
325110 | 1002040 | 2023 | FLR (Flare) | LHC7_FS2 Flare | Natural Gas (Weighted U.S. Average) | Methane | 0 | 0 | C
325110 | 1002040 | 2023 | FLR (Flare) | LHC7_FS2 Flare | Natural Gas (Weighted U.S. Average) | Methane (Co2 eq) | 0 | 0 | C
325110 | 1002040 | 2023 | FLR (Flare) | LHC7_FS2 Flare | Natural Gas (Weighted U.S. Average) | Nitrous Oxide | 0 | 0 | C
325110 | 1002040 | 2023 | FLR (Flare) | LHC7_FS2 Flare | Natural Gas (Weighted U.S. Average) | Nitrous Oxide (Co2 eq) | 0 | 0 | C
325110 | 1002040 | 2023 | F (Furnace) | LHC7_H1 Furnace | Natural Gas (Weighted U.S. Average) | Carbon Dioxide Biogenic | 0 | 0 | C
325110 | 1002040 | 2023 | F (Furnace) | LHC7_H1 Furnace | Natural Gas (Weighted U.S. Average) | Carbon Dioxide Non-Biogenic | 109390.5 | 0 | C
325110 | 1002040 | 2023 | F (Furnace) | LHC7_H1 Furnace | Natural Gas (Weighted U.S. Average) | Carbon Dioxide Total | 109390.5 | 0 | C
325110 | 1002040 | 2023 | F (Furnace) | LHC7_H1 Furnace | Natural Gas (Weighted U.S. Average) | Methane | 2.06 | 0 | C
325110 | 1002040 | 2023 | F (Furnace) | LHC7_H1 Furnace | Natural Gas (Weighted U.S. Average) | Methane (Co2 eq) | 51.5 | 0 | C
325110 | 1002040 | 2023 | F (Furnace) | LHC7_H1 Furnace | Natural Gas (Weighted U.S. Average) | Nitrous Oxide | 0.206 | 0 | C
325110 | 1002040 | 2023 | F (Furnace) | LHC7_H1 Furnace | Natural Gas (Weighted U.S. Average) | Nitrous Oxide (Co2 eq) | 61.4 | 0 | C
325110 | 1002040 | 2023 | F (Furnace) | LHC7_H2 Furnace | Natural Gas (Weighted U.S. Average) | Carbon Dioxide Biogenic | 0 | 0 | C
325110 | 1002040 | 2023 | F (Furnace) | LHC7_H2 Furnace | Natural Gas (Weighted U.S. Average) | Carbon Dioxide Non-Biogenic | 109156.9 | 0 | C
325110 | 1002040 | 2023 | F (Furnace) | LHC7_H2 Furnace | Natural Gas (Weighted U.S. Average) | Carbon Dioxide Total | 109156.9 | 0 | C
325110 | 1002040 | 2023 | F (Furnace) | LHC7_H2 Furnace | Natural Gas (Weighted U.S. Average) | Methane | 2.06 | 0 | C
325110 | 1002040 | 2023 | F (Furnace) | LHC7_H2 Furnace | Natural Gas (Weighted U.S. Average) | Methane (Co2 eq) | 51.4 | 0 | C
325110 | 1002040 | 2023 | F (Furnace) | LHC7_H2 Furnace | Natural Gas (Weighted U.S. Average) | Nitrous Oxide | 0.206 | 0 | C
325110 | 1002040 | 2023 | F (Furnace) | LHC7_H2 Furnace | Natural Gas (Weighted U.S. Average) | Nitrous Oxide (Co2 eq) | 61.3 | 0 | C
325110 | 1002040 | 2023 | F (Furnace) | LHC7_H3 Furnace | Natural Gas (Weighted U.S. Average) | Carbon Dioxide Biogenic | 0 | 0 | C
325110 | 1002040 | 2023 | F (Furnace) | LHC7_H3 Furnace | Natural Gas (Weighted U.S. Average) | Carbon Dioxide Non-Biogenic | 124579.6 | 0 | C
325110 | 1002040 | 2023 | F (Furnace) | LHC7_H3 Furnace | Natural Gas (Weighted U.S. Average) | Carbon Dioxide Total | 124579.6 | 0 | C
325110 | 1002040 | 2023 | F (Furnace) | LHC7_H3 Furnace | Natural Gas (Weighted U.S. Average) | Methane | 2.35 | 0 | C
325110 | 1002040 | 2023 | F (Furnace) | LHC7_H3 Furnace | Natural Gas (Weighted U.S. Average) | Methane (Co2 eq) | 58.7 | 0 | C
325110 | 1002040 | 2023 | F (Furnace) | LHC7_H3 Furnace | Natural Gas (Weighted U.S. Average) | Nitrous Oxide | 0.235 | 0 | C
325110 | 1002040 | 2023 | F (Furnace) | LHC7_H3 Furnace | Natural Gas (Weighted U.S. Average) | Nitrous Oxide (Co2 eq) | 70 | 0 | C
325110 | 1002040 | 2023 | F (Furnace) | LHC7_H4 Furnace | Natural Gas (Weighted U.S. Average) | Carbon Dioxide Biogenic | 0 | 0 | C
325110 | 1002040 | 2023 | F (Furnace) | LHC7_H4 Furnace | Natural Gas (Weighted U.S. Average) | Carbon Dioxide Non-Biogenic | 109107.4 | 0 | C
325110 | 1002040 | 2023 | F (Furnace) | LHC7_H4 Furnace | Natural Gas (Weighted U.S. Average) | Carbon Dioxide Total | 109107.4 | 0 | C
325110 | 1002040 | 2023 | F (Furnace) | LHC7_H4 Furnace | Natural Gas (Weighted U.S. Average) | Methane | 2.06 | 0 | C
325110 | 1002040 | 2023 | F (Furnace) | LHC7_H4 Furnace | Natural Gas (Weighted U.S. Average) | Methane (Co2 eq) | 51.4 | 0 | C
325110 | 1002040 | 2023 | F (Furnace) | LHC7_H4 Furnace | Natural Gas (Weighted U.S. Average) | Nitrous Oxide | 0.206 | 0 | C
325110 | 1002040 | 2023 | F (Furnace) | LHC7_H4 Furnace | Natural Gas (Weighted U.S. Average) | Nitrous Oxide (Co2 eq) | 61.3 | 0 | C
325110 | 1002040 | 2023 | F (Furnace) | LHC7_H5 Furnace | Natural Gas (Weighted U.S. Average) | Carbon Dioxide Biogenic | 0 | 0 | C
325110 | 1002040 | 2023 | F (Furnace) | LHC7_H5 Furnace | Natural Gas (Weighted U.S. Average) | Carbon Dioxide Non-Biogenic | 99727.3 | 0 | C
325110 | 1002040 | 2023 | F (Furnace) | LHC7_H5 Furnace | Natural Gas (Weighted U.S. Average) | Carbon Dioxide Total | 99727.3 | 0 | C
325110 | 1002040 | 2023 | F (Furnace) | LHC7_H5 Furnace | Natural Gas (Weighted U.S. Average) | Methane | 1.88 | 0 | C
325110 | 1002040 | 2023 | F (Furnace) | LHC7_H5 Furnace | Natural Gas (Weighted U.S. Average) | Methane (Co2 eq) | 47 | 0 | C
325110 | 1002040 | 2023 | F (Furnace) | LHC7_H5 Furnace | Natural Gas (Weighted U.S. Average) | Nitrous Oxide | 0.188 | 0 | C
325110 | 1002040 | 2023 | F (Furnace) | LHC7_H5 Furnace | Natural Gas (Weighted U.S. Average) | Nitrous Oxide (Co2 eq) | 56 | 0 | C
325110 | 1002040 | 2023 | FLR (Flare) | LHC8_F1 Flare | Natural Gas (Weighted U.S. Average) | Carbon Dioxide Biogenic | 0 | 0 | C
325110 | 1002040 | 2023 | FLR (Flare) | LHC8_F1 Flare | Natural Gas (Weighted U.S. Average) | Carbon Dioxide Non-Biogenic | 123.1 | 0 | C
325110 | 1002040 | 2023 | FLR (Flare) | LHC8_F1 Flare | Natural Gas (Weighted U.S. Average) | Carbon Dioxide Total | 123.1 | 0 | C
325110 | 1002040 | 2023 | FLR (Flare) | LHC8_F1 Flare | Natural Gas (Weighted U.S. Average) | Methane | 0 | 0 | C
325110 | 1002040 | 2023 | FLR (Flare) | LHC8_F1 Flare | Natural Gas (Weighted U.S. Average) | Methane (Co2 eq) | 0.1 | 0 | C
325110 | 1002040 | 2023 | FLR (Flare) | LHC8_F1 Flare | Natural Gas (Weighted U.S. Average) | Nitrous Oxide | 0 | 0 | C
325110 | 1002040 | 2023 | FLR (Flare) | LHC8_F1 Flare | Natural Gas (Weighted U.S. Average) | Nitrous Oxide (Co2 eq) | 0.1 | 0 | C
325110 | 1002040 | 2023 | FLR (Flare) | LHC8_F902 Flare | Natural Gas (Weighted U.S. Average) | Carbon Dioxide Biogenic | 0 | 0 | C
325110 | 1002040 | 2023 | FLR (Flare) | LHC8_F902 Flare | Natural Gas (Weighted U.S. Average) | Carbon Dioxide Non-Biogenic | 42.6 | 0 | C
325110 | 1002040 | 2023 | FLR (Flare) | LHC8_F902 Flare | Natural Gas (Weighted U.S. Average) | Carbon Dioxide Total | 42.6 | 0 | C
325110 | 1002040 | 2023 | FLR (Flare) | LHC8_F902 Flare | Natural Gas (Weighted U.S. Average) | Methane | 0 | 0 | C
325110 | 1002040 | 2023 | FLR (Flare) | LHC8_F902 Flare | Natural Gas (Weighted U.S. Average) | Methane (Co2 eq) | 0 | 0 | C
325110 | 1002040 | 2023 | FLR (Flare) | LHC8_F902 Flare | Natural Gas (Weighted U.S. Average) | Nitrous Oxide | 0 | 0 | C
325110 | 1002040 | 2023 | FLR (Flare) | LHC8_F902 Flare | Natural Gas (Weighted U.S. Average) | Nitrous Oxide (Co2 eq) | 0 | 0 | C
325110 | 1002040 | 2023 | TODF (Thermal oxidizer, direct fired, no heat recovery) | LHC8_TO 1 | Natural Gas (Weighted U.S. Average) | Carbon Dioxide Biogenic | 0 | 0 | C
325110 | 1002040 | 2023 | TODF (Thermal oxidizer, direct fired, no heat recovery) | LHC8_TO 1 | Natural Gas (Weighted U.S. Average) | Carbon Dioxide Non-Biogenic | 2974.7 | 0 | C
325110 | 1002040 | 2023 | TODF (Thermal oxidizer, direct fired, no heat recovery) | LHC8_TO 1 | Natural Gas (Weighted U.S. Average) | Carbon Dioxide Total | 2974.7 | 0 | C
325110 | 1002040 | 2023 | TODF (Thermal oxidizer, direct fired, no heat recovery) | LHC8_TO 1 | Natural Gas (Weighted U.S. Average) | Methane | 0.06 | 0 | C
325110 | 1002040 | 2023 | TODF (Thermal oxidizer, direct fired, no heat recovery) | LHC8_TO 1 | Natural Gas (Weighted U.S. Average) | Methane (Co2 eq) | 1.4 | 0 | C
325110 | 1002040 | 2023 | TODF (Thermal oxidizer, direct fired, no heat recovery) | LHC8_TO 1 | Natural Gas (Weighted U.S. Average) | Nitrous Oxide | 0.006 | 0 | C
325110 | 1002040 | 2023 | TODF (Thermal oxidizer, direct fired, no heat recovery) | LHC8_TO 1 | Natural Gas (Weighted U.S. Average) | Nitrous Oxide (Co2 eq) | 1.7 | 0 | C
325110 | 1002040 | 2023 | FLR (Flare) | LHC8_Vent Flare | Natural Gas (Weighted U.S. Average) | Carbon Dioxide Biogenic | 0 | 0 | C
325110 | 1002040 | 2023 | FLR (Flare) | LHC8_Vent Flare | Natural Gas (Weighted U.S. Average) | Carbon Dioxide Non-Biogenic | 47.5 | 0 | C
325110 | 1002040 | 2023 | FLR (Flare) | LHC8_Vent Flare | Natural Gas (Weighted U.S. Average) | Carbon Dioxide Total | 47.5 | 0 | C
325110 | 1002040 | 2023 | FLR (Flare) | LHC8_Vent Flare | Natural Gas (Weighted U.S. Average) | Methane | 0 | 0 | C
325110 | 1002040 | 2023 | FLR (Flare) | LHC8_Vent Flare | Natural Gas (Weighted U.S. Average) | Methane (Co2 eq) | 0 | 0 | C
325110 | 1002040 | 2023 | FLR (Flare) | LHC8_Vent Flare | Natural Gas (Weighted U.S. Average) | Nitrous Oxide | 0 | 0 | C
325110 | 1002040 | 2023 | FLR (Flare) | LHC8_Vent Flare | Natural Gas (Weighted U.S. Average) | Nitrous Oxide (Co2 eq) | 0 | 0 | C
325110 | 1002040 | 2023 | Flare | LHC9 LP FLARE |  | Carbon Dioxide | 3541.1 |  | X
325110 | 1002040 | 2023 | Flare | LHC9 LP FLARE |  | Methane | 15.68 |  | X
325110 | 1002040 | 2023 | Flare | LHC9 LP FLARE |  | Nitrous Oxide | 0.035 |  | X
325110 | 1002040 | 2023 | Flare | LHC9 MPG FLARE |  | Carbon Dioxide | 9802 |  | X
325110 | 1002040 | 2023 | Flare | LHC9 MPG FLARE |  | Methane | 31.04 |  | X
325110 | 1002040 | 2023 | Flare | LHC9 MPG FLARE |  | Nitrous Oxide | 0.098 |  | X
325110 | 1002040 | 2023 | TODF (Thermal oxidizer, direct fired, no heat recovery) | LHC9 OC2 TOX | Fuel Gas | Carbon Dioxide Biogenic | 0 | 0 | C
325110 | 1002040 | 2023 | TODF (Thermal oxidizer, direct fired, no heat recovery) | LHC9 OC2 TOX | Fuel Gas | Carbon Dioxide Non-Biogenic | 576.1 | 0 | C
325110 | 1002040 | 2023 | TODF (Thermal oxidizer, direct fired, no heat recovery) | LHC9 OC2 TOX | Fuel Gas | Carbon Dioxide Total | 576.1 | 0 | C
325110 | 1002040 | 2023 | TODF (Thermal oxidizer, direct fired, no heat recovery) | LHC9 OC2 TOX | Fuel Gas | Methane | 0.91 | 0 | C
325110 | 1002040 | 2023 | TODF (Thermal oxidizer, direct fired, no heat recovery) | LHC9 OC2 TOX | Fuel Gas | Methane (Co2 eq) | 22.7 | 0 | C
325110 | 1002040 | 2023 | TODF (Thermal oxidizer, direct fired, no heat recovery) | LHC9 OC2 TOX | Fuel Gas | Nitrous Oxide | 0.181 | 0 | C
325110 | 1002040 | 2023 | TODF (Thermal oxidizer, direct fired, no heat recovery) | LHC9 OC2 TOX | Fuel Gas | Nitrous Oxide (Co2 eq) | 54.1 | 0 | C
325110 | 1002040 | 2023 | TODF (Thermal oxidizer, direct fired, no heat recovery) | LHC9 OC2 TOX | Natural Gas (Weighted U.S. Average) | Carbon Dioxide Biogenic | 0 | 0 | C
325110 | 1002040 | 2023 | TODF (Thermal oxidizer, direct fired, no heat recovery) | LHC9 OC2 TOX | Natural Gas (Weighted U.S. Average) | Carbon Dioxide Non-Biogenic | 1185.1 | 0 | C
325110 | 1002040 | 2023 | TODF (Thermal oxidizer, direct fired, no heat recovery) | LHC9 OC2 TOX | Natural Gas (Weighted U.S. Average) | Carbon Dioxide Total | 1185.1 | 0 | C
325110 | 1002040 | 2023 | TODF (Thermal oxidizer, direct fired, no heat recovery) | LHC9 OC2 TOX | Natural Gas (Weighted U.S. Average) | Methane | 0.02 | 0 | C
325110 | 1002040 | 2023 | TODF (Thermal oxidizer, direct fired, no heat recovery) | LHC9 OC2 TOX | Natural Gas (Weighted U.S. Average) | Methane (Co2 eq) | 0.6 | 0 | C
325110 | 1002040 | 2023 | TODF (Thermal oxidizer, direct fired, no heat recovery) | LHC9 OC2 TOX | Natural Gas (Weighted U.S. Average) | Nitrous Oxide | 0.002 | 0 | C
325110 | 1002040 | 2023 | TODF (Thermal oxidizer, direct fired, no heat recovery) | LHC9 OC2 TOX | Natural Gas (Weighted U.S. Average) | Nitrous Oxide (Co2 eq) | 0.7 | 0 | C
325110 | 1002040 | 2023 | F (Furnace) | PE5_Furnace 510 | Natural Gas (Weighted U.S. Average) | Carbon Dioxide Biogenic | 0 | 0 | C
325110 | 1002040 | 2023 | F (Furnace) | PE5_Furnace 510 | Natural Gas (Weighted U.S. Average) | Carbon Dioxide Non-Biogenic | 25027.7 | 0 | C
325110 | 1002040 | 2023 | F (Furnace) | PE5_Furnace 510 | Natural Gas (Weighted U.S. Average) | Carbon Dioxide Total | 25027.7 | 0 | C
325110 | 1002040 | 2023 | F (Furnace) | PE5_Furnace 510 | Natural Gas (Weighted U.S. Average) | Methane | 0.47 | 0 | C
325110 | 1002040 | 2023 | F (Furnace) | PE5_Furnace 510 | Natural Gas (Weighted U.S. Average) | Methane (Co2 eq) | 11.8 | 0 | C
325110 | 1002040 | 2023 | F (Furnace) | PE5_Furnace 510 | Natural Gas (Weighted U.S. Average) | Nitrous Oxide | 0.047 | 0 | C
325110 | 1002040 | 2023 | F (Furnace) | PE5_Furnace 510 | Natural Gas (Weighted U.S. Average) | Nitrous Oxide (Co2 eq) | 14.1 | 0 | C
325110 | 1002040 | 2023 | F (Furnace) | PE6_F6510 | Natural Gas (Weighted U.S. Average) | Carbon Dioxide Biogenic | 0 | 0 | C
325110 | 1002040 | 2023 | F (Furnace) | PE6_F6510 | Natural Gas (Weighted U.S. Average) | Carbon Dioxide Non-Biogenic | 21326 | 0 | C
325110 | 1002040 | 2023 | F (Furnace) | PE6_F6510 | Natural Gas (Weighted U.S. Average) | Carbon Dioxide Total | 21326 | 0 | C
325110 | 1002040 | 2023 | F (Furnace) | PE6_F6510 | Natural Gas (Weighted U.S. Average) | Methane | 0.4 | 0 | C
325110 | 1002040 | 2023 | F (Furnace) | PE6_F6510 | Natural Gas (Weighted U.S. Average) | Methane (Co2 eq) | 10 | 0 | C
325110 | 1002040 | 2023 | F (Furnace) | PE6_F6510 | Natural Gas (Weighted U.S. Average) | Nitrous Oxide | 0.04 | 0 | C
325110 | 1002040 | 2023 | F (Furnace) | PE6_F6510 | Natural Gas (Weighted U.S. Average) | Nitrous Oxide (Co2 eq) | 12 | 0 | C
325110 | 1002040 | 2023 | F (Furnace) | PMDI_F621 | Natural Gas (Weighted U.S. Average) | Carbon Dioxide Biogenic | 0 | 0 | C
325110 | 1002040 | 2023 | F (Furnace) | PMDI_F621 | Natural Gas (Weighted U.S. Average) | Carbon Dioxide Non-Biogenic | 40644.5 | 0 | C
325110 | 1002040 | 2023 | F (Furnace) | PMDI_F621 | Natural Gas (Weighted U.S. Average) | Carbon Dioxide Total | 40644.5 | 0 | C
325110 | 1002040 | 2023 | F (Furnace) | PMDI_F621 | Natural Gas (Weighted U.S. Average) | Methane | 0.77 | 0 | C
325110 | 1002040 | 2023 | F (Furnace) | PMDI_F621 | Natural Gas (Weighted U.S. Average) | Methane (Co2 eq) | 19.2 | 0 | C
325110 | 1002040 | 2023 | F (Furnace) | PMDI_F621 | Natural Gas (Weighted U.S. Average) | Nitrous Oxide | 0.077 | 0 | C
325110 | 1002040 | 2023 | F (Furnace) | PMDI_F621 | Natural Gas (Weighted U.S. Average) | Nitrous Oxide (Co2 eq) | 22.8 | 0 | C
325110 | 1002040 | 2023 | TODF (Thermal oxidizer, direct fired, no heat recovery) | PMDI_TO BU520 | Natural Gas (Weighted U.S. Average) | Carbon Dioxide Biogenic | 0 | 0 | C
325110 | 1002040 | 2023 | TODF (Thermal oxidizer, direct fired, no heat recovery) | PMDI_TO BU520 | Natural Gas (Weighted U.S. Average) | Carbon Dioxide Non-Biogenic | 1140.2 | 0 | C
325110 | 1002040 | 2023 | TODF (Thermal oxidizer, direct fired, no heat recovery) | PMDI_TO BU520 | Natural Gas (Weighted U.S. Average) | Carbon Dioxide Total | 1140.2 | 0 | C
325110 | 1002040 | 2023 | TODF (Thermal oxidizer, direct fired, no heat recovery) | PMDI_TO BU520 | Natural Gas (Weighted U.S. Average) | Methane | 0.02 | 0 | C
325110 | 1002040 | 2023 | TODF (Thermal oxidizer, direct fired, no heat recovery) | PMDI_TO BU520 | Natural Gas (Weighted U.S. Average) | Methane (Co2 eq) | 0.5 | 0 | C
325110 | 1002040 | 2023 | TODF (Thermal oxidizer, direct fired, no heat recovery) | PMDI_TO BU520 | Natural Gas (Weighted U.S. Average) | Nitrous Oxide | 0.002 | 0 | C
325110 | 1002040 | 2023 | TODF (Thermal oxidizer, direct fired, no heat recovery) | PMDI_TO BU520 | Natural Gas (Weighted U.S. Average) | Nitrous Oxide (Co2 eq) | 0.6 | 0 | C
325110 | 1002040 | 2023 | SCCT (CT (Turbine, simple cycle combustion)) | PWR8_GT81 | Natural Gas (Weighted U.S. Average) | Carbon Dioxide Biogenic | 0 | 0 | C
325110 | 1002040 | 2023 | SCCT (CT (Turbine, simple cycle combustion)) | PWR8_GT81 | Natural Gas (Weighted U.S. Average) | Carbon Dioxide Non-Biogenic | 482559.5 | 0 | C
325110 | 1002040 | 2023 | SCCT (CT (Turbine, simple cycle combustion)) | PWR8_GT81 | Natural Gas (Weighted U.S. Average) | Carbon Dioxide Total | 482559.5 | 0 | C
325110 | 1002040 | 2023 | SCCT (CT (Turbine, simple cycle combustion)) | PWR8_GT81 | Natural Gas (Weighted U.S. Average) | Methane | 9.09 | 0 | C
325110 | 1002040 | 2023 | SCCT (CT (Turbine, simple cycle combustion)) | PWR8_GT81 | Natural Gas (Weighted U.S. Average) | Methane (Co2 eq) | 227.4 | 0 | C
325110 | 1002040 | 2023 | SCCT (CT (Turbine, simple cycle combustion)) | PWR8_GT81 | Natural Gas (Weighted U.S. Average) | Nitrous Oxide | 0.909 | 0 | C
325110 | 1002040 | 2023 | SCCT (CT (Turbine, simple cycle combustion)) | PWR8_GT81 | Natural Gas (Weighted U.S. Average) | Nitrous Oxide (Co2 eq) | 271 | 0 | C
325110 | 1002040 | 2023 | SCCT (CT (Turbine, simple cycle combustion)) | PWR8_GT82 | Natural Gas (Weighted U.S. Average) | Carbon Dioxide Biogenic | 0 | 0 | C
325110 | 1002040 | 2023 | SCCT (CT (Turbine, simple cycle combustion)) | PWR8_GT82 | Natural Gas (Weighted U.S. Average) | Carbon Dioxide Non-Biogenic | 389838.2 | 0 | C
325110 | 1002040 | 2023 | SCCT (CT (Turbine, simple cycle combustion)) | PWR8_GT82 | Natural Gas (Weighted U.S. Average) | Carbon Dioxide Total | 389838.2 | 0 | C
325110 | 1002040 | 2023 | SCCT (CT (Turbine, simple cycle combustion)) | PWR8_GT82 | Natural Gas (Weighted U.S. Average) | Methane | 7.35 | 0 | C
325110 | 1002040 | 2023 | SCCT (CT (Turbine, simple cycle combustion)) | PWR8_GT82 | Natural Gas (Weighted U.S. Average) | Methane (Co2 eq) | 183.7 | 0 | C
325110 | 1002040 | 2023 | SCCT (CT (Turbine, simple cycle combustion)) | PWR8_GT82 | Natural Gas (Weighted U.S. Average) | Nitrous Oxide | 0.735 | 0 | C
325110 | 1002040 | 2023 | SCCT (CT (Turbine, simple cycle combustion)) | PWR8_GT82 | Natural Gas (Weighted U.S. Average) | Nitrous Oxide (Co2 eq) | 218.9 | 0 | C
325110 | 1002040 | 2023 | SCCT (CT (Turbine, simple cycle combustion)) | PWR8_GT83 | Natural Gas (Weighted U.S. Average) | Carbon Dioxide Biogenic | 0 | 0 | C
325110 | 1002040 | 2023 | SCCT (CT (Turbine, simple cycle combustion)) | PWR8_GT83 | Natural Gas (Weighted U.S. Average) | Carbon Dioxide Non-Biogenic | 477152.2 | 0 | C
325110 | 1002040 | 2023 | SCCT (CT (Turbine, simple cycle combustion)) | PWR8_GT83 | Natural Gas (Weighted U.S. Average) | Carbon Dioxide Total | 477152.2 | 0 | C
325110 | 1002040 | 2023 | SCCT (CT (Turbine, simple cycle combustion)) | PWR8_GT83 | Natural Gas (Weighted U.S. Average) | Methane | 8.99 | 0 | C
325110 | 1002040 | 2023 | SCCT (CT (Turbine, simple cycle combustion)) | PWR8_GT83 | Natural Gas (Weighted U.S. Average) | Methane (Co2 eq) | 224.8 | 0 | C
325110 | 1002040 | 2023 | SCCT (CT (Turbine, simple cycle combustion)) | PWR8_GT83 | Natural Gas (Weighted U.S. Average) | Nitrous Oxide | 0.899 | 0 | C
325110 | 1002040 | 2023 | SCCT (CT (Turbine, simple cycle combustion)) | PWR8_GT83 | Natural Gas (Weighted U.S. Average) | Nitrous Oxide (Co2 eq) | 268 | 0 | C
325110 | 1002040 | 2023 | SCCT (CT (Turbine, simple cycle combustion)) | PWR9_GT96 | Natural Gas (Weighted U.S. Average) | Carbon Dioxide Biogenic | 0 | 0 | C
325110 | 1002040 | 2023 | SCCT (CT (Turbine, simple cycle combustion)) | PWR9_GT96 | Natural Gas (Weighted U.S. Average) | Carbon Dioxide Non-Biogenic | 702611.1 | 0 | C
325110 | 1002040 | 2023 | SCCT (CT (Turbine, simple cycle combustion)) | PWR9_GT96 | Natural Gas (Weighted U.S. Average) | Carbon Dioxide Total | 702611.1 | 0 | C
325110 | 1002040 | 2023 | SCCT (CT (Turbine, simple cycle combustion)) | PWR9_GT96 | Natural Gas (Weighted U.S. Average) | Methane | 13.24 | 0 | C
325110 | 1002040 | 2023 | SCCT (CT (Turbine, simple cycle combustion)) | PWR9_GT96 | Natural Gas (Weighted U.S. Average) | Methane (Co2 eq) | 331 | 0 | C
325110 | 1002040 | 2023 | SCCT (CT (Turbine, simple cycle combustion)) | PWR9_GT96 | Natural Gas (Weighted U.S. Average) | Nitrous Oxide | 1.324 | 0 | C
325110 | 1002040 | 2023 | SCCT (CT (Turbine, simple cycle combustion)) | PWR9_GT96 | Natural Gas (Weighted U.S. Average) | Nitrous Oxide (Co2 eq) | 394.6 | 0 | C
325110 | 1002040 | 2023 | RICE (Reciprocating internal combustion engine) | SDO_C-14 ICE | Natural Gas (Weighted U.S. Average) | Carbon Dioxide Biogenic | 0 | 0 | C
325110 | 1002040 | 2023 | RICE (Reciprocating internal combustion engine) | SDO_C-14 ICE | Natural Gas (Weighted U.S. Average) | Carbon Dioxide Non-Biogenic | 3.9 | 0 | C
325110 | 1002040 | 2023 | RICE (Reciprocating internal combustion engine) | SDO_C-14 ICE | Natural Gas (Weighted U.S. Average) | Carbon Dioxide Total | 3.9 | 0 | C
325110 | 1002040 | 2023 | RICE (Reciprocating internal combustion engine) | SDO_C-14 ICE | Natural Gas (Weighted U.S. Average) | Methane | 0 | 0 | C
325110 | 1002040 | 2023 | RICE (Reciprocating internal combustion engine) | SDO_C-14 ICE | Natural Gas (Weighted U.S. Average) | Methane (Co2 eq) | 0 | 0 | C
325110 | 1002040 | 2023 | RICE (Reciprocating internal combustion engine) | SDO_C-14 ICE | Natural Gas (Weighted U.S. Average) | Nitrous Oxide | 0 | 0 | C
325110 | 1002040 | 2023 | RICE (Reciprocating internal combustion engine) | SDO_C-14 ICE | Natural Gas (Weighted U.S. Average) | Nitrous Oxide (Co2 eq) | 0 | 0 | C
325110 | 1002040 | 2023 | PRH (Process Heater) | SDO_H628 Heater | Natural Gas (Weighted U.S. Average) | Carbon Dioxide Biogenic | 0 | 0 | C
325110 | 1002040 | 2023 | PRH (Process Heater) | SDO_H628 Heater | Natural Gas (Weighted U.S. Average) | Carbon Dioxide Non-Biogenic | 2.7 | 0 | C
325110 | 1002040 | 2023 | PRH (Process Heater) | SDO_H628 Heater | Natural Gas (Weighted U.S. Average) | Carbon Dioxide Total | 2.7 | 0 | C
325110 | 1002040 | 2023 | PRH (Process Heater) | SDO_H628 Heater | Natural Gas (Weighted U.S. Average) | Methane | 0 | 0 | C
325110 | 1002040 | 2023 | PRH (Process Heater) | SDO_H628 Heater | Natural Gas (Weighted U.S. Average) | Methane (Co2 eq) | 0 | 0 | C
325110 | 1002040 | 2023 | PRH (Process Heater) | SDO_H628 Heater | Natural Gas (Weighted U.S. Average) | Nitrous Oxide | 0 | 0 | C
325110 | 1002040 | 2023 | PRH (Process Heater) | SDO_H628 Heater | Natural Gas (Weighted U.S. Average) | Nitrous Oxide (Co2 eq) | 0 | 0 | C
325110 | 1002040 | 2023 | PRH (Process Heater) | SDO_HDHT Heater | Natural Gas (Weighted U.S. Average) | Carbon Dioxide Biogenic | 0 | 0 | C
325110 | 1002040 | 2023 | PRH (Process Heater) | SDO_HDHT Heater | Natural Gas (Weighted U.S. Average) | Carbon Dioxide Non-Biogenic | 62.6 | 0 | C
325110 | 1002040 | 2023 | PRH (Process Heater) | SDO_HDHT Heater | Natural Gas (Weighted U.S. Average) | Carbon Dioxide Total | 62.6 | 0 | C
325110 | 1002040 | 2023 | PRH (Process Heater) | SDO_HDHT Heater | Natural Gas (Weighted U.S. Average) | Methane | 0 | 0 | C
325110 | 1002040 | 2023 | PRH (Process Heater) | SDO_HDHT Heater | Natural Gas (Weighted U.S. Average) | Methane (Co2 eq) | 0 | 0 | C
325110 | 1002040 | 2023 | PRH (Process Heater) | SDO_HDHT Heater | Natural Gas (Weighted U.S. Average) | Nitrous Oxide | 0 | 0 | C
325110 | 1002040 | 2023 | PRH (Process Heater) | SDO_HDHT Heater | Natural Gas (Weighted U.S. Average) | Nitrous Oxide (Co2 eq) | 0 | 0 | C
325110 | 1002040 | 2023 | PRH (Process Heater) | SDO_HET1 Heater | Natural Gas (Weighted U.S. Average) | Carbon Dioxide Biogenic | 0 | 0 | C
325110 | 1002040 | 2023 | PRH (Process Heater) | SDO_HET1 Heater | Natural Gas (Weighted U.S. Average) | Carbon Dioxide Non-Biogenic | 1861.5 | 0 | C
325110 | 1002040 | 2023 | PRH (Process Heater) | SDO_HET1 Heater | Natural Gas (Weighted U.S. Average) | Carbon Dioxide Total | 1861.5 | 0 | C
325110 | 1002040 | 2023 | PRH (Process Heater) | SDO_HET1 Heater | Natural Gas (Weighted U.S. Average) | Methane | 0.04 | 0 | C
325110 | 1002040 | 2023 | PRH (Process Heater) | SDO_HET1 Heater | Natural Gas (Weighted U.S. Average) | Methane (Co2 eq) | 0.9 | 0 | C
325110 | 1002040 | 2023 | PRH (Process Heater) | SDO_HET1 Heater | Natural Gas (Weighted U.S. Average) | Nitrous Oxide | 0.004 | 0 | C
325110 | 1002040 | 2023 | PRH (Process Heater) | SDO_HET1 Heater | Natural Gas (Weighted U.S. Average) | Nitrous Oxide (Co2 eq) | 1 | 0 | C
325110 | 1002040 | 2023 | PRH (Process Heater) | SDO_HET2 Heater | Natural Gas (Weighted U.S. Average) | Carbon Dioxide Biogenic | 0 | 0 | C
325110 | 1002040 | 2023 | PRH (Process Heater) | SDO_HET2 Heater | Natural Gas (Weighted U.S. Average) | Carbon Dioxide Non-Biogenic | 1671.2 | 0 | C
325110 | 1002040 | 2023 | PRH (Process Heater) | SDO_HET2 Heater | Natural Gas (Weighted U.S. Average) | Carbon Dioxide Total | 1671.2 | 0 | C
325110 | 1002040 | 2023 | PRH (Process Heater) | SDO_HET2 Heater | Natural Gas (Weighted U.S. Average) | Methane | 0.03 | 0 | C
325110 | 1002040 | 2023 | PRH (Process Heater) | SDO_HET2 Heater | Natural Gas (Weighted U.S. Average) | Methane (Co2 eq) | 0.8 | 0 | C
325110 | 1002040 | 2023 | PRH (Process Heater) | SDO_HET2 Heater | Natural Gas (Weighted U.S. Average) | Nitrous Oxide | 0.003 | 0 | C
325110 | 1002040 | 2023 | PRH (Process Heater) | SDO_HET2 Heater | Natural Gas (Weighted U.S. Average) | Nitrous Oxide (Co2 eq) | 0.9 | 0 | C
325110 | 1002040 | 2023 | PRH (Process Heater) | SDO_HSBH Heater | Natural Gas (Weighted U.S. Average) | Carbon Dioxide Biogenic | 0 | 0 | C
325110 | 1002040 | 2023 | PRH (Process Heater) | SDO_HSBH Heater | Natural Gas (Weighted U.S. Average) | Carbon Dioxide Non-Biogenic | 0 | 0 | C
325110 | 1002040 | 2023 | PRH (Process Heater) | SDO_HSBH Heater | Natural Gas (Weighted U.S. Average) | Carbon Dioxide Total | 0 | 0 | C
325110 | 1002040 | 2023 | PRH (Process Heater) | SDO_HSBH Heater | Natural Gas (Weighted U.S. Average) | Methane | 0 | 0 | C
325110 | 1002040 | 2023 | PRH (Process Heater) | SDO_HSBH Heater | Natural Gas (Weighted U.S. Average) | Methane (Co2 eq) | 0 | 0 | C
325110 | 1002040 | 2023 | PRH (Process Heater) | SDO_HSBH Heater | Natural Gas (Weighted U.S. Average) | Nitrous Oxide | 0 | 0 | C
325110 | 1002040 | 2023 | PRH (Process Heater) | SDO_HSBH Heater | Natural Gas (Weighted U.S. Average) | Nitrous Oxide (Co2 eq) | 0 | 0 | C
325110 | 1002040 | 2023 | TODF (Thermal oxidizer, direct fired, no heat recovery) | USCP_TO 35 | Natural Gas (Weighted U.S. Average) | Carbon Dioxide Biogenic | 0 | 0 | C
325110 | 1002040 | 2023 | TODF (Thermal oxidizer, direct fired, no heat recovery) | USCP_TO 35 | Natural Gas (Weighted U.S. Average) | Carbon Dioxide Non-Biogenic | 1260 | 0 | C
325110 | 1002040 | 2023 | TODF (Thermal oxidizer, direct fired, no heat recovery) | USCP_TO 35 | Natural Gas (Weighted U.S. Average) | Carbon Dioxide Total | 1260 | 0 | C
325110 | 1002040 | 2023 | TODF (Thermal oxidizer, direct fired, no heat recovery) | USCP_TO 35 | Natural Gas (Weighted U.S. Average) | Methane | 0.02 | 0 | C
325110 | 1002040 | 2023 | TODF (Thermal oxidizer, direct fired, no heat recovery) | USCP_TO 35 | Natural Gas (Weighted U.S. Average) | Methane (Co2 eq) | 0.6 | 0 | C
325110 | 1002040 | 2023 | TODF (Thermal oxidizer, direct fired, no heat recovery) | USCP_TO 35 | Natural Gas (Weighted U.S. Average) | Nitrous Oxide | 0.002 | 0 | C
325110 | 1002040 | 2023 | TODF (Thermal oxidizer, direct fired, no heat recovery) | USCP_TO 35 | Natural Gas (Weighted U.S. Average) | Nitrous Oxide (Co2 eq) | 0.7 | 0 | C
325110 | 1002040 | 2023 | TODF (Thermal oxidizer, direct fired, no heat recovery) | USCP_TO850 | Natural Gas (Weighted U.S. Average) | Carbon Dioxide Biogenic | 0 | 0 | C
325110 | 1002040 | 2023 | TODF (Thermal oxidizer, direct fired, no heat recovery) | USCP_TO850 | Natural Gas (Weighted U.S. Average) | Carbon Dioxide Non-Biogenic | 1166.1 | 0 | C
325110 | 1002040 | 2023 | TODF (Thermal oxidizer, direct fired, no heat recovery) | USCP_TO850 | Natural Gas (Weighted U.S. Average) | Carbon Dioxide Total | 1166.1 | 0 | C
325110 | 1002040 | 2023 | TODF (Thermal oxidizer, direct fired, no heat recovery) | USCP_TO850 | Natural Gas (Weighted U.S. Average) | Methane | 0.02 | 0 | C
325110 | 1002040 | 2023 | TODF (Thermal oxidizer, direct fired, no heat recovery) | USCP_TO850 | Natural Gas (Weighted U.S. Average) | Methane (Co2 eq) | 0.5 | 0 | C
325110 | 1002040 | 2023 | TODF (Thermal oxidizer, direct fired, no heat recovery) | USCP_TO850 | Natural Gas (Weighted U.S. Average) | Nitrous Oxide | 0.002 | 0 | C
325110 | 1002040 | 2023 | TODF (Thermal oxidizer, direct fired, no heat recovery) | USCP_TO850 | Natural Gas (Weighted U.S. Average) | Nitrous Oxide (Co2 eq) | 0.7 | 0 | C
325110 | 1002040 | 2023 | OB (Boiler, other) | VER_WGB 500 Boiler | Natural Gas (Weighted U.S. Average) | Carbon Dioxide Biogenic | 0 | 0 | C
325110 | 1002040 | 2023 | OB (Boiler, other) | VER_WGB 500 Boiler | Natural Gas (Weighted U.S. Average) | Carbon Dioxide Non-Biogenic | 15884.7 | 0 | C
325110 | 1002040 | 2023 | OB (Boiler, other) | VER_WGB 500 Boiler | Natural Gas (Weighted U.S. Average) | Carbon Dioxide Total | 15884.7 | 0 | C
325110 | 1002040 | 2023 | OB (Boiler, other) | VER_WGB 500 Boiler | Natural Gas (Weighted U.S. Average) | Methane | 0.3 | 0 | C
325110 | 1002040 | 2023 | OB (Boiler, other) | VER_WGB 500 Boiler | Natural Gas (Weighted U.S. Average) | Methane (Co2 eq) | 7.5 | 0 | C
325110 | 1002040 | 2023 | OB (Boiler, other) | VER_WGB 500 Boiler | Natural Gas (Weighted U.S. Average) | Nitrous Oxide | 0.03 | 0 | C
325110 | 1002040 | 2023 | OB (Boiler, other) | VER_WGB 500 Boiler | Natural Gas (Weighted U.S. Average) | Nitrous Oxide (Co2 eq) | 8.9 | 0 | C
325120 | 1002043 | 2023 |  | GP-1-3 | Natural Gas (Weighted U.S. Average) | Carbon Dioxide Biogenic | 0 | 0 | C
325120 | 1002043 | 2023 |  | GP-1-3 | Natural Gas (Weighted U.S. Average) | Carbon Dioxide Non-Biogenic | 42 | 0 | C
325120 | 1002043 | 2023 |  | GP-1-3 | Natural Gas (Weighted U.S. Average) | Carbon Dioxide Total | 42 | 0 | C
325120 | 1002043 | 2023 |  | GP-1-3 | Natural Gas (Weighted U.S. Average) | Methane | 0 | 0 | C
325120 | 1002043 | 2023 |  | GP-1-3 | Natural Gas (Weighted U.S. Average) | Methane (Co2 eq) | 0 | 0 | C
325120 | 1002043 | 2023 |  | GP-1-3 | Natural Gas (Weighted U.S. Average) | Nitrous Oxide | 0 | 0 | C
325120 | 1002043 | 2023 |  | GP-1-3 | Natural Gas (Weighted U.S. Average) | Nitrous Oxide (Co2 eq) | 0 | 0 | C
325110 | 1002046 | 2023 |  | GP-1 | Natural Gas (Weighted U.S. Average) | Carbon Dioxide Biogenic | 0 | 0 | C
325110 | 1002046 | 2023 |  | GP-1 | Natural Gas (Weighted U.S. Average) | Carbon Dioxide Non-Biogenic | 446877.4 | 0 | C
325110 | 1002046 | 2023 |  | GP-1 | Natural Gas (Weighted U.S. Average) | Carbon Dioxide Total | 446877.4 | 0 | C
325110 | 1002046 | 2023 |  | GP-1 | Natural Gas (Weighted U.S. Average) | Methane | 8.42 | 0 | C
325110 | 1002046 | 2023 |  | GP-1 | Natural Gas (Weighted U.S. Average) | Methane (Co2 eq) | 210.6 | 0 | C
325110 | 1002046 | 2023 |  | GP-1 | Natural Gas (Weighted U.S. Average) | Nitrous Oxide | 0.842 | 0 | C
325110 | 1002046 | 2023 |  | GP-1 | Natural Gas (Weighted U.S. Average) | Nitrous Oxide (Co2 eq) | 251 | 0 | C
325110 | 1002046 | 2023 | Petrochemical process unit | Geismar Ethylene Plant |  | Carbon Dioxide | 290258.7 |  | X
325193 | 1002047 | 2023 |  | GP-1 | Natural Gas (Weighted U.S. Average) | Carbon Dioxide Biogenic | 0 | 0 | C
325193 | 1002047 | 2023 |  | GP-1 | Natural Gas (Weighted U.S. Average) | Carbon Dioxide Non-Biogenic | 78197.7 | 0 | C
325193 | 1002047 | 2023 |  | GP-1 | Natural Gas (Weighted U.S. Average) | Carbon Dioxide Total | 78197.7 | 0 | C
325193 | 1002047 | 2023 |  | GP-1 | Natural Gas (Weighted U.S. Average) | Methane | 1.47 | 0 | C
325193 | 1002047 | 2023 |  | GP-1 | Natural Gas (Weighted U.S. Average) | Methane (Co2 eq) | 36.8 | 0 | C
325193 | 1002047 | 2023 |  | GP-1 | Natural Gas (Weighted U.S. Average) | Nitrous Oxide | 0.147 | 0 | C
325193 | 1002047 | 2023 |  | GP-1 | Natural Gas (Weighted U.S. Average) | Nitrous Oxide (Co2 eq) | 43.9 | 0 | C
311611 | 1002054 | 2023 |  | GP- Combustion Sources | Landfill Gas | Carbon Dioxide Biogenic | 1189.5 | 0 | C
311611 | 1002054 | 2023 |  | GP- Combustion Sources | Landfill Gas | Carbon Dioxide Non-Biogenic | 0 | 0 | C
311611 | 1002054 | 2023 |  | GP- Combustion Sources | Landfill Gas | Carbon Dioxide Total | 1189.5 | 0 | C
311611 | 1002054 | 2023 |  | GP- Combustion Sources | Landfill Gas | Methane | 0.07 | 0 | C
311611 | 1002054 | 2023 |  | GP- Combustion Sources | Landfill Gas | Methane (Co2 eq) | 1.8 | 0 | C
311611 | 1002054 | 2023 |  | GP- Combustion Sources | Landfill Gas | Nitrous Oxide | 0.014 | 0 | C
311611 | 1002054 | 2023 |  | GP- Combustion Sources | Landfill Gas | Nitrous Oxide (Co2 eq) | 4.3 | 0 | C
311611 | 1002054 | 2023 |  | GP- Combustion Sources | Natural Gas (Weighted U.S. Average) | Carbon Dioxide Biogenic | 0 | 0 | C
311611 | 1002054 | 2023 |  | GP- Combustion Sources | Natural Gas (Weighted U.S. Average) | Carbon Dioxide Non-Biogenic | 52508.3 | 0 | C
311611 | 1002054 | 2023 |  | GP- Combustion Sources | Natural Gas (Weighted U.S. Average) | Carbon Dioxide Total | 52508.3 | 0 | C
311611 | 1002054 | 2023 |  | GP- Combustion Sources | Natural Gas (Weighted U.S. Average) | Methane | 0.99 | 0 | C
311611 | 1002054 | 2023 |  | GP- Combustion Sources | Natural Gas (Weighted U.S. Average) | Methane (Co2 eq) | 24.7 | 0 | C
311611 | 1002054 | 2023 |  | GP- Combustion Sources | Natural Gas (Weighted U.S. Average) | Nitrous Oxide | 0.099 | 0 | C
311611 | 1002054 | 2023 |  | GP- Combustion Sources | Natural Gas (Weighted U.S. Average) | Nitrous Oxide (Co2 eq) | 29.5 | 0 | C
312120 | 1002057 | 2023 |  | GP- Natural Gas/Distillate Oil #2 | Natural Gas (Weighted U.S. Average) | Carbon Dioxide Biogenic | 0 | 0 | C
312120 | 1002057 | 2023 |  | GP- Natural Gas/Distillate Oil #2 | Natural Gas (Weighted U.S. Average) | Carbon Dioxide Non-Biogenic | 29134 | 0 | C
312120 | 1002057 | 2023 |  | GP- Natural Gas/Distillate Oil #2 | Natural Gas (Weighted U.S. Average) | Carbon Dioxide Total | 29134 | 0 | C
312120 | 1002057 | 2023 |  | GP- Natural Gas/Distillate Oil #2 | Natural Gas (Weighted U.S. Average) | Methane | 0.55 | 0 | C
312120 | 1002057 | 2023 |  | GP- Natural Gas/Distillate Oil #2 | Natural Gas (Weighted U.S. Average) | Methane (Co2 eq) | 13.7 | 0 | C
312120 | 1002057 | 2023 |  | GP- Natural Gas/Distillate Oil #2 | Natural Gas (Weighted U.S. Average) | Nitrous Oxide | 0.055 | 0 | C
312120 | 1002057 | 2023 |  | GP- Natural Gas/Distillate Oil #2 | Natural Gas (Weighted U.S. Average) | Nitrous Oxide (Co2 eq) | 16.4 | 0 | C
311224 | 1002067 | 2023 | CFB (Boiler, circulating fluidized bed) | CFB Coal Boiler | Subbituminous | Carbon Dioxide Biogenic |  | 0 | C
311224 | 1002067 | 2023 | CFB (Boiler, circulating fluidized bed) | CFB Coal Boiler | Subbituminous | Carbon Dioxide Non-Biogenic | 0 | 0 | C
311224 | 1002067 | 2023 | CFB (Boiler, circulating fluidized bed) | CFB Coal Boiler | Subbituminous | Carbon Dioxide Total | 0 | 0 | C
311224 | 1002067 | 2023 | CFB (Boiler, circulating fluidized bed) | CFB Coal Boiler | Subbituminous | Methane | 19.03 | 0 | C
311224 | 1002067 | 2023 | CFB (Boiler, circulating fluidized bed) | CFB Coal Boiler | Subbituminous | Methane (Co2 eq) | 475.8 | 0 | C
311224 | 1002067 | 2023 | CFB (Boiler, circulating fluidized bed) | CFB Coal Boiler | Subbituminous | Nitrous Oxide | 2.768 | 0 | C
311224 | 1002067 | 2023 | CFB (Boiler, circulating fluidized bed) | CFB Coal Boiler | Subbituminous | Nitrous Oxide (Co2 eq) | 824.9 | 0 | C
311224 | 1002067 | 2023 |  | GP-Hastings Facility Natural Gas Use | Distillate Fuel Oil No. 2 | Carbon Dioxide Biogenic | 0 | 203.9 | C
311224 | 1002067 | 2023 |  | GP-Hastings Facility Natural Gas Use | Distillate Fuel Oil No. 2 | Carbon Dioxide Non-Biogenic | 2.1 | 203.9 | C
311224 | 1002067 | 2023 |  | GP-Hastings Facility Natural Gas Use | Distillate Fuel Oil No. 2 | Carbon Dioxide Total | 2.1 | 203.9 | C
311224 | 1002067 | 2023 |  | GP-Hastings Facility Natural Gas Use | Distillate Fuel Oil No. 2 | Methane | 0 | 203.9 | C
311224 | 1002067 | 2023 |  | GP-Hastings Facility Natural Gas Use | Distillate Fuel Oil No. 2 | Methane (Co2 eq) | 0 | 203.9 | C
311224 | 1002067 | 2023 |  | GP-Hastings Facility Natural Gas Use | Distillate Fuel Oil No. 2 | Nitrous Oxide | 0 | 203.9 | C
311224 | 1002067 | 2023 |  | GP-Hastings Facility Natural Gas Use | Distillate Fuel Oil No. 2 | Nitrous Oxide (Co2 eq) | 0 | 203.9 | C
311224 | 1002067 | 2023 |  | GP-Hastings Facility Natural Gas Use | Natural Gas (Weighted U.S. Average) | Carbon Dioxide Biogenic | 0 | 0 | C
311224 | 1002067 | 2023 |  | GP-Hastings Facility Natural Gas Use | Natural Gas (Weighted U.S. Average) | Carbon Dioxide Non-Biogenic | 13836.1 | 0 | C
311224 | 1002067 | 2023 |  | GP-Hastings Facility Natural Gas Use | Natural Gas (Weighted U.S. Average) | Carbon Dioxide Total | 13836.1 | 0 | C
311224 | 1002067 | 2023 |  | GP-Hastings Facility Natural Gas Use | Natural Gas (Weighted U.S. Average) | Methane | 0.26 | 0 | C
311224 | 1002067 | 2023 |  | GP-Hastings Facility Natural Gas Use | Natural Gas (Weighted U.S. Average) | Methane (Co2 eq) | 6.5 | 0 | C
311224 | 1002067 | 2023 |  | GP-Hastings Facility Natural Gas Use | Natural Gas (Weighted U.S. Average) | Nitrous Oxide | 0.026 | 0 | C
311224 | 1002067 | 2023 |  | GP-Hastings Facility Natural Gas Use | Natural Gas (Weighted U.S. Average) | Nitrous Oxide (Co2 eq) | 7.8 | 0 | C
311224 | 1002069 | 2023 |  | GP-Emmetsburg Natural Gas and Fuel Oil | Distillate Fuel Oil No. 2 | Carbon Dioxide Biogenic | 0 | 530 | C
311224 | 1002069 | 2023 |  | GP-Emmetsburg Natural Gas and Fuel Oil | Distillate Fuel Oil No. 2 | Carbon Dioxide Non-Biogenic | 5.4 | 530 | C
311224 | 1002069 | 2023 |  | GP-Emmetsburg Natural Gas and Fuel Oil | Distillate Fuel Oil No. 2 | Carbon Dioxide Total | 5.4 | 530 | C
311224 | 1002069 | 2023 |  | GP-Emmetsburg Natural Gas and Fuel Oil | Distillate Fuel Oil No. 2 | Methane | 0 | 530 | C
311224 | 1002069 | 2023 |  | GP-Emmetsburg Natural Gas and Fuel Oil | Distillate Fuel Oil No. 2 | Methane (Co2 eq) | 0 | 530 | C
311224 | 1002069 | 2023 |  | GP-Emmetsburg Natural Gas and Fuel Oil | Distillate Fuel Oil No. 2 | Nitrous Oxide | 0 | 530 | C
311224 | 1002069 | 2023 |  | GP-Emmetsburg Natural Gas and Fuel Oil | Distillate Fuel Oil No. 2 | Nitrous Oxide (Co2 eq) | 0 | 530 | C
311224 | 1002069 | 2023 |  | GP-Emmetsburg Natural Gas and Fuel Oil | Natural Gas (Weighted U.S. Average) | Carbon Dioxide Biogenic | 0 | 0 | C
311224 | 1002069 | 2023 |  | GP-Emmetsburg Natural Gas and Fuel Oil | Natural Gas (Weighted U.S. Average) | Carbon Dioxide Non-Biogenic | 23432.3 | 0 | C
311224 | 1002069 | 2023 |  | GP-Emmetsburg Natural Gas and Fuel Oil | Natural Gas (Weighted U.S. Average) | Carbon Dioxide Total | 23432.3 | 0 | C
311224 | 1002069 | 2023 |  | GP-Emmetsburg Natural Gas and Fuel Oil | Natural Gas (Weighted U.S. Average) | Methane | 0.44 | 0 | C
311224 | 1002069 | 2023 |  | GP-Emmetsburg Natural Gas and Fuel Oil | Natural Gas (Weighted U.S. Average) | Methane (Co2 eq) | 11 | 0 | C
311224 | 1002069 | 2023 |  | GP-Emmetsburg Natural Gas and Fuel Oil | Natural Gas (Weighted U.S. Average) | Nitrous Oxide | 0.044 | 0 | C
311224 | 1002069 | 2023 |  | GP-Emmetsburg Natural Gas and Fuel Oil | Natural Gas (Weighted U.S. Average) | Nitrous Oxide (Co2 eq) | 13.2 | 0 | C
325193 | 1002073 | 2023 |  | CP-1 | Natural Gas (Weighted U.S. Average) | Carbon Dioxide Biogenic | 0 | 0 | C
325193 | 1002073 | 2023 |  | CP-1 | Natural Gas (Weighted U.S. Average) | Carbon Dioxide Non-Biogenic | 164593.2 | 0 | C
325193 | 1002073 | 2023 |  | CP-1 | Natural Gas (Weighted U.S. Average) | Carbon Dioxide Total | 164593.2 | 0 | C
325193 | 1002073 | 2023 |  | CP-1 | Natural Gas (Weighted U.S. Average) | Methane | 3.1 | 0 | C
325193 | 1002073 | 2023 |  | CP-1 | Natural Gas (Weighted U.S. Average) | Methane (Co2 eq) | 77.5 | 0 | C
325193 | 1002073 | 2023 |  | CP-1 | Natural Gas (Weighted U.S. Average) | Nitrous Oxide | 0.31 | 0 | C
325193 | 1002073 | 2023 |  | CP-1 | Natural Gas (Weighted U.S. Average) | Nitrous Oxide (Co2 eq) | 92.4 | 0 | C
325193 | 1002074 | 2023 |  | GP-Huron - 4 units. | Natural Gas (Weighted U.S. Average) | Carbon Dioxide Biogenic | 0 | 0 | C
325193 | 1002074 | 2023 |  | GP-Huron - 4 units. | Natural Gas (Weighted U.S. Average) | Carbon Dioxide Non-Biogenic | 61886.9 | 0 | C
325193 | 1002074 | 2023 |  | GP-Huron - 4 units. | Natural Gas (Weighted U.S. Average) | Carbon Dioxide Total | 61886.9 | 0 | C
325193 | 1002074 | 2023 |  | GP-Huron - 4 units. | Natural Gas (Weighted U.S. Average) | Methane | 1.17 | 0 | C
325193 | 1002074 | 2023 |  | GP-Huron - 4 units. | Natural Gas (Weighted U.S. Average) | Methane (Co2 eq) | 29.2 | 0 | C
325193 | 1002074 | 2023 |  | GP-Huron - 4 units. | Natural Gas (Weighted U.S. Average) | Nitrous Oxide | 0.117 | 0 | C
325193 | 1002074 | 2023 |  | GP-Huron - 4 units. | Natural Gas (Weighted U.S. Average) | Nitrous Oxide (Co2 eq) | 34.8 | 0 | C
325199 | 1002076 | 2023 | PRH (Process Heater) | 35-HR-5 | Natural Gas (Weighted U.S. Average) | Carbon Dioxide Biogenic | 0 | 0 | C
325199 | 1002076 | 2023 | PRH (Process Heater) | 35-HR-5 | Natural Gas (Weighted U.S. Average) | Carbon Dioxide Non-Biogenic | 25004.7 | 0 | C
325199 | 1002076 | 2023 | PRH (Process Heater) | 35-HR-5 | Natural Gas (Weighted U.S. Average) | Carbon Dioxide Total | 25004.7 | 0 | C
325199 | 1002076 | 2023 | PRH (Process Heater) | 35-HR-5 | Natural Gas (Weighted U.S. Average) | Methane | 0.47 | 0 | C
325199 | 1002076 | 2023 | PRH (Process Heater) | 35-HR-5 | Natural Gas (Weighted U.S. Average) | Methane (Co2 eq) | 11.8 | 0 | C
325199 | 1002076 | 2023 | PRH (Process Heater) | 35-HR-5 | Natural Gas (Weighted U.S. Average) | Nitrous Oxide | 0.047 | 0 | C
325199 | 1002076 | 2023 | PRH (Process Heater) | 35-HR-5 | Natural Gas (Weighted U.S. Average) | Nitrous Oxide (Co2 eq) | 14 | 0 | C
325199 | 1002076 | 2023 | PRH (Process Heater) | 36-HR-5 | Natural Gas (Weighted U.S. Average) | Carbon Dioxide Biogenic | 0 | 0 | C
325199 | 1002076 | 2023 | PRH (Process Heater) | 36-HR-5 | Natural Gas (Weighted U.S. Average) | Carbon Dioxide Non-Biogenic | 19497.7 | 0 | C
325199 | 1002076 | 2023 | PRH (Process Heater) | 36-HR-5 | Natural Gas (Weighted U.S. Average) | Carbon Dioxide Total | 19497.7 | 0 | C
325199 | 1002076 | 2023 | PRH (Process Heater) | 36-HR-5 | Natural Gas (Weighted U.S. Average) | Methane | 0.37 | 0 | C
325199 | 1002076 | 2023 | PRH (Process Heater) | 36-HR-5 | Natural Gas (Weighted U.S. Average) | Methane (Co2 eq) | 9.2 | 0 | C
325199 | 1002076 | 2023 | PRH (Process Heater) | 36-HR-5 | Natural Gas (Weighted U.S. Average) | Nitrous Oxide | 0.037 | 0 | C
325199 | 1002076 | 2023 | PRH (Process Heater) | 36-HR-5 | Natural Gas (Weighted U.S. Average) | Nitrous Oxide (Co2 eq) | 11 | 0 | C
325199 | 1002076 | 2023 | PRH (Process Heater) | 38-HR-5 | Natural Gas (Weighted U.S. Average) | Carbon Dioxide Biogenic | 0 | 0 | C
325199 | 1002076 | 2023 | PRH (Process Heater) | 38-HR-5 | Natural Gas (Weighted U.S. Average) | Carbon Dioxide Non-Biogenic | 22770.9 | 0 | C
325199 | 1002076 | 2023 | PRH (Process Heater) | 38-HR-5 | Natural Gas (Weighted U.S. Average) | Carbon Dioxide Total | 22770.9 | 0 | C
325199 | 1002076 | 2023 | PRH (Process Heater) | 38-HR-5 | Natural Gas (Weighted U.S. Average) | Methane | 0.43 | 0 | C
325199 | 1002076 | 2023 | PRH (Process Heater) | 38-HR-5 | Natural Gas (Weighted U.S. Average) | Methane (Co2 eq) | 10.7 | 0 | C
325199 | 1002076 | 2023 | PRH (Process Heater) | 38-HR-5 | Natural Gas (Weighted U.S. Average) | Nitrous Oxide | 0.043 | 0 | C
325199 | 1002076 | 2023 | PRH (Process Heater) | 38-HR-5 | Natural Gas (Weighted U.S. Average) | Nitrous Oxide (Co2 eq) | 12.8 | 0 | C
325199 | 1002076 | 2023 | OB (Boiler, other) | BH-2-3 | Natural Gas (Weighted U.S. Average) | Carbon Dioxide Biogenic |  | 0 | C
325199 | 1002076 | 2023 | OB (Boiler, other) | BH-2-3 | Natural Gas (Weighted U.S. Average) | Carbon Dioxide Non-Biogenic | 0 | 0 | C
325199 | 1002076 | 2023 | OB (Boiler, other) | BH-2-3 | Natural Gas (Weighted U.S. Average) | Carbon Dioxide Total | 0 | 0 | C
325199 | 1002076 | 2023 | OB (Boiler, other) | BH-2-3 | Natural Gas (Weighted U.S. Average) | Methane | 0.95 | 0 | C
325199 | 1002076 | 2023 | OB (Boiler, other) | BH-2-3 | Natural Gas (Weighted U.S. Average) | Methane (Co2 eq) | 23.7 | 0 | C
325199 | 1002076 | 2023 | OB (Boiler, other) | BH-2-3 | Natural Gas (Weighted U.S. Average) | Nitrous Oxide | 0.095 | 0 | C
325199 | 1002076 | 2023 | OB (Boiler, other) | BH-2-3 | Natural Gas (Weighted U.S. Average) | Nitrous Oxide (Co2 eq) | 28.3 | 0 | C
325199 | 1002076 | 2023 | OB (Boiler, other) | BH-2-4 | Natural Gas (Weighted U.S. Average) | Carbon Dioxide Biogenic |  | 0 | C
325199 | 1002076 | 2023 | OB (Boiler, other) | BH-2-4 | Natural Gas (Weighted U.S. Average) | Carbon Dioxide Non-Biogenic | 0 | 0 | C
325199 | 1002076 | 2023 | OB (Boiler, other) | BH-2-4 | Natural Gas (Weighted U.S. Average) | Carbon Dioxide Total | 0 | 0 | C
325199 | 1002076 | 2023 | OB (Boiler, other) | BH-2-4 | Natural Gas (Weighted U.S. Average) | Methane | 0.98 | 0 | C
325199 | 1002076 | 2023 | OB (Boiler, other) | BH-2-4 | Natural Gas (Weighted U.S. Average) | Methane (Co2 eq) | 24.6 | 0 | C
325199 | 1002076 | 2023 | OB (Boiler, other) | BH-2-4 | Natural Gas (Weighted U.S. Average) | Nitrous Oxide | 0.098 | 0 | C
325199 | 1002076 | 2023 | OB (Boiler, other) | BH-2-4 | Natural Gas (Weighted U.S. Average) | Nitrous Oxide (Co2 eq) | 29.3 | 0 | C
325199 | 1002076 | 2023 | PRH (Process Heater) | HT-1 | Natural Gas (Weighted U.S. Average) | Carbon Dioxide Biogenic | 0 | 0 | C
325199 | 1002076 | 2023 | PRH (Process Heater) | HT-1 | Natural Gas (Weighted U.S. Average) | Carbon Dioxide Non-Biogenic | 0 | 0 | C
325199 | 1002076 | 2023 | PRH (Process Heater) | HT-1 | Natural Gas (Weighted U.S. Average) | Carbon Dioxide Total | 0 | 0 | C
325199 | 1002076 | 2023 | PRH (Process Heater) | HT-1 | Natural Gas (Weighted U.S. Average) | Methane | 0 | 0 | C
325199 | 1002076 | 2023 | PRH (Process Heater) | HT-1 | Natural Gas (Weighted U.S. Average) | Methane (Co2 eq) | 0 | 0 | C
325199 | 1002076 | 2023 | PRH (Process Heater) | HT-1 | Natural Gas (Weighted U.S. Average) | Nitrous Oxide | 0 | 0 | C
325199 | 1002076 | 2023 | PRH (Process Heater) | HT-1 | Natural Gas (Weighted U.S. Average) | Nitrous Oxide (Co2 eq) | 0 | 0 | C
325199 | 1002076 | 2023 | TODF (Thermal oxidizer, direct fired, no heat recovery) | HT-11 | Natural Gas (Weighted U.S. Average) | Carbon Dioxide Biogenic | 0 | 0 | C
325199 | 1002076 | 2023 | TODF (Thermal oxidizer, direct fired, no heat recovery) | HT-11 | Natural Gas (Weighted U.S. Average) | Carbon Dioxide Non-Biogenic | 29993.5 | 0 | C
325199 | 1002076 | 2023 | TODF (Thermal oxidizer, direct fired, no heat recovery) | HT-11 | Natural Gas (Weighted U.S. Average) | Carbon Dioxide Total | 29993.5 | 0 | C
325199 | 1002076 | 2023 | TODF (Thermal oxidizer, direct fired, no heat recovery) | HT-11 | Natural Gas (Weighted U.S. Average) | Methane | 0.57 | 0 | C
325199 | 1002076 | 2023 | TODF (Thermal oxidizer, direct fired, no heat recovery) | HT-11 | Natural Gas (Weighted U.S. Average) | Methane (Co2 eq) | 14.1 | 0 | C
325199 | 1002076 | 2023 | TODF (Thermal oxidizer, direct fired, no heat recovery) | HT-11 | Natural Gas (Weighted U.S. Average) | Nitrous Oxide | 0.057 | 0 | C
325199 | 1002076 | 2023 | TODF (Thermal oxidizer, direct fired, no heat recovery) | HT-11 | Natural Gas (Weighted U.S. Average) | Nitrous Oxide (Co2 eq) | 16.8 | 0 | C
325199 | 1002076 | 2023 | PRH (Process Heater) | HT-2 | Natural Gas (Weighted U.S. Average) | Carbon Dioxide Biogenic | 0 | 0 | C
325199 | 1002076 | 2023 | PRH (Process Heater) | HT-2 | Natural Gas (Weighted U.S. Average) | Carbon Dioxide Non-Biogenic | 1871.9 | 0 | C
325199 | 1002076 | 2023 | PRH (Process Heater) | HT-2 | Natural Gas (Weighted U.S. Average) | Carbon Dioxide Total | 1871.9 | 0 | C
325199 | 1002076 | 2023 | PRH (Process Heater) | HT-2 | Natural Gas (Weighted U.S. Average) | Methane | 0.04 | 0 | C
325199 | 1002076 | 2023 | PRH (Process Heater) | HT-2 | Natural Gas (Weighted U.S. Average) | Methane (Co2 eq) | 0.9 | 0 | C
325199 | 1002076 | 2023 | PRH (Process Heater) | HT-2 | Natural Gas (Weighted U.S. Average) | Nitrous Oxide | 0.004 | 0 | C
325199 | 1002076 | 2023 | PRH (Process Heater) | HT-2 | Natural Gas (Weighted U.S. Average) | Nitrous Oxide (Co2 eq) | 1.1 | 0 | C
325199 | 1002076 | 2023 | TODF (Thermal oxidizer, direct fired, no heat recovery) | HT-3 | Natural Gas (Weighted U.S. Average) | Carbon Dioxide Biogenic | 0 | 0 | C
325199 | 1002076 | 2023 | TODF (Thermal oxidizer, direct fired, no heat recovery) | HT-3 | Natural Gas (Weighted U.S. Average) | Carbon Dioxide Non-Biogenic | 25808.1 | 0 | C
325199 | 1002076 | 2023 | TODF (Thermal oxidizer, direct fired, no heat recovery) | HT-3 | Natural Gas (Weighted U.S. Average) | Carbon Dioxide Total | 25808.1 | 0 | C
325199 | 1002076 | 2023 | TODF (Thermal oxidizer, direct fired, no heat recovery) | HT-3 | Natural Gas (Weighted U.S. Average) | Methane | 0.49 | 0 | C
325199 | 1002076 | 2023 | TODF (Thermal oxidizer, direct fired, no heat recovery) | HT-3 | Natural Gas (Weighted U.S. Average) | Methane (Co2 eq) | 12.2 | 0 | C
325199 | 1002076 | 2023 | TODF (Thermal oxidizer, direct fired, no heat recovery) | HT-3 | Natural Gas (Weighted U.S. Average) | Nitrous Oxide | 0.049 | 0 | C
325199 | 1002076 | 2023 | TODF (Thermal oxidizer, direct fired, no heat recovery) | HT-3 | Natural Gas (Weighted U.S. Average) | Nitrous Oxide (Co2 eq) | 14.5 | 0 | C
325199 | 1002076 | 2023 | TODF (Thermal oxidizer, direct fired, no heat recovery) | HT-30 | Natural Gas (Weighted U.S. Average) | Carbon Dioxide Biogenic | 0 | 0 | C
325199 | 1002076 | 2023 | TODF (Thermal oxidizer, direct fired, no heat recovery) | HT-30 | Natural Gas (Weighted U.S. Average) | Carbon Dioxide Non-Biogenic | 44194.4 | 0 | C
325199 | 1002076 | 2023 | TODF (Thermal oxidizer, direct fired, no heat recovery) | HT-30 | Natural Gas (Weighted U.S. Average) | Carbon Dioxide Total | 44194.4 | 0 | C
325199 | 1002076 | 2023 | TODF (Thermal oxidizer, direct fired, no heat recovery) | HT-30 | Natural Gas (Weighted U.S. Average) | Methane | 0.83 | 0 | C
325199 | 1002076 | 2023 | TODF (Thermal oxidizer, direct fired, no heat recovery) | HT-30 | Natural Gas (Weighted U.S. Average) | Methane (Co2 eq) | 20.8 | 0 | C
325199 | 1002076 | 2023 | TODF (Thermal oxidizer, direct fired, no heat recovery) | HT-30 | Natural Gas (Weighted U.S. Average) | Nitrous Oxide | 0.083 | 0 | C
325199 | 1002076 | 2023 | TODF (Thermal oxidizer, direct fired, no heat recovery) | HT-30 | Natural Gas (Weighted U.S. Average) | Nitrous Oxide (Co2 eq) | 24.8 | 0 | C
325199 | 1002076 | 2023 | PRH (Process Heater) | HT-32 | Natural Gas (Weighted U.S. Average) | Carbon Dioxide Biogenic | 0 | 0 | C
325199 | 1002076 | 2023 | PRH (Process Heater) | HT-32 | Natural Gas (Weighted U.S. Average) | Carbon Dioxide Non-Biogenic | 976.9 | 0 | C
325199 | 1002076 | 2023 | PRH (Process Heater) | HT-32 | Natural Gas (Weighted U.S. Average) | Carbon Dioxide Total | 976.9 | 0 | C
325199 | 1002076 | 2023 | PRH (Process Heater) | HT-32 | Natural Gas (Weighted U.S. Average) | Methane | 0.02 | 0 | C
325199 | 1002076 | 2023 | PRH (Process Heater) | HT-32 | Natural Gas (Weighted U.S. Average) | Methane (Co2 eq) | 0.5 | 0 | C
325199 | 1002076 | 2023 | PRH (Process Heater) | HT-32 | Natural Gas (Weighted U.S. Average) | Nitrous Oxide | 0.002 | 0 | C
325199 | 1002076 | 2023 | PRH (Process Heater) | HT-32 | Natural Gas (Weighted U.S. Average) | Nitrous Oxide (Co2 eq) | 0.5 | 0 | C
325199 | 1002076 | 2023 | TODF (Thermal oxidizer, direct fired, no heat recovery) | HT-46 | Natural Gas (Weighted U.S. Average) | Carbon Dioxide Biogenic | 0 | 0 | C
325199 | 1002076 | 2023 | TODF (Thermal oxidizer, direct fired, no heat recovery) | HT-46 | Natural Gas (Weighted U.S. Average) | Carbon Dioxide Non-Biogenic | 22995 | 0 | C
325199 | 1002076 | 2023 | TODF (Thermal oxidizer, direct fired, no heat recovery) | HT-46 | Natural Gas (Weighted U.S. Average) | Carbon Dioxide Total | 22995 | 0 | C
325199 | 1002076 | 2023 | TODF (Thermal oxidizer, direct fired, no heat recovery) | HT-46 | Natural Gas (Weighted U.S. Average) | Methane | 0.43 | 0 | C
325199 | 1002076 | 2023 | TODF (Thermal oxidizer, direct fired, no heat recovery) | HT-46 | Natural Gas (Weighted U.S. Average) | Methane (Co2 eq) | 10.8 | 0 | C
325199 | 1002076 | 2023 | TODF (Thermal oxidizer, direct fired, no heat recovery) | HT-46 | Natural Gas (Weighted U.S. Average) | Nitrous Oxide | 0.043 | 0 | C
325199 | 1002076 | 2023 | TODF (Thermal oxidizer, direct fired, no heat recovery) | HT-46 | Natural Gas (Weighted U.S. Average) | Nitrous Oxide (Co2 eq) | 12.9 | 0 | C
325199 | 1002076 | 2023 | PRH (Process Heater) | HT-49 | Natural Gas (Weighted U.S. Average) | Carbon Dioxide Biogenic | 0 | 0 | C
325199 | 1002076 | 2023 | PRH (Process Heater) | HT-49 | Natural Gas (Weighted U.S. Average) | Carbon Dioxide Non-Biogenic | 235.8 | 0 | C
325199 | 1002076 | 2023 | PRH (Process Heater) | HT-49 | Natural Gas (Weighted U.S. Average) | Carbon Dioxide Total | 235.8 | 0 | C
325199 | 1002076 | 2023 | PRH (Process Heater) | HT-49 | Natural Gas (Weighted U.S. Average) | Methane | 0 | 0 | C
325199 | 1002076 | 2023 | PRH (Process Heater) | HT-49 | Natural Gas (Weighted U.S. Average) | Methane (Co2 eq) | 0.1 | 0 | C
325199 | 1002076 | 2023 | PRH (Process Heater) | HT-49 | Natural Gas (Weighted U.S. Average) | Nitrous Oxide | 0 | 0 | C
325199 | 1002076 | 2023 | PRH (Process Heater) | HT-49 | Natural Gas (Weighted U.S. Average) | Nitrous Oxide (Co2 eq) | 0.1 | 0 | C
325199 | 1002076 | 2023 | PRH (Process Heater) | HT-9 | Natural Gas (Weighted U.S. Average) | Carbon Dioxide Biogenic | 0 | 0 | C
325199 | 1002076 | 2023 | PRH (Process Heater) | HT-9 | Natural Gas (Weighted U.S. Average) | Carbon Dioxide Non-Biogenic | 949.1 | 0 | C
325199 | 1002076 | 2023 | PRH (Process Heater) | HT-9 | Natural Gas (Weighted U.S. Average) | Carbon Dioxide Total | 949.1 | 0 | C
325199 | 1002076 | 2023 | PRH (Process Heater) | HT-9 | Natural Gas (Weighted U.S. Average) | Methane | 0.02 | 0 | C
325199 | 1002076 | 2023 | PRH (Process Heater) | HT-9 | Natural Gas (Weighted U.S. Average) | Methane (Co2 eq) | 0.4 | 0 | C
325199 | 1002076 | 2023 | PRH (Process Heater) | HT-9 | Natural Gas (Weighted U.S. Average) | Nitrous Oxide | 0.002 | 0 | C
325199 | 1002076 | 2023 | PRH (Process Heater) | HT-9 | Natural Gas (Weighted U.S. Average) | Nitrous Oxide (Co2 eq) | 0.5 | 0 | C
325199 | 1002076 | 2023 | PRH (Process Heater) | N-12 | Natural Gas (Weighted U.S. Average) | Carbon Dioxide Biogenic | 0 | 0 | C
325199 | 1002076 | 2023 | PRH (Process Heater) | N-12 | Natural Gas (Weighted U.S. Average) | Carbon Dioxide Non-Biogenic | 3815.7 | 0 | C
325199 | 1002076 | 2023 | PRH (Process Heater) | N-12 | Natural Gas (Weighted U.S. Average) | Carbon Dioxide Total | 3815.7 | 0 | C
325199 | 1002076 | 2023 | PRH (Process Heater) | N-12 | Natural Gas (Weighted U.S. Average) | Methane | 0.07 | 0 | C
325199 | 1002076 | 2023 | PRH (Process Heater) | N-12 | Natural Gas (Weighted U.S. Average) | Methane (Co2 eq) | 1.8 | 0 | C
325199 | 1002076 | 2023 | PRH (Process Heater) | N-12 | Natural Gas (Weighted U.S. Average) | Nitrous Oxide | 0.007 | 0 | C
325199 | 1002076 | 2023 | PRH (Process Heater) | N-12 | Natural Gas (Weighted U.S. Average) | Nitrous Oxide (Co2 eq) | 2.1 | 0 | C
325199 | 1002076 | 2023 | PRH (Process Heater) | N-13 | Natural Gas (Weighted U.S. Average) | Carbon Dioxide Biogenic | 0 | 0 | C
325199 | 1002076 | 2023 | PRH (Process Heater) | N-13 | Natural Gas (Weighted U.S. Average) | Carbon Dioxide Non-Biogenic | 0 | 0 | C
325199 | 1002076 | 2023 | PRH (Process Heater) | N-13 | Natural Gas (Weighted U.S. Average) | Carbon Dioxide Total | 0 | 0 | C
325199 | 1002076 | 2023 | PRH (Process Heater) | N-13 | Natural Gas (Weighted U.S. Average) | Methane | 0 | 0 | C
325199 | 1002076 | 2023 | PRH (Process Heater) | N-13 | Natural Gas (Weighted U.S. Average) | Methane (Co2 eq) | 0 | 0 | C
325199 | 1002076 | 2023 | PRH (Process Heater) | N-13 | Natural Gas (Weighted U.S. Average) | Nitrous Oxide | 0 | 0 | C
325199 | 1002076 | 2023 | PRH (Process Heater) | N-13 | Natural Gas (Weighted U.S. Average) | Nitrous Oxide (Co2 eq) | 0 | 0 | C
325199 | 1002076 | 2023 | PRH (Process Heater) | N-14 | Natural Gas (Weighted U.S. Average) | Carbon Dioxide Biogenic | 0 | 0 | C
325199 | 1002076 | 2023 | PRH (Process Heater) | N-14 | Natural Gas (Weighted U.S. Average) | Carbon Dioxide Non-Biogenic | 6269.4 | 0 | C
325199 | 1002076 | 2023 | PRH (Process Heater) | N-14 | Natural Gas (Weighted U.S. Average) | Carbon Dioxide Total | 6269.4 | 0 | C
325199 | 1002076 | 2023 | PRH (Process Heater) | N-14 | Natural Gas (Weighted U.S. Average) | Methane | 0.12 | 0 | C
325199 | 1002076 | 2023 | PRH (Process Heater) | N-14 | Natural Gas (Weighted U.S. Average) | Methane (Co2 eq) | 3 | 0 | C
325199 | 1002076 | 2023 | PRH (Process Heater) | N-14 | Natural Gas (Weighted U.S. Average) | Nitrous Oxide | 0.012 | 0 | C
325199 | 1002076 | 2023 | PRH (Process Heater) | N-14 | Natural Gas (Weighted U.S. Average) | Nitrous Oxide (Co2 eq) | 3.5 | 0 | C
325199 | 1002076 | 2023 | PRH (Process Heater) | N-3 | Natural Gas (Weighted U.S. Average) | Carbon Dioxide Biogenic | 0 | 0 | C
325199 | 1002076 | 2023 | PRH (Process Heater) | N-3 | Natural Gas (Weighted U.S. Average) | Carbon Dioxide Non-Biogenic | 3804.9 | 0 | C
325199 | 1002076 | 2023 | PRH (Process Heater) | N-3 | Natural Gas (Weighted U.S. Average) | Carbon Dioxide Total | 3804.9 | 0 | C
325199 | 1002076 | 2023 | PRH (Process Heater) | N-3 | Natural Gas (Weighted U.S. Average) | Methane | 0.07 | 0 | C
325199 | 1002076 | 2023 | PRH (Process Heater) | N-3 | Natural Gas (Weighted U.S. Average) | Methane (Co2 eq) | 1.8 | 0 | C
325199 | 1002076 | 2023 | PRH (Process Heater) | N-3 | Natural Gas (Weighted U.S. Average) | Nitrous Oxide | 0.007 | 0 | C
325199 | 1002076 | 2023 | PRH (Process Heater) | N-3 | Natural Gas (Weighted U.S. Average) | Nitrous Oxide (Co2 eq) | 2.1 | 0 | C
325193 | 1002082 | 2023 |  | CP-1 | Natural Gas (Weighted U.S. Average) | Carbon Dioxide Biogenic | 0 | 1977181000 | C
325193 | 1002082 | 2023 |  | CP-1 | Natural Gas (Weighted U.S. Average) | Carbon Dioxide Non-Biogenic | 111200.5 | 1977181000 | C
325193 | 1002082 | 2023 |  | CP-1 | Natural Gas (Weighted U.S. Average) | Carbon Dioxide Total | 111200.5 | 1977181000 | C
325193 | 1002082 | 2023 |  | CP-1 | Natural Gas (Weighted U.S. Average) | Methane | 2.1 | 1977181000 | C
325193 | 1002082 | 2023 |  | CP-1 | Natural Gas (Weighted U.S. Average) | Methane (Co2 eq) | 52.4 | 1977181000 | C
325193 | 1002082 | 2023 |  | CP-1 | Natural Gas (Weighted U.S. Average) | Nitrous Oxide | 0.21 | 1977181000 | C
325193 | 1002082 | 2023 |  | CP-1 | Natural Gas (Weighted U.S. Average) | Nitrous Oxide (Co2 eq) | 62.5 | 1977181000 | C
325193 | 1002082 | 2023 |  | CP-Biogas | Other Biomass Gases | Carbon Dioxide Biogenic | 109.1 | 3598969 | C
325193 | 1002082 | 2023 |  | CP-Biogas | Other Biomass Gases | Carbon Dioxide Non-Biogenic | 0 | 3598969 | C
325193 | 1002082 | 2023 |  | CP-Biogas | Other Biomass Gases | Carbon Dioxide Total | 109.1 | 3598969 | C
325193 | 1002082 | 2023 |  | CP-Biogas | Other Biomass Gases | Methane | 0.01 | 3598969 | C
325193 | 1002082 | 2023 |  | CP-Biogas | Other Biomass Gases | Methane (Co2 eq) | 0.2 | 3598969 | C
325193 | 1002082 | 2023 |  | CP-Biogas | Other Biomass Gases | Nitrous Oxide | 0.001 | 3598969 | C
325193 | 1002082 | 2023 |  | CP-Biogas | Other Biomass Gases | Nitrous Oxide (Co2 eq) | 0.4 | 3598969 | C
325193 | 1002083 | 2023 | OB (Boiler, other) | Boiler | Natural Gas (Weighted U.S. Average) | Carbon Dioxide Biogenic | 0 | 999150782 | C
325193 | 1002083 | 2023 | OB (Boiler, other) | Boiler | Natural Gas (Weighted U.S. Average) | Carbon Dioxide Non-Biogenic | 54393.3 | 999150782 | C
325193 | 1002083 | 2023 | OB (Boiler, other) | Boiler | Natural Gas (Weighted U.S. Average) | Carbon Dioxide Total | 54393.3 | 999150782 | C
325193 | 1002083 | 2023 | OB (Boiler, other) | Boiler | Natural Gas (Weighted U.S. Average) | Methane | 1.03 | 999150782 | C
325193 | 1002083 | 2023 | OB (Boiler, other) | Boiler | Natural Gas (Weighted U.S. Average) | Methane (Co2 eq) | 25.6 | 999150782 | C
325193 | 1002083 | 2023 | OB (Boiler, other) | Boiler | Natural Gas (Weighted U.S. Average) | Nitrous Oxide | 0.103 | 999150782 | C
325193 | 1002083 | 2023 | OB (Boiler, other) | Boiler | Natural Gas (Weighted U.S. Average) | Nitrous Oxide (Co2 eq) | 30.5 | 999150782 | C
322130 | 1002098 | 2023 |  | CP-1 | Natural Gas (Weighted U.S. Average) | Carbon Dioxide Biogenic | 0 | 0 | C
322130 | 1002098 | 2023 |  | CP-1 | Natural Gas (Weighted U.S. Average) | Carbon Dioxide Non-Biogenic | 11645 | 0 | C
322130 | 1002098 | 2023 |  | CP-1 | Natural Gas (Weighted U.S. Average) | Carbon Dioxide Total | 11645 | 0 | C
322130 | 1002098 | 2023 |  | CP-1 | Natural Gas (Weighted U.S. Average) | Methane | 0.22 | 0 | C
322130 | 1002098 | 2023 |  | CP-1 | Natural Gas (Weighted U.S. Average) | Methane (Co2 eq) | 5.5 | 0 | C
322130 | 1002098 | 2023 |  | CP-1 | Natural Gas (Weighted U.S. Average) | Nitrous Oxide | 0.022 | 0 | C
322130 | 1002098 | 2023 |  | CP-1 | Natural Gas (Weighted U.S. Average) | Nitrous Oxide (Co2 eq) | 6.5 | 0 | C
322130 | 1002098 | 2023 | Chemical Recovery Furnace | Unit 1 (#2 Recovery Boiler SN-05A) |  | Carbon Dioxide Biogenic (Spent Liquor) | 384789.9 |  | AA | [9 empty] | 50 | 1975 | ALSTOM | 2 |  |  |  | 710 | 615
322130 | 1002098 | 2023 | Chemical Recovery Furnace | Unit 1 (#2 Recovery Boiler SN-05A) |  | Carbon Dioxide Non-Biogenic | 3653.6 |  | AA | [9 empty] | 50 | 1975 | ALSTOM | 2 |  |  |  | 710 | 615
322130 | 1002098 | 2023 | Chemical Recovery Furnace | Unit 1 (#2 Recovery Boiler SN-05A) |  | Methane | 0.07 |  | AA | [9 empty] | 50 | 1975 | ALSTOM | 2 |  |  |  | 710 | 615
322130 | 1002098 | 2023 | Chemical Recovery Furnace | Unit 1 (#2 Recovery Boiler SN-05A) |  | Methane Spent Liquor | 7.74 |  | AA | [9 empty] | 50 | 1975 | ALSTOM | 2 |  |  |  | 710 | 615
322130 | 1002098 | 2023 | Chemical Recovery Furnace | Unit 1 (#2 Recovery Boiler SN-05A) |  | Nitrous Oxide | 0.007 |  | AA | [9 empty] | 50 | 1975 | ALSTOM | 2 |  |  |  | 710 | 615
322130 | 1002098 | 2023 | Chemical Recovery Furnace | Unit 1 (#2 Recovery Boiler SN-05A) |  | Nitrous Oxide Spent Liquor | 1.712 |  | AA | [9 empty] | 50 | 1975 | ALSTOM | 2 |  |  |  | 710 | 615
322130 | 1002098 | 2023 | Pulp Mill Lime Kiln | Unit 2 (#2 Lime Kiln SN-08) |  | Carbon Dioxide Biogenic (Spent Liquor) | 0 |  | AA
322130 | 1002098 | 2023 | Pulp Mill Lime Kiln | Unit 2 (#2 Lime Kiln SN-08) |  | Carbon Dioxide Non-Biogenic | 18086.4 |  | AA
322130 | 1002098 | 2023 | Pulp Mill Lime Kiln | Unit 2 (#2 Lime Kiln SN-08) |  | Methane | 0.92 |  | AA
322130 | 1002098 | 2023 | Pulp Mill Lime Kiln | Unit 2 (#2 Lime Kiln SN-08) |  | Methane Spent Liquor | 0 |  | AA
322130 | 1002098 | 2023 | Pulp Mill Lime Kiln | Unit 2 (#2 Lime Kiln SN-08) |  | Nitrous Oxide | 0 |  | AA
322130 | 1002098 | 2023 | Pulp Mill Lime Kiln | Unit 2 (#2 Lime Kiln SN-08) |  | Nitrous Oxide Spent Liquor | 0 |  | AA
322130 | 1002098 | 2023 | S (Stoker Boiler) | Unit 2 (#3 Wood Waste Boiler SN-04) | Natural Gas (Weighted U.S. Average) | Carbon Dioxide Biogenic | 0 | 0 | C
322130 | 1002098 | 2023 | S (Stoker Boiler) | Unit 2 (#3 Wood Waste Boiler SN-04) | Natural Gas (Weighted U.S. Average) | Carbon Dioxide Non-Biogenic | 5498 | 0 | C
322130 | 1002098 | 2023 | S (Stoker Boiler) | Unit 2 (#3 Wood Waste Boiler SN-04) | Natural Gas (Weighted U.S. Average) | Carbon Dioxide Total | 5498 | 0 | C
322130 | 1002098 | 2023 | S (Stoker Boiler) | Unit 2 (#3 Wood Waste Boiler SN-04) | Natural Gas (Weighted U.S. Average) | Methane | 0.1 | 0 | C
322130 | 1002098 | 2023 | S (Stoker Boiler) | Unit 2 (#3 Wood Waste Boiler SN-04) | Natural Gas (Weighted U.S. Average) | Methane (Co2 eq) | 2.6 | 0 | C
322130 | 1002098 | 2023 | S (Stoker Boiler) | Unit 2 (#3 Wood Waste Boiler SN-04) | Natural Gas (Weighted U.S. Average) | Nitrous Oxide | 0.01 | 0 | C
322130 | 1002098 | 2023 | S (Stoker Boiler) | Unit 2 (#3 Wood Waste Boiler SN-04) | Natural Gas (Weighted U.S. Average) | Nitrous Oxide (Co2 eq) | 3.1 | 0 | C
322130 | 1002098 | 2023 | S (Stoker Boiler) | Unit 2 (#3 Wood Waste Boiler SN-04) | Wood and Wood Residuals (dry basis) | Carbon Dioxide Biogenic | 162001 | 0 | C
322130 | 1002098 | 2023 | S (Stoker Boiler) | Unit 2 (#3 Wood Waste Boiler SN-04) | Wood and Wood Residuals (dry basis) | Carbon Dioxide Non-Biogenic | 0 | 0 | C
322130 | 1002098 | 2023 | S (Stoker Boiler) | Unit 2 (#3 Wood Waste Boiler SN-04) | Wood and Wood Residuals (dry basis) | Carbon Dioxide Total | 162001 | 0 | C
322130 | 1002098 | 2023 | S (Stoker Boiler) | Unit 2 (#3 Wood Waste Boiler SN-04) | Wood and Wood Residuals (dry basis) | Methane | 12.44 | 0 | C
322130 | 1002098 | 2023 | S (Stoker Boiler) | Unit 2 (#3 Wood Waste Boiler SN-04) | Wood and Wood Residuals (dry basis) | Methane (Co2 eq) | 310.9 | 0 | C
322130 | 1002098 | 2023 | S (Stoker Boiler) | Unit 2 (#3 Wood Waste Boiler SN-04) | Wood and Wood Residuals (dry basis) | Nitrous Oxide | 6.218 | 0 | C
322130 | 1002098 | 2023 | S (Stoker Boiler) | Unit 2 (#3 Wood Waste Boiler SN-04) | Wood and Wood Residuals (dry basis) | Nitrous Oxide (Co2 eq) | 1852.8 | 0 | C
322130 | 1002098 | 2023 | OB (Boiler, other) | Unit 3 (#2 Package Boiler SN-15) | Natural Gas (Weighted U.S. Average) | Carbon Dioxide Biogenic | 0 | 0 | C
322130 | 1002098 | 2023 | OB (Boiler, other) | Unit 3 (#2 Package Boiler SN-15) | Natural Gas (Weighted U.S. Average) | Carbon Dioxide Non-Biogenic | 6002.5 | 0 | C
322130 | 1002098 | 2023 | OB (Boiler, other) | Unit 3 (#2 Package Boiler SN-15) | Natural Gas (Weighted U.S. Average) | Carbon Dioxide Total | 6002.5 | 0 | C
322130 | 1002098 | 2023 | OB (Boiler, other) | Unit 3 (#2 Package Boiler SN-15) | Natural Gas (Weighted U.S. Average) | Methane | 0.11 | 0 | C
322130 | 1002098 | 2023 | OB (Boiler, other) | Unit 3 (#2 Package Boiler SN-15) | Natural Gas (Weighted U.S. Average) | Methane (Co2 eq) | 2.8 | 0 | C
322130 | 1002098 | 2023 | OB (Boiler, other) | Unit 3 (#2 Package Boiler SN-15) | Natural Gas (Weighted U.S. Average) | Nitrous Oxide | 0.011 | 0 | C
322130 | 1002098 | 2023 | OB (Boiler, other) | Unit 3 (#2 Package Boiler SN-15) | Natural Gas (Weighted U.S. Average) | Nitrous Oxide (Co2 eq) | 3.4 | 0 | C
322130 | 1002098 | 2023 | OB (Boiler, other) | Unit 4 (#4 Package Boiler SN-46) | Natural Gas (Weighted U.S. Average) | Carbon Dioxide Biogenic | 0 | 0 | C
322130 | 1002098 | 2023 | OB (Boiler, other) | Unit 4 (#4 Package Boiler SN-46) | Natural Gas (Weighted U.S. Average) | Carbon Dioxide Non-Biogenic | 35588.5 | 0 | C
322130 | 1002098 | 2023 | OB (Boiler, other) | Unit 4 (#4 Package Boiler SN-46) | Natural Gas (Weighted U.S. Average) | Carbon Dioxide Total | 35588.5 | 0 | C
322130 | 1002098 | 2023 | OB (Boiler, other) | Unit 4 (#4 Package Boiler SN-46) | Natural Gas (Weighted U.S. Average) | Methane | 0.67 | 0 | C
322130 | 1002098 | 2023 | OB (Boiler, other) | Unit 4 (#4 Package Boiler SN-46) | Natural Gas (Weighted U.S. Average) | Methane (Co2 eq) | 16.8 | 0 | C
322130 | 1002098 | 2023 | OB (Boiler, other) | Unit 4 (#4 Package Boiler SN-46) | Natural Gas (Weighted U.S. Average) | Nitrous Oxide | 0.067 | 0 | C
322130 | 1002098 | 2023 | OB (Boiler, other) | Unit 4 (#4 Package Boiler SN-46) | Natural Gas (Weighted U.S. Average) | Nitrous Oxide (Co2 eq) | 20 | 0 | C
322120 | 1002111 | 2023 | OB (Boiler, other) | Boiler 08 Natural Gas | Natural Gas (Weighted U.S. Average) | Carbon Dioxide Biogenic | 0 | 0 | C
322120 | 1002111 | 2023 | OB (Boiler, other) | Boiler 08 Natural Gas | Natural Gas (Weighted U.S. Average) | Carbon Dioxide Non-Biogenic | 53453.2 | 0 | C
322120 | 1002111 | 2023 | OB (Boiler, other) | Boiler 08 Natural Gas | Natural Gas (Weighted U.S. Average) | Carbon Dioxide Total | 53453.2 | 0 | C
322120 | 1002111 | 2023 | OB (Boiler, other) | Boiler 08 Natural Gas | Natural Gas (Weighted U.S. Average) | Methane | 1.01 | 0 | C
322120 | 1002111 | 2023 | OB (Boiler, other) | Boiler 08 Natural Gas | Natural Gas (Weighted U.S. Average) | Methane (Co2 eq) | 25.2 | 0 | C
322120 | 1002111 | 2023 | OB (Boiler, other) | Boiler 08 Natural Gas | Natural Gas (Weighted U.S. Average) | Nitrous Oxide | 0.101 | 0 | C
322120 | 1002111 | 2023 | OB (Boiler, other) | Boiler 08 Natural Gas | Natural Gas (Weighted U.S. Average) | Nitrous Oxide (Co2 eq) | 30 | 0 | C
322120 | 1002111 | 2023 | OB (Boiler, other) | Boiler 7 Natural Gas | Natural Gas (Weighted U.S. Average) | Carbon Dioxide Biogenic | 0 | 0 | C
322120 | 1002111 | 2023 | OB (Boiler, other) | Boiler 7 Natural Gas | Natural Gas (Weighted U.S. Average) | Carbon Dioxide Non-Biogenic | 18139.4 | 0 | C
322120 | 1002111 | 2023 | OB (Boiler, other) | Boiler 7 Natural Gas | Natural Gas (Weighted U.S. Average) | Carbon Dioxide Total | 18139.4 | 0 | C
322120 | 1002111 | 2023 | OB (Boiler, other) | Boiler 7 Natural Gas | Natural Gas (Weighted U.S. Average) | Methane | 0.34 | 0 | C
322120 | 1002111 | 2023 | OB (Boiler, other) | Boiler 7 Natural Gas | Natural Gas (Weighted U.S. Average) | Methane (Co2 eq) | 8.5 | 0 | C
322120 | 1002111 | 2023 | OB (Boiler, other) | Boiler 7 Natural Gas | Natural Gas (Weighted U.S. Average) | Nitrous Oxide | 0.034 | 0 | C
322120 | 1002111 | 2023 | OB (Boiler, other) | Boiler 7 Natural Gas | Natural Gas (Weighted U.S. Average) | Nitrous Oxide (Co2 eq) | 10.2 | 0 | C
322120 | 1002111 | 2023 |  | CP-Papermaking NG Meter 904458 | Natural Gas (Weighted U.S. Average) | Carbon Dioxide Biogenic | 0 | 0 | C
322120 | 1002111 | 2023 |  | CP-Papermaking NG Meter 904458 | Natural Gas (Weighted U.S. Average) | Carbon Dioxide Non-Biogenic | 119491.4 | 0 | C
322120 | 1002111 | 2023 |  | CP-Papermaking NG Meter 904458 | Natural Gas (Weighted U.S. Average) | Carbon Dioxide Total | 119491.4 | 0 | C
322120 | 1002111 | 2023 |  | CP-Papermaking NG Meter 904458 | Natural Gas (Weighted U.S. Average) | Methane | 2.25 | 0 | C
322120 | 1002111 | 2023 |  | CP-Papermaking NG Meter 904458 | Natural Gas (Weighted U.S. Average) | Methane (Co2 eq) | 56.3 | 0 | C
322120 | 1002111 | 2023 |  | CP-Papermaking NG Meter 904458 | Natural Gas (Weighted U.S. Average) | Nitrous Oxide | 0.225 | 0 | C
322120 | 1002111 | 2023 |  | CP-Papermaking NG Meter 904458 | Natural Gas (Weighted U.S. Average) | Nitrous Oxide (Co2 eq) | 67.1 | 0 | C
322130 | 1002113 | 2023 |  | GP-Misc. Nat Gas Consumers | Natural Gas (Weighted U.S. Average) | Carbon Dioxide Biogenic | 0 | 0 | C
322130 | 1002113 | 2023 |  | GP-Misc. Nat Gas Consumers | Natural Gas (Weighted U.S. Average) | Carbon Dioxide Non-Biogenic | 0 | 0 | C
322130 | 1002113 | 2023 |  | GP-Misc. Nat Gas Consumers | Natural Gas (Weighted U.S. Average) | Carbon Dioxide Total | 0 | 0 | C
322130 | 1002113 | 2023 |  | GP-Misc. Nat Gas Consumers | Natural Gas (Weighted U.S. Average) | Methane | 0 | 0 | C
322130 | 1002113 | 2023 |  | GP-Misc. Nat Gas Consumers | Natural Gas (Weighted U.S. Average) | Methane (Co2 eq) | 0 | 0 | C
322130 | 1002113 | 2023 |  | GP-Misc. Nat Gas Consumers | Natural Gas (Weighted U.S. Average) | Nitrous Oxide | 0 | 0 | C
322130 | 1002113 | 2023 |  | GP-Misc. Nat Gas Consumers | Natural Gas (Weighted U.S. Average) | Nitrous Oxide (Co2 eq) | 0 | 0 | C
322130 | 1002113 | 2023 | Pulp Mill Lime Kiln | LK1 |  | Carbon Dioxide Biogenic (Spent Liquor) | 0 |  | AA
322130 | 1002113 | 2023 | Pulp Mill Lime Kiln | LK1 |  | Carbon Dioxide Non-Biogenic | 40801 |  | AA
322130 | 1002113 | 2023 | Pulp Mill Lime Kiln | LK1 |  | Methane | 1.77 |  | AA
322130 | 1002113 | 2023 | Pulp Mill Lime Kiln | LK1 |  | Methane Spent Liquor | 0 |  | AA
322130 | 1002113 | 2023 | Pulp Mill Lime Kiln | LK1 |  | Nitrous Oxide | 0 |  | AA
322130 | 1002113 | 2023 | Pulp Mill Lime Kiln | LK1 |  | Nitrous Oxide Spent Liquor | 0 |  | AA
322130 | 1002113 | 2023 | ICI (Incinerator, commercial and industrial) | NCG Incinerator | Natural Gas (Weighted U.S. Average) | Carbon Dioxide Biogenic | 0 | 0 | C
322130 | 1002113 | 2023 | ICI (Incinerator, commercial and industrial) | NCG Incinerator | Natural Gas (Weighted U.S. Average) | Carbon Dioxide Non-Biogenic | 2318.7 | 0 | C
322130 | 1002113 | 2023 | ICI (Incinerator, commercial and industrial) | NCG Incinerator | Natural Gas (Weighted U.S. Average) | Carbon Dioxide Total | 2318.7 | 0 | C
322130 | 1002113 | 2023 | ICI (Incinerator, commercial and industrial) | NCG Incinerator | Natural Gas (Weighted U.S. Average) | Methane | 0.04 | 0 | C
322130 | 1002113 | 2023 | ICI (Incinerator, commercial and industrial) | NCG Incinerator | Natural Gas (Weighted U.S. Average) | Methane (Co2 eq) | 1.1 | 0 | C
322130 | 1002113 | 2023 | ICI (Incinerator, commercial and industrial) | NCG Incinerator | Natural Gas (Weighted U.S. Average) | Nitrous Oxide | 0.004 | 0 | C
322130 | 1002113 | 2023 | ICI (Incinerator, commercial and industrial) | NCG Incinerator | Natural Gas (Weighted U.S. Average) | Nitrous Oxide (Co2 eq) | 1.3 | 0 | C
322130 | 1002113 | 2023 | OB (Boiler, other) | PB1 | Natural Gas (Weighted U.S. Average) | Carbon Dioxide Biogenic | 0 | 0 | C
322130 | 1002113 | 2023 | OB (Boiler, other) | PB1 | Natural Gas (Weighted U.S. Average) | Carbon Dioxide Non-Biogenic | 71968.3 | 0 | C
322130 | 1002113 | 2023 | OB (Boiler, other) | PB1 | Natural Gas (Weighted U.S. Average) | Carbon Dioxide Total | 71968.3 | 0 | C
322130 | 1002113 | 2023 | OB (Boiler, other) | PB1 | Natural Gas (Weighted U.S. Average) | Methane | 1.36 | 0 | C
322130 | 1002113 | 2023 | OB (Boiler, other) | PB1 | Natural Gas (Weighted U.S. Average) | Methane (Co2 eq) | 33.9 | 0 | C
322130 | 1002113 | 2023 | OB (Boiler, other) | PB1 | Natural Gas (Weighted U.S. Average) | Nitrous Oxide | 0.136 | 0 | C
322130 | 1002113 | 2023 | OB (Boiler, other) | PB1 | Natural Gas (Weighted U.S. Average) | Nitrous Oxide (Co2 eq) | 40.4 | 0 | C
322130 | 1002113 | 2023 | OB (Boiler, other) | PB1 | Wood and Wood Residuals (dry basis) | Carbon Dioxide Biogenic | 146752.2 | 0 | C
322130 | 1002113 | 2023 | OB (Boiler, other) | PB1 | Wood and Wood Residuals (dry basis) | Carbon Dioxide Non-Biogenic | 0 | 0 | C
322130 | 1002113 | 2023 | OB (Boiler, other) | PB1 | Wood and Wood Residuals (dry basis) | Carbon Dioxide Total | 146752.2 | 0 | C
322130 | 1002113 | 2023 | OB (Boiler, other) | PB1 | Wood and Wood Residuals (dry basis) | Methane | 11.26 | 0 | C
322130 | 1002113 | 2023 | OB (Boiler, other) | PB1 | Wood and Wood Residuals (dry basis) | Methane (Co2 eq) | 281.6 | 0 | C
322130 | 1002113 | 2023 | OB (Boiler, other) | PB1 | Wood and Wood Residuals (dry basis) | Nitrous Oxide | 5.632 | 0 | C
322130 | 1002113 | 2023 | OB (Boiler, other) | PB1 | Wood and Wood Residuals (dry basis) | Nitrous Oxide (Co2 eq) | 1678.4 | 0 | C
322130 | 1002113 | 2023 | OB (Boiler, other) | PB2 | Bituminous | Carbon Dioxide Biogenic | 0 | 0 | C
322130 | 1002113 | 2023 | OB (Boiler, other) | PB2 | Bituminous | Carbon Dioxide Non-Biogenic | 0 | 0 | C
322130 | 1002113 | 2023 | OB (Boiler, other) | PB2 | Bituminous | Carbon Dioxide Total | 0 | 0 | C
322130 | 1002113 | 2023 | OB (Boiler, other) | PB2 | Bituminous | Methane | 0 | 0 | C
322130 | 1002113 | 2023 | OB (Boiler, other) | PB2 | Bituminous | Methane (Co2 eq) | 0 | 0 | C
322130 | 1002113 | 2023 | OB (Boiler, other) | PB2 | Bituminous | Nitrous Oxide | 0 | 0 | C
322130 | 1002113 | 2023 | OB (Boiler, other) | PB2 | Bituminous | Nitrous Oxide (Co2 eq) | 0 | 0 | C
322130 | 1002113 | 2023 | OB (Boiler, other) | PB2 | Natural Gas (Weighted U.S. Average) | Carbon Dioxide Biogenic | 0 | 0 | C
322130 | 1002113 | 2023 | OB (Boiler, other) | PB2 | Natural Gas (Weighted U.S. Average) | Carbon Dioxide Non-Biogenic | 0 | 0 | C
322130 | 1002113 | 2023 | OB (Boiler, other) | PB2 | Natural Gas (Weighted U.S. Average) | Carbon Dioxide Total | 0 | 0 | C
322130 | 1002113 | 2023 | OB (Boiler, other) | PB2 | Natural Gas (Weighted U.S. Average) | Methane | 1.1 | 0 | C
322130 | 1002113 | 2023 | OB (Boiler, other) | PB2 | Natural Gas (Weighted U.S. Average) | Methane (Co2 eq) | 27.4 | 0 | C
322130 | 1002113 | 2023 | OB (Boiler, other) | PB2 | Natural Gas (Weighted U.S. Average) | Nitrous Oxide | 0.11 | 0 | C
322130 | 1002113 | 2023 | OB (Boiler, other) | PB2 | Natural Gas (Weighted U.S. Average) | Nitrous Oxide (Co2 eq) | 32.7 | 0 | C
322130 | 1002113 | 2023 | OB (Boiler, other) | PB2 | Wood and Wood Residuals (dry basis) | Carbon Dioxide Biogenic | 0 | 0 | C
322130 | 1002113 | 2023 | OB (Boiler, other) | PB2 | Wood and Wood Residuals (dry basis) | Carbon Dioxide Non-Biogenic | 0 | 0 | C
322130 | 1002113 | 2023 | OB (Boiler, other) | PB2 | Wood and Wood Residuals (dry basis) | Carbon Dioxide Total | 0 | 0 | C
322130 | 1002113 | 2023 | OB (Boiler, other) | PB2 | Wood and Wood Residuals (dry basis) | Methane | 32.71 | 0 | C
322130 | 1002113 | 2023 | OB (Boiler, other) | PB2 | Wood and Wood Residuals (dry basis) | Methane (Co2 eq) | 817.7 | 0 | C
322130 | 1002113 | 2023 | OB (Boiler, other) | PB2 | Wood and Wood Residuals (dry basis) | Nitrous Oxide | 16.355 | 0 | C
322130 | 1002113 | 2023 | OB (Boiler, other) | PB2 | Wood and Wood Residuals (dry basis) | Nitrous Oxide (Co2 eq) | 4873.7 | 0 | C
322130 | 1002113 | 2023 | Chemical Recovery Furnace | RB1 |  | Carbon Dioxide Biogenic (Spent Liquor) | 1416755.8 |  | AA | [9 empty] | 43 | 1982 | B&W | 3.99 |  | 2 | SR | 1700 | 1500 | 850
322130 | 1002113 | 2023 | Chemical Recovery Furnace | RB1 |  | Carbon Dioxide Non-Biogenic | 18668.8 |  | AA | [9 empty] | 43 | 1982 | B&W | 3.99 |  | 2 | SR | 1700 | 1500 | 850
322130 | 1002113 | 2023 | Chemical Recovery Furnace | RB1 |  | Methane | 0.44 |  | AA | [9 empty] | 43 | 1982 | B&W | 3.99 |  | 2 | SR | 1700 | 1500 | 850
322130 | 1002113 | 2023 | Chemical Recovery Furnace | RB1 |  | Methane Spent Liquor | 28.58 |  | AA | [9 empty] | 43 | 1982 | B&W | 3.99 |  | 2 | SR | 1700 | 1500 | 850
322130 | 1002113 | 2023 | Chemical Recovery Furnace | RB1 |  | Nitrous Oxide | 0.06 |  | AA | [9 empty] | 43 | 1982 | B&W | 3.99 |  | 2 | SR | 1700 | 1500 | 850
322130 | 1002113 | 2023 | Chemical Recovery Furnace | RB1 |  | Nitrous Oxide Spent Liquor | 6.318 |  | AA | [9 empty] | 43 | 1982 | B&W | 3.99 |  | 2 | SR | 1700 | 1500 | 850
325120 | 1002119 | 2023 |  | GP-2 | Natural Gas (Weighted U.S. Average) | Carbon Dioxide Biogenic | 0 | 0 | C
325120 | 1002119 | 2023 |  | GP-2 | Natural Gas (Weighted U.S. Average) | Carbon Dioxide Non-Biogenic | 4995.2 | 0 | C
325120 | 1002119 | 2023 |  | GP-2 | Natural Gas (Weighted U.S. Average) | Carbon Dioxide Total | 4995.2 | 0 | C
325120 | 1002119 | 2023 |  | GP-2 | Natural Gas (Weighted U.S. Average) | Methane | 0.09 | 0 | C
325120 | 1002119 | 2023 |  | GP-2 | Natural Gas (Weighted U.S. Average) | Methane (Co2 eq) | 2.4 | 0 | C
325120 | 1002119 | 2023 |  | GP-2 | Natural Gas (Weighted U.S. Average) | Nitrous Oxide | 0.009 | 0 | C
325120 | 1002119 | 2023 |  | GP-2 | Natural Gas (Weighted U.S. Average) | Nitrous Oxide (Co2 eq) | 2.8 | 0 | C
325120 | 1002120 | 2023 |  | GP-2 | Natural Gas (Weighted U.S. Average) | Carbon Dioxide Biogenic | 0 | 0 | C
325120 | 1002120 | 2023 |  | GP-2 | Natural Gas (Weighted U.S. Average) | Carbon Dioxide Non-Biogenic | 2310.1 | 0 | C
325120 | 1002120 | 2023 |  | GP-2 | Natural Gas (Weighted U.S. Average) | Carbon Dioxide Total | 2310.1 | 0 | C
325120 | 1002120 | 2023 |  | GP-2 | Natural Gas (Weighted U.S. Average) | Methane | 0.04 | 0 | C
325120 | 1002120 | 2023 |  | GP-2 | Natural Gas (Weighted U.S. Average) | Methane (Co2 eq) | 1.1 | 0 | C
325120 | 1002120 | 2023 |  | GP-2 | Natural Gas (Weighted U.S. Average) | Nitrous Oxide | 0.004 | 0 | C
325120 | 1002120 | 2023 |  | GP-2 | Natural Gas (Weighted U.S. Average) | Nitrous Oxide (Co2 eq) | 1.3 | 0 | C
325193 | 1002124 | 2023 |  | GP-Natural Gas | Natural Gas (Weighted U.S. Average) | Carbon Dioxide Biogenic | 0 | 0 | C
325193 | 1002124 | 2023 |  | GP-Natural Gas | Natural Gas (Weighted U.S. Average) | Carbon Dioxide Non-Biogenic | 109201.4 | 0 | C
325193 | 1002124 | 2023 |  | GP-Natural Gas | Natural Gas (Weighted U.S. Average) | Carbon Dioxide Total | 109201.4 | 0 | C
325193 | 1002124 | 2023 |  | GP-Natural Gas | Natural Gas (Weighted U.S. Average) | Methane | 2.06 | 0 | C
325193 | 1002124 | 2023 |  | GP-Natural Gas | Natural Gas (Weighted U.S. Average) | Methane (Co2 eq) | 51.5 | 0 | C
325193 | 1002124 | 2023 |  | GP-Natural Gas | Natural Gas (Weighted U.S. Average) | Nitrous Oxide | 0.206 | 0 | C
325193 | 1002124 | 2023 |  | GP-Natural Gas | Natural Gas (Weighted U.S. Average) | Nitrous Oxide (Co2 eq) | 61.3 | 0 | C
325193 | 1002138 | 2023 |  | CP-01 | Natural Gas (Weighted U.S. Average) | Carbon Dioxide Biogenic | 0 | 0 | C
325193 | 1002138 | 2023 |  | CP-01 | Natural Gas (Weighted U.S. Average) | Carbon Dioxide Non-Biogenic | 87054.6 | 0 | C
325193 | 1002138 | 2023 |  | CP-01 | Natural Gas (Weighted U.S. Average) | Carbon Dioxide Total | 87054.6 | 0 | C
325193 | 1002138 | 2023 |  | CP-01 | Natural Gas (Weighted U.S. Average) | Methane | 1.64 | 0 | C
325193 | 1002138 | 2023 |  | CP-01 | Natural Gas (Weighted U.S. Average) | Methane (Co2 eq) | 41 | 0 | C
325193 | 1002138 | 2023 |  | CP-01 | Natural Gas (Weighted U.S. Average) | Nitrous Oxide | 0.164 | 0 | C
325193 | 1002138 | 2023 |  | CP-01 | Natural Gas (Weighted U.S. Average) | Nitrous Oxide (Co2 eq) | 48.9 | 0 | C
325110 | 1002146 | 2023 | OB (Boiler, other) | B6100 | Fuel Gas | Carbon Dioxide Biogenic | 0 | 0 | C
325110 | 1002146 | 2023 | OB (Boiler, other) | B6100 | Fuel Gas | Carbon Dioxide Non-Biogenic | 79865.9 | 0 | C
325110 | 1002146 | 2023 | OB (Boiler, other) | B6100 | Fuel Gas | Carbon Dioxide Total | 79865.9 | 0 | C
325110 | 1002146 | 2023 | OB (Boiler, other) | B6100 | Fuel Gas | Methane | 5.66 | 0 | C
325110 | 1002146 | 2023 | OB (Boiler, other) | B6100 | Fuel Gas | Methane (Co2 eq) | 141.5 | 0 | C
325110 | 1002146 | 2023 | OB (Boiler, other) | B6100 | Fuel Gas | Nitrous Oxide | 1.132 | 0 | C
325110 | 1002146 | 2023 | OB (Boiler, other) | B6100 | Fuel Gas | Nitrous Oxide (Co2 eq) | 337.4 | 0 | C
325110 | 1002146 | 2023 | OB (Boiler, other) | B6200 | Fuel Gas | Carbon Dioxide Biogenic | 0 | 0 | C
325110 | 1002146 | 2023 | OB (Boiler, other) | B6200 | Fuel Gas | Carbon Dioxide Non-Biogenic | 80265.1 | 0 | C
325110 | 1002146 | 2023 | OB (Boiler, other) | B6200 | Fuel Gas | Carbon Dioxide Total | 80265.1 | 0 | C
325110 | 1002146 | 2023 | OB (Boiler, other) | B6200 | Fuel Gas | Methane | 5.69 | 0 | C
325110 | 1002146 | 2023 | OB (Boiler, other) | B6200 | Fuel Gas | Methane (Co2 eq) | 142.2 | 0 | C
325110 | 1002146 | 2023 | OB (Boiler, other) | B6200 | Fuel Gas | Nitrous Oxide | 1.138 | 0 | C
325110 | 1002146 | 2023 | OB (Boiler, other) | B6200 | Fuel Gas | Nitrous Oxide (Co2 eq) | 339.1 | 0 | C
325110 | 1002146 | 2023 | OB (Boiler, other) | B6300 | Fuel Gas | Carbon Dioxide Biogenic | 0 | 0 | C
325110 | 1002146 | 2023 | OB (Boiler, other) | B6300 | Fuel Gas | Carbon Dioxide Non-Biogenic | 146358.6 | 0 | C
325110 | 1002146 | 2023 | OB (Boiler, other) | B6300 | Fuel Gas | Carbon Dioxide Total | 146358.6 | 0 | C
325110 | 1002146 | 2023 | OB (Boiler, other) | B6300 | Fuel Gas | Methane | 10.38 | 0 | C
325110 | 1002146 | 2023 | OB (Boiler, other) | B6300 | Fuel Gas | Methane (Co2 eq) | 259.4 | 0 | C
325110 | 1002146 | 2023 | OB (Boiler, other) | B6300 | Fuel Gas | Nitrous Oxide | 2.075 | 0 | C
325110 | 1002146 | 2023 | OB (Boiler, other) | B6300 | Fuel Gas | Nitrous Oxide (Co2 eq) | 618.4 | 0 | C
325110 | 1002146 | 2023 | Flare | Flare 24 Analyzer |  | Carbon Dioxide | 14604.8 |  | X
325110 | 1002146 | 2023 | Flare | Flare 24 Analyzer |  | Methane | 36.42 |  | X
325110 | 1002146 | 2023 | Flare | Flare 24 Analyzer |  | Nitrous Oxide | 0.146 |  | X
325110 | 1002146 | 2023 | Flare | Flare 40 Analyzer |  | Carbon Dioxide | 6509 |  | X
325110 | 1002146 | 2023 | Flare | Flare 40 Analyzer |  | Methane | 0.86 |  | X
325110 | 1002146 | 2023 | Flare | Flare 40 Analyzer |  | Nitrous Oxide | 0.065 |  | X
325110 | 1002146 | 2023 |  | GP-1 | Fuel Gas | Carbon Dioxide Biogenic | 0 | 0 | C
325110 | 1002146 | 2023 |  | GP-1 | Fuel Gas | Carbon Dioxide Non-Biogenic | 529154.8 | 0 | C
325110 | 1002146 | 2023 |  | GP-1 | Fuel Gas | Carbon Dioxide Total | 529154.8 | 0 | C
325110 | 1002146 | 2023 |  | GP-1 | Fuel Gas | Methane | 6.06 | 0 | C
325110 | 1002146 | 2023 |  | GP-1 | Fuel Gas | Methane (Co2 eq) | 151.5 | 0 | C
325110 | 1002146 | 2023 |  | GP-1 | Fuel Gas | Nitrous Oxide | 1.212 | 0 | C
325110 | 1002146 | 2023 |  | GP-1 | Fuel Gas | Nitrous Oxide (Co2 eq) | 361.3 | 0 | C
325110 | 1002146 | 2023 |  | GP-2 | Distillate Fuel Oil No. 2 | Carbon Dioxide Biogenic | 0 | 0 | C
325110 | 1002146 | 2023 |  | GP-2 | Distillate Fuel Oil No. 2 | Carbon Dioxide Non-Biogenic | 1693.4 | 0 | C
325110 | 1002146 | 2023 |  | GP-2 | Distillate Fuel Oil No. 2 | Carbon Dioxide Total | 1693.4 | 0 | C
325110 | 1002146 | 2023 |  | GP-2 | Distillate Fuel Oil No. 2 | Methane | 0.07 | 0 | C
325110 | 1002146 | 2023 |  | GP-2 | Distillate Fuel Oil No. 2 | Methane (Co2 eq) | 1.7 | 0 | C
325110 | 1002146 | 2023 |  | GP-2 | Distillate Fuel Oil No. 2 | Nitrous Oxide | 0.014 | 0 | C
325110 | 1002146 | 2023 |  | GP-2 | Distillate Fuel Oil No. 2 | Nitrous Oxide (Co2 eq) | 4.1 | 0 | C
325193 | 1002148 | 2023 |  | GP-01 | Natural Gas (Weighted U.S. Average) | Carbon Dioxide Biogenic | 0 | 0 | C
325193 | 1002148 | 2023 |  | GP-01 | Natural Gas (Weighted U.S. Average) | Carbon Dioxide Non-Biogenic | 68408 | 0 | C
325193 | 1002148 | 2023 |  | GP-01 | Natural Gas (Weighted U.S. Average) | Carbon Dioxide Total | 68408 | 0 | C
325193 | 1002148 | 2023 |  | GP-01 | Natural Gas (Weighted U.S. Average) | Methane | 1.29 | 0 | C
325193 | 1002148 | 2023 |  | GP-01 | Natural Gas (Weighted U.S. Average) | Methane (Co2 eq) | 32.2 | 0 | C
325193 | 1002148 | 2023 |  | GP-01 | Natural Gas (Weighted U.S. Average) | Nitrous Oxide | 0.129 | 0 | C
325193 | 1002148 | 2023 |  | GP-01 | Natural Gas (Weighted U.S. Average) | Nitrous Oxide (Co2 eq) | 38.4 | 0 | C
322130 | 1002149 | 2023 | Chemical Recovery Furnace | #4 Kraft Recovery Furnace EU445C |  | Carbon Dioxide Biogenic (Spent Liquor) | 439536.4 |  | AA | [9 empty] | 54 | 1971 | CE | 2.4 |  | 2 | D | 1020 | 875 | 825
322130 | 1002149 | 2023 | Chemical Recovery Furnace | #4 Kraft Recovery Furnace EU445C |  | Carbon Dioxide Non-Biogenic | 17228 |  | AA | [9 empty] | 54 | 1971 | CE | 2.4 |  | 2 | D | 1020 | 875 | 825
322130 | 1002149 | 2023 | Chemical Recovery Furnace | #4 Kraft Recovery Furnace EU445C |  | Methane | 0.32 |  | AA | [9 empty] | 54 | 1971 | CE | 2.4 |  | 2 | D | 1020 | 875 | 825
322130 | 1002149 | 2023 | Chemical Recovery Furnace | #4 Kraft Recovery Furnace EU445C |  | Methane Spent Liquor | 8.85 |  | AA | [9 empty] | 54 | 1971 | CE | 2.4 |  | 2 | D | 1020 | 875 | 825
322130 | 1002149 | 2023 | Chemical Recovery Furnace | #4 Kraft Recovery Furnace EU445C |  | Nitrous Oxide | 0.032 |  | AA | [9 empty] | 54 | 1971 | CE | 2.4 |  | 2 | D | 1020 | 875 | 825
322130 | 1002149 | 2023 | Chemical Recovery Furnace | #4 Kraft Recovery Furnace EU445C |  | Nitrous Oxide Spent Liquor | 1.956 |  | AA | [9 empty] | 54 | 1971 | CE | 2.4 |  | 2 | D | 1020 | 875 | 825
322130 | 1002149 | 2023 |  | CP-Miscellaneous NGas | Natural Gas (Weighted U.S. Average) | Carbon Dioxide Biogenic | 0 | 0 | C
322130 | 1002149 | 2023 |  | CP-Miscellaneous NGas | Natural Gas (Weighted U.S. Average) | Carbon Dioxide Non-Biogenic | 2641.9 | 0 | C
322130 | 1002149 | 2023 |  | CP-Miscellaneous NGas | Natural Gas (Weighted U.S. Average) | Carbon Dioxide Total | 2641.9 | 0 | C
322130 | 1002149 | 2023 |  | CP-Miscellaneous NGas | Natural Gas (Weighted U.S. Average) | Methane | 0.05 | 0 | C
322130 | 1002149 | 2023 |  | CP-Miscellaneous NGas | Natural Gas (Weighted U.S. Average) | Methane (Co2 eq) | 1.2 | 0 | C
322130 | 1002149 | 2023 |  | CP-Miscellaneous NGas | Natural Gas (Weighted U.S. Average) | Nitrous Oxide | 0.005 | 0 | C
322130 | 1002149 | 2023 |  | CP-Miscellaneous NGas | Natural Gas (Weighted U.S. Average) | Nitrous Oxide (Co2 eq) | 1.5 | 0 | C
322130 | 1002149 | 2023 | Pulp Mill Lime Kiln | Lime Kilns, Combined, EU 455 |  | Carbon Dioxide Biogenic (Spent Liquor) | 0 |  | AA
322130 | 1002149 | 2023 | Pulp Mill Lime Kiln | Lime Kilns, Combined, EU 455 |  | Carbon Dioxide Non-Biogenic | 21337.4 |  | AA
322130 | 1002149 | 2023 | Pulp Mill Lime Kiln | Lime Kilns, Combined, EU 455 |  | Methane | 1.09 |  | AA
322130 | 1002149 | 2023 | Pulp Mill Lime Kiln | Lime Kilns, Combined, EU 455 |  | Methane Spent Liquor | 0 |  | AA
322130 | 1002149 | 2023 | Pulp Mill Lime Kiln | Lime Kilns, Combined, EU 455 |  | Nitrous Oxide | 0 |  | AA
322130 | 1002149 | 2023 | Pulp Mill Lime Kiln | Lime Kilns, Combined, EU 455 |  | Nitrous Oxide Spent Liquor | 0 |  | AA
322130 | 1002149 | 2023 | OB (Boiler, other) | Package Boiler EU 150B | Natural Gas (Weighted U.S. Average) | Carbon Dioxide Biogenic | 0 | 0 | C
322130 | 1002149 | 2023 | OB (Boiler, other) | Package Boiler EU 150B | Natural Gas (Weighted U.S. Average) | Carbon Dioxide Non-Biogenic | 1457.4 | 0 | C
322130 | 1002149 | 2023 | OB (Boiler, other) | Package Boiler EU 150B | Natural Gas (Weighted U.S. Average) | Carbon Dioxide Total | 1457.4 | 0 | C
322130 | 1002149 | 2023 | OB (Boiler, other) | Package Boiler EU 150B | Natural Gas (Weighted U.S. Average) | Methane | 0.03 | 0 | C
322130 | 1002149 | 2023 | OB (Boiler, other) | Package Boiler EU 150B | Natural Gas (Weighted U.S. Average) | Methane (Co2 eq) | 0.7 | 0 | C
322130 | 1002149 | 2023 | OB (Boiler, other) | Package Boiler EU 150B | Natural Gas (Weighted U.S. Average) | Nitrous Oxide | 0.003 | 0 | C
322130 | 1002149 | 2023 | OB (Boiler, other) | Package Boiler EU 150B | Natural Gas (Weighted U.S. Average) | Nitrous Oxide (Co2 eq) | 0.8 | 0 | C
322130 | 1002149 | 2023 | OB (Boiler, other) | Power Boiler EU 150A | Natural Gas (Weighted U.S. Average) | Carbon Dioxide Biogenic | 0 | 0 | C
322130 | 1002149 | 2023 | OB (Boiler, other) | Power Boiler EU 150A | Natural Gas (Weighted U.S. Average) | Carbon Dioxide Non-Biogenic | 66811 | 0 | C
322130 | 1002149 | 2023 | OB (Boiler, other) | Power Boiler EU 150A | Natural Gas (Weighted U.S. Average) | Carbon Dioxide Total | 66811 | 0 | C
322130 | 1002149 | 2023 | OB (Boiler, other) | Power Boiler EU 150A | Natural Gas (Weighted U.S. Average) | Methane | 1.26 | 0 | C
322130 | 1002149 | 2023 | OB (Boiler, other) | Power Boiler EU 150A | Natural Gas (Weighted U.S. Average) | Methane (Co2 eq) | 31.5 | 0 | C
322130 | 1002149 | 2023 | OB (Boiler, other) | Power Boiler EU 150A | Natural Gas (Weighted U.S. Average) | Nitrous Oxide | 0.126 | 0 | C
322130 | 1002149 | 2023 | OB (Boiler, other) | Power Boiler EU 150A | Natural Gas (Weighted U.S. Average) | Nitrous Oxide (Co2 eq) | 37.5 | 0 | C
322120 | 1002152 | 2023 |  | CP-SCG-02 | Natural Gas (Weighted U.S. Average) | Carbon Dioxide Biogenic | 0 | 4953799700 | C
322120 | 1002152 | 2023 |  | CP-SCG-02 | Natural Gas (Weighted U.S. Average) | Carbon Dioxide Non-Biogenic | 274111.7 | 4953799700 | C
322120 | 1002152 | 2023 |  | CP-SCG-02 | Natural Gas (Weighted U.S. Average) | Carbon Dioxide Total | 274111.7 | 4953799700 | C
322120 | 1002152 | 2023 |  | CP-SCG-02 | Natural Gas (Weighted U.S. Average) | Methane | 5.17 | 4953799700 | C
322120 | 1002152 | 2023 |  | CP-SCG-02 | Natural Gas (Weighted U.S. Average) | Methane (Co2 eq) | 129.2 | 4953799700 | C
322120 | 1002152 | 2023 |  | CP-SCG-02 | Natural Gas (Weighted U.S. Average) | Nitrous Oxide | 0.517 | 4953799700 | C
322120 | 1002152 | 2023 |  | CP-SCG-02 | Natural Gas (Weighted U.S. Average) | Nitrous Oxide (Co2 eq) | 153.9 | 4953799700 | C
322120 | 1002152 | 2023 | OB (Boiler, other) | SCG-01 | Natural Gas (Weighted U.S. Average) | Carbon Dioxide Biogenic | 0 | 34650000 | C
322120 | 1002152 | 2023 | OB (Boiler, other) | SCG-01 | Natural Gas (Weighted U.S. Average) | Carbon Dioxide Non-Biogenic | 1911 | 34650000 | C
322120 | 1002152 | 2023 | OB (Boiler, other) | SCG-01 | Natural Gas (Weighted U.S. Average) | Carbon Dioxide Total | 1911 | 34650000 | C
322120 | 1002152 | 2023 | OB (Boiler, other) | SCG-01 | Natural Gas (Weighted U.S. Average) | Methane | 0.04 | 34650000 | C
322120 | 1002152 | 2023 | OB (Boiler, other) | SCG-01 | Natural Gas (Weighted U.S. Average) | Methane (Co2 eq) | 0.9 | 34650000 | C
322120 | 1002152 | 2023 | OB (Boiler, other) | SCG-01 | Natural Gas (Weighted U.S. Average) | Nitrous Oxide | 0.004 | 34650000 | C
322120 | 1002152 | 2023 | OB (Boiler, other) | SCG-01 | Natural Gas (Weighted U.S. Average) | Nitrous Oxide (Co2 eq) | 1.1 | 34650000 | C
311225 | 1002154 | 2023 | OCS (Other combustion source) | CP-1 | Natural Gas (Weighted U.S. Average) | Carbon Dioxide Biogenic | 0 | 0 | C
311225 | 1002154 | 2023 | OCS (Other combustion source) | CP-1 | Natural Gas (Weighted U.S. Average) | Carbon Dioxide Non-Biogenic | 80167.6 | 0 | C
311225 | 1002154 | 2023 | OCS (Other combustion source) | CP-1 | Natural Gas (Weighted U.S. Average) | Carbon Dioxide Total | 80167.6 | 0 | C
311225 | 1002154 | 2023 | OCS (Other combustion source) | CP-1 | Natural Gas (Weighted U.S. Average) | Methane | 1.51 | 0 | C
311225 | 1002154 | 2023 | OCS (Other combustion source) | CP-1 | Natural Gas (Weighted U.S. Average) | Methane (Co2 eq) | 37.8 | 0 | C
311225 | 1002154 | 2023 | OCS (Other combustion source) | CP-1 | Natural Gas (Weighted U.S. Average) | Nitrous Oxide | 0.151 | 0 | C
311225 | 1002154 | 2023 | OCS (Other combustion source) | CP-1 | Natural Gas (Weighted U.S. Average) | Nitrous Oxide (Co2 eq) | 45 | 0 | C
311225 | 1002154 | 2023 | OCS (Other combustion source) | GP-1 | Distillate Fuel Oil No. 2 | Carbon Dioxide Biogenic | 0 | 0 | C
311225 | 1002154 | 2023 | OCS (Other combustion source) | GP-1 | Distillate Fuel Oil No. 2 | Carbon Dioxide Non-Biogenic | 95.8 | 0 | C
311225 | 1002154 | 2023 | OCS (Other combustion source) | GP-1 | Distillate Fuel Oil No. 2 | Carbon Dioxide Total | 95.8 | 0 | C
311225 | 1002154 | 2023 | OCS (Other combustion source) | GP-1 | Distillate Fuel Oil No. 2 | Methane | 0 | 0 | C
311225 | 1002154 | 2023 | OCS (Other combustion source) | GP-1 | Distillate Fuel Oil No. 2 | Methane (Co2 eq) | 0.1 | 0 | C
311225 | 1002154 | 2023 | OCS (Other combustion source) | GP-1 | Distillate Fuel Oil No. 2 | Nitrous Oxide | 0.001 | 0 | C
311225 | 1002154 | 2023 | OCS (Other combustion source) | GP-1 | Distillate Fuel Oil No. 2 | Nitrous Oxide (Co2 eq) | 0.2 | 0 | C
325998 | 1002166 | 2023 |  | CS-THROX | Natural Gas (Weighted U.S. Average) | Carbon Dioxide Biogenic |  | 0 | C
325998 | 1002166 | 2023 |  | CS-THROX | Natural Gas (Weighted U.S. Average) | Carbon Dioxide Non-Biogenic | 0 | 0 | C
325998 | 1002166 | 2023 |  | CS-THROX | Natural Gas (Weighted U.S. Average) | Carbon Dioxide Total | 0 | 0 | C
325998 | 1002166 | 2023 |  | CS-THROX | Natural Gas (Weighted U.S. Average) | Methane | 0.17 | 0 | C
325998 | 1002166 | 2023 |  | CS-THROX | Natural Gas (Weighted U.S. Average) | Methane (Co2 eq) | 4.1 | 0 | C
325998 | 1002166 | 2023 |  | CS-THROX | Natural Gas (Weighted U.S. Average) | Nitrous Oxide | 0.017 | 0 | C
325998 | 1002166 | 2023 |  | CS-THROX | Natural Gas (Weighted U.S. Average) | Nitrous Oxide (Co2 eq) | 4.9 | 0 | C
325998 | 1002166 | 2023 |  | GP-PROCESSHEAT | Natural Gas (Weighted U.S. Average) | Carbon Dioxide Biogenic | 0 | 464079965.9 | C
325998 | 1002166 | 2023 |  | GP-PROCESSHEAT | Natural Gas (Weighted U.S. Average) | Carbon Dioxide Non-Biogenic | 25838.8 | 464079965.9 | C
325998 | 1002166 | 2023 |  | GP-PROCESSHEAT | Natural Gas (Weighted U.S. Average) | Carbon Dioxide Total | 25838.8 | 464079965.9 | C
325998 | 1002166 | 2023 |  | GP-PROCESSHEAT | Natural Gas (Weighted U.S. Average) | Methane | 0.49 | 464079965.9 | C
325998 | 1002166 | 2023 |  | GP-PROCESSHEAT | Natural Gas (Weighted U.S. Average) | Methane (Co2 eq) | 12.2 | 464079965.9 | C
325998 | 1002166 | 2023 |  | GP-PROCESSHEAT | Natural Gas (Weighted U.S. Average) | Nitrous Oxide | 0.049 | 464079965.9 | C
325998 | 1002166 | 2023 |  | GP-PROCESSHEAT | Natural Gas (Weighted U.S. Average) | Nitrous Oxide (Co2 eq) | 14.5 | 464079965.9 | C
325311 | 1002170 | 2023 |  | Ammonia Production Unit |  | Carbon Dioxide | 1352802.2 |  | G
325311 | 1002170 | 2023 |  | GP-NGComb | Natural Gas (Weighted U.S. Average) | Carbon Dioxide Biogenic | 0 | 887581674.0497 | C
325311 | 1002170 | 2023 |  | GP-NGComb | Natural Gas (Weighted U.S. Average) | Carbon Dioxide Non-Biogenic | 48614 | 887581674.0497 | C
325311 | 1002170 | 2023 |  | GP-NGComb | Natural Gas (Weighted U.S. Average) | Carbon Dioxide Total | 48614 | 887581674.0497 | C
325311 | 1002170 | 2023 |  | GP-NGComb | Natural Gas (Weighted U.S. Average) | Methane | 0.92 | 887581674.0497 | C
325311 | 1002170 | 2023 |  | GP-NGComb | Natural Gas (Weighted U.S. Average) | Methane (Co2 eq) | 22.9 | 887581674.0497 | C
325311 | 1002170 | 2023 |  | GP-NGComb | Natural Gas (Weighted U.S. Average) | Nitrous Oxide | 0.092 | 887581674.0497 | C
325311 | 1002170 | 2023 |  | GP-NGComb | Natural Gas (Weighted U.S. Average) | Nitrous Oxide (Co2 eq) | 27.3 | 887581674.0497 | C
325311 | 1002170 | 2023 |  | Nitric Acid Plant #1 |  | Nitrous Oxide | 777.3755 |  | V
325311 | 1002170 | 2023 |  | Nitric Acid Plant #2 |  | Nitrous Oxide | 26.377 |  | V
325193 | 1002173 | 2023 |  | GP-SV001 | Natural Gas (Weighted U.S. Average) | Carbon Dioxide Biogenic | 0 | 0 | C
325193 | 1002173 | 2023 |  | GP-SV001 | Natural Gas (Weighted U.S. Average) | Carbon Dioxide Non-Biogenic | 80059.8 | 0 | C
325193 | 1002173 | 2023 |  | GP-SV001 | Natural Gas (Weighted U.S. Average) | Carbon Dioxide Total | 80059.8 | 0 | C
325193 | 1002173 | 2023 |  | GP-SV001 | Natural Gas (Weighted U.S. Average) | Methane | 1.51 | 0 | C
325193 | 1002173 | 2023 |  | GP-SV001 | Natural Gas (Weighted U.S. Average) | Methane (Co2 eq) | 37.7 | 0 | C
325193 | 1002173 | 2023 |  | GP-SV001 | Natural Gas (Weighted U.S. Average) | Nitrous Oxide | 0.151 | 0 | C
325193 | 1002173 | 2023 |  | GP-SV001 | Natural Gas (Weighted U.S. Average) | Nitrous Oxide (Co2 eq) | 45 | 0 | C
325211 | 1002176 | 2023 |  | GP-A | Bituminous | Carbon Dioxide Biogenic | 0 | 0 | C
325211 | 1002176 | 2023 |  | GP-A | Bituminous | Carbon Dioxide Non-Biogenic | 0 | 0 | C
325211 | 1002176 | 2023 |  | GP-A | Bituminous | Carbon Dioxide Total | 0 | 0 | C
325211 | 1002176 | 2023 |  | GP-A | Bituminous | Methane | 0 | 0 | C
325211 | 1002176 | 2023 |  | GP-A | Bituminous | Methane (Co2 eq) | 0 | 0 | C
325211 | 1002176 | 2023 |  | GP-A | Bituminous | Nitrous Oxide | 0 | 0 | C
325211 | 1002176 | 2023 |  | GP-A | Bituminous | Nitrous Oxide (Co2 eq) | 0 | 0 | C
325211 | 1002176 | 2023 |  | GP-B | Natural Gas (Weighted U.S. Average) | Carbon Dioxide Biogenic | 0 | 0 | C
325211 | 1002176 | 2023 |  | GP-B | Natural Gas (Weighted U.S. Average) | Carbon Dioxide Non-Biogenic | 186491 | 0 | C
325211 | 1002176 | 2023 |  | GP-B | Natural Gas (Weighted U.S. Average) | Carbon Dioxide Total | 186491 | 0 | C
325211 | 1002176 | 2023 |  | GP-B | Natural Gas (Weighted U.S. Average) | Methane | 3.51 | 0 | C
325211 | 1002176 | 2023 |  | GP-B | Natural Gas (Weighted U.S. Average) | Methane (Co2 eq) | 87.9 | 0 | C
325211 | 1002176 | 2023 |  | GP-B | Natural Gas (Weighted U.S. Average) | Nitrous Oxide | 0.351 | 0 | C
325211 | 1002176 | 2023 |  | GP-B | Natural Gas (Weighted U.S. Average) | Nitrous Oxide (Co2 eq) | 104.7 | 0 | C
325193 | 1002177 | 2023 |  | CP-1 | Natural Gas (Weighted U.S. Average) | Carbon Dioxide Biogenic | 0 | 0 | C
325193 | 1002177 | 2023 |  | CP-1 | Natural Gas (Weighted U.S. Average) | Carbon Dioxide Non-Biogenic | 39404.6 | 0 | C
325193 | 1002177 | 2023 |  | CP-1 | Natural Gas (Weighted U.S. Average) | Carbon Dioxide Total | 39404.6 | 0 | C
325193 | 1002177 | 2023 |  | CP-1 | Natural Gas (Weighted U.S. Average) | Methane | 0.74 | 0 | C
325193 | 1002177 | 2023 |  | CP-1 | Natural Gas (Weighted U.S. Average) | Methane (Co2 eq) | 18.6 | 0 | C
325193 | 1002177 | 2023 |  | CP-1 | Natural Gas (Weighted U.S. Average) | Nitrous Oxide | 0.074 | 0 | C
325193 | 1002177 | 2023 |  | CP-1 | Natural Gas (Weighted U.S. Average) | Nitrous Oxide (Co2 eq) | 22.1 | 0 | C
325193 | 1002177 | 2023 |  | CP-2 | Propane | Carbon Dioxide Biogenic | 0 | 0 | C
325193 | 1002177 | 2023 |  | CP-2 | Propane | Carbon Dioxide Non-Biogenic | 136.3 | 0 | C
325193 | 1002177 | 2023 |  | CP-2 | Propane | Carbon Dioxide Total | 136.3 | 0 | C
325193 | 1002177 | 2023 |  | CP-2 | Propane | Methane | 0.01 | 0 | C
325193 | 1002177 | 2023 |  | CP-2 | Propane | Methane (Co2 eq) | 0.2 | 0 | C
325193 | 1002177 | 2023 |  | CP-2 | Propane | Nitrous Oxide | 0.001 | 0 | C
325193 | 1002177 | 2023 |  | CP-2 | Propane | Nitrous Oxide (Co2 eq) | 0.4 | 0 | C
322120 | 1002179 | 2023 |  | GP-001 | Natural Gas (Weighted U.S. Average) | Carbon Dioxide Biogenic | 0 | 1411004000 | C
322120 | 1002179 | 2023 |  | GP-001 | Natural Gas (Weighted U.S. Average) | Carbon Dioxide Non-Biogenic | 76814.4 | 1411004000 | C
322120 | 1002179 | 2023 |  | GP-001 | Natural Gas (Weighted U.S. Average) | Carbon Dioxide Total | 76814.4 | 1411004000 | C
322120 | 1002179 | 2023 |  | GP-001 | Natural Gas (Weighted U.S. Average) | Methane | 1.45 | 1411004000 | C
322120 | 1002179 | 2023 |  | GP-001 | Natural Gas (Weighted U.S. Average) | Methane (Co2 eq) | 36.2 | 1411004000 | C
322120 | 1002179 | 2023 |  | GP-001 | Natural Gas (Weighted U.S. Average) | Nitrous Oxide | 0.145 | 1411004000 | C
322120 | 1002179 | 2023 |  | GP-001 | Natural Gas (Weighted U.S. Average) | Nitrous Oxide (Co2 eq) | 43.1 | 1411004000 | C
311421 | 1002184 | 2023 |  | GP-FNGLW | Natural Gas (Weighted U.S. Average) | Carbon Dioxide Biogenic | 0 | 0 | C
311421 | 1002184 | 2023 |  | GP-FNGLW | Natural Gas (Weighted U.S. Average) | Carbon Dioxide Non-Biogenic | 51256.9 | 0 | C
311421 | 1002184 | 2023 |  | GP-FNGLW | Natural Gas (Weighted U.S. Average) | Carbon Dioxide Total | 51256.9 | 0 | C
311421 | 1002184 | 2023 |  | GP-FNGLW | Natural Gas (Weighted U.S. Average) | Methane | 0.97 | 0 | C
311421 | 1002184 | 2023 |  | GP-FNGLW | Natural Gas (Weighted U.S. Average) | Methane (Co2 eq) | 24.2 | 0 | C
311421 | 1002184 | 2023 |  | GP-FNGLW | Natural Gas (Weighted U.S. Average) | Nitrous Oxide | 0.097 | 0 | C
311421 | 1002184 | 2023 |  | GP-FNGLW | Natural Gas (Weighted U.S. Average) | Nitrous Oxide (Co2 eq) | 28.8 | 0 | C
322120 | 1002187 | 2023 |  | GP-CHP | Natural Gas (Weighted U.S. Average) | Carbon Dioxide Biogenic | 0 | 0 | C
322120 | 1002187 | 2023 |  | GP-CHP | Natural Gas (Weighted U.S. Average) | Carbon Dioxide Non-Biogenic | 194956.4 | 0 | C
322120 | 1002187 | 2023 |  | GP-CHP | Natural Gas (Weighted U.S. Average) | Carbon Dioxide Total | 194956.4 | 0 | C
322120 | 1002187 | 2023 |  | GP-CHP | Natural Gas (Weighted U.S. Average) | Methane | 3.67 | 0 | C
322120 | 1002187 | 2023 |  | GP-CHP | Natural Gas (Weighted U.S. Average) | Methane (Co2 eq) | 91.9 | 0 | C
322120 | 1002187 | 2023 |  | GP-CHP | Natural Gas (Weighted U.S. Average) | Nitrous Oxide | 0.367 | 0 | C
322120 | 1002187 | 2023 |  | GP-CHP | Natural Gas (Weighted U.S. Average) | Nitrous Oxide (Co2 eq) | 109.5 | 0 | C
322120 | 1002187 | 2023 |  | GP-Tissue Machines | Natural Gas (Weighted U.S. Average) | Carbon Dioxide Biogenic | 0 | 0 | C
322120 | 1002187 | 2023 |  | GP-Tissue Machines | Natural Gas (Weighted U.S. Average) | Carbon Dioxide Non-Biogenic | 55197.9 | 0 | C
322120 | 1002187 | 2023 |  | GP-Tissue Machines | Natural Gas (Weighted U.S. Average) | Carbon Dioxide Total | 55197.9 | 0 | C
322120 | 1002187 | 2023 |  | GP-Tissue Machines | Natural Gas (Weighted U.S. Average) | Methane | 1.04 | 0 | C
322120 | 1002187 | 2023 |  | GP-Tissue Machines | Natural Gas (Weighted U.S. Average) | Methane (Co2 eq) | 26 | 0 | C
322120 | 1002187 | 2023 |  | GP-Tissue Machines | Natural Gas (Weighted U.S. Average) | Nitrous Oxide | 0.104 | 0 | C
322120 | 1002187 | 2023 |  | GP-Tissue Machines | Natural Gas (Weighted U.S. Average) | Nitrous Oxide (Co2 eq) | 31 | 0 | C
325311 | 1002188 | 2023 | OB (Boiler, other) | B001 | Distillate Fuel Oil No. 2 | Carbon Dioxide Biogenic | 0 | 40 | C
325311 | 1002188 | 2023 | OB (Boiler, other) | B001 | Distillate Fuel Oil No. 2 | Carbon Dioxide Non-Biogenic | 0.4 | 40 | C
325311 | 1002188 | 2023 | OB (Boiler, other) | B001 | Distillate Fuel Oil No. 2 | Carbon Dioxide Total | 0.4 | 40 | C
325311 | 1002188 | 2023 | OB (Boiler, other) | B001 | Distillate Fuel Oil No. 2 | Methane | 0 | 40 | C
325311 | 1002188 | 2023 | OB (Boiler, other) | B001 | Distillate Fuel Oil No. 2 | Methane (Co2 eq) | 0 | 40 | C
325311 | 1002188 | 2023 | OB (Boiler, other) | B001 | Distillate Fuel Oil No. 2 | Nitrous Oxide | 0 | 40 | C
325311 | 1002188 | 2023 | OB (Boiler, other) | B001 | Distillate Fuel Oil No. 2 | Nitrous Oxide (Co2 eq) | 0 | 40 | C
325311 | 1002188 | 2023 | OB (Boiler, other) | B001 | Natural Gas (Weighted U.S. Average) | Carbon Dioxide Biogenic | 0 | 127366000 | C
325311 | 1002188 | 2023 | OB (Boiler, other) | B001 | Natural Gas (Weighted U.S. Average) | Carbon Dioxide Non-Biogenic | 7194.7 | 127366000 | C
325311 | 1002188 | 2023 | OB (Boiler, other) | B001 | Natural Gas (Weighted U.S. Average) | Carbon Dioxide Total | 7194.7 | 127366000 | C
325311 | 1002188 | 2023 | OB (Boiler, other) | B001 | Natural Gas (Weighted U.S. Average) | Methane | 0.14 | 127366000 | C
325311 | 1002188 | 2023 | OB (Boiler, other) | B001 | Natural Gas (Weighted U.S. Average) | Methane (Co2 eq) | 3.4 | 127366000 | C
325311 | 1002188 | 2023 | OB (Boiler, other) | B001 | Natural Gas (Weighted U.S. Average) | Nitrous Oxide | 0.014 | 127366000 | C
325311 | 1002188 | 2023 | OB (Boiler, other) | B001 | Natural Gas (Weighted U.S. Average) | Nitrous Oxide (Co2 eq) | 4 | 127366000 | C
325311 | 1002188 | 2023 |  | P001 |  | Nitrous Oxide | 132.1756 |  | V
325199 | 1002190 | 2023 |  | CP-1 | Natural Gas (Weighted U.S. Average) | Carbon Dioxide Biogenic | 0 | 0 | C
325199 | 1002190 | 2023 |  | CP-1 | Natural Gas (Weighted U.S. Average) | Carbon Dioxide Non-Biogenic | 275566.8 | 0 | C
325199 | 1002190 | 2023 |  | CP-1 | Natural Gas (Weighted U.S. Average) | Carbon Dioxide Total | 275566.8 | 0 | C
325199 | 1002190 | 2023 |  | CP-1 | Natural Gas (Weighted U.S. Average) | Methane | 5.19 | 0 | C
325199 | 1002190 | 2023 |  | CP-1 | Natural Gas (Weighted U.S. Average) | Methane (Co2 eq) | 129.8 | 0 | C
325199 | 1002190 | 2023 |  | CP-1 | Natural Gas (Weighted U.S. Average) | Nitrous Oxide | 0.519 | 0 | C
325199 | 1002190 | 2023 |  | CP-1 | Natural Gas (Weighted U.S. Average) | Nitrous Oxide (Co2 eq) | 154.8 | 0 | C
325199 | 1002190 | 2023 | Petrochemical process unit | PPU 1 |  | Carbon Dioxide | 277776.5 |  | X
325998 | 1002203 | 2023 |  | GP-Natural Gas Units | Natural Gas (Weighted U.S. Average) | Carbon Dioxide Biogenic | 0 | 1319171000 | C
325998 | 1002203 | 2023 |  | GP-Natural Gas Units | Natural Gas (Weighted U.S. Average) | Carbon Dioxide Non-Biogenic | 75052.7 | 1319171000 | C
325998 | 1002203 | 2023 |  | GP-Natural Gas Units | Natural Gas (Weighted U.S. Average) | Carbon Dioxide Total | 75052.7 | 1319171000 | C
325998 | 1002203 | 2023 |  | GP-Natural Gas Units | Natural Gas (Weighted U.S. Average) | Methane | 1.41 | 1319171000 | C
325998 | 1002203 | 2023 |  | GP-Natural Gas Units | Natural Gas (Weighted U.S. Average) | Methane (Co2 eq) | 35.4 | 1319171000 | C
325998 | 1002203 | 2023 |  | GP-Natural Gas Units | Natural Gas (Weighted U.S. Average) | Nitrous Oxide | 0.141 | 1319171000 | C
325998 | 1002203 | 2023 |  | GP-Natural Gas Units | Natural Gas (Weighted U.S. Average) | Nitrous Oxide (Co2 eq) | 42.2 | 1319171000 | C
311615 | 1002205 | 2023 |  | CP- Admin Building | Natural Gas (Weighted U.S. Average) | Carbon Dioxide Biogenic | 0 | 0 | C
311615 | 1002205 | 2023 |  | CP- Admin Building | Natural Gas (Weighted U.S. Average) | Carbon Dioxide Non-Biogenic | 35.9 | 0 | C
311615 | 1002205 | 2023 |  | CP- Admin Building | Natural Gas (Weighted U.S. Average) | Carbon Dioxide Total | 35.9 | 0 | C
311615 | 1002205 | 2023 |  | CP- Admin Building | Natural Gas (Weighted U.S. Average) | Methane | 0 | 0 | C
311615 | 1002205 | 2023 |  | CP- Admin Building | Natural Gas (Weighted U.S. Average) | Methane (Co2 eq) | 0 | 0 | C
311615 | 1002205 | 2023 |  | CP- Admin Building | Natural Gas (Weighted U.S. Average) | Nitrous Oxide | 0 | 0 | C
311615 | 1002205 | 2023 |  | CP- Admin Building | Natural Gas (Weighted U.S. Average) | Nitrous Oxide (Co2 eq) | 0 | 0 | C
311615 | 1002205 | 2023 |  | CP- Restaurant | Natural Gas (Weighted U.S. Average) | Carbon Dioxide Biogenic | 0 | 0 | C
311615 | 1002205 | 2023 |  | CP- Restaurant | Natural Gas (Weighted U.S. Average) | Carbon Dioxide Non-Biogenic | 26.7 | 0 | C
311615 | 1002205 | 2023 |  | CP- Restaurant | Natural Gas (Weighted U.S. Average) | Carbon Dioxide Total | 26.7 | 0 | C
311615 | 1002205 | 2023 |  | CP- Restaurant | Natural Gas (Weighted U.S. Average) | Methane | 0 | 0 | C
311615 | 1002205 | 2023 |  | CP- Restaurant | Natural Gas (Weighted U.S. Average) | Methane (Co2 eq) | 0 | 0 | C
311615 | 1002205 | 2023 |  | CP- Restaurant | Natural Gas (Weighted U.S. Average) | Nitrous Oxide | 0 | 0 | C
311615 | 1002205 | 2023 |  | CP- Restaurant | Natural Gas (Weighted U.S. Average) | Nitrous Oxide (Co2 eq) | 0 | 0 | C
311615 | 1002205 | 2023 |  | CP- Swan Building | Natural Gas (Weighted U.S. Average) | Carbon Dioxide Biogenic | 0 | 0 | C
311615 | 1002205 | 2023 |  | CP- Swan Building | Natural Gas (Weighted U.S. Average) | Carbon Dioxide Non-Biogenic | 82.5 | 0 | C
311615 | 1002205 | 2023 |  | CP- Swan Building | Natural Gas (Weighted U.S. Average) | Carbon Dioxide Total | 82.5 | 0 | C
311615 | 1002205 | 2023 |  | CP- Swan Building | Natural Gas (Weighted U.S. Average) | Methane | 0 | 0 | C
311615 | 1002205 | 2023 |  | CP- Swan Building | Natural Gas (Weighted U.S. Average) | Methane (Co2 eq) | 0 | 0 | C
311615 | 1002205 | 2023 |  | CP- Swan Building | Natural Gas (Weighted U.S. Average) | Nitrous Oxide | 0 | 0 | C
311615 | 1002205 | 2023 |  | CP- Swan Building | Natural Gas (Weighted U.S. Average) | Nitrous Oxide (Co2 eq) | 0 | 0 | C
311615 | 1002205 | 2023 |  | CP- Truck Shop | Natural Gas (Weighted U.S. Average) | Carbon Dioxide Biogenic | 0 | 0 | C
311615 | 1002205 | 2023 |  | CP- Truck Shop | Natural Gas (Weighted U.S. Average) | Carbon Dioxide Non-Biogenic | 136 | 0 | C
311615 | 1002205 | 2023 |  | CP- Truck Shop | Natural Gas (Weighted U.S. Average) | Carbon Dioxide Total | 136 | 0 | C
311615 | 1002205 | 2023 |  | CP- Truck Shop | Natural Gas (Weighted U.S. Average) | Methane | 0 | 0 | C
311615 | 1002205 | 2023 |  | CP- Truck Shop | Natural Gas (Weighted U.S. Average) | Methane (Co2 eq) | 0.1 | 0 | C
311615 | 1002205 | 2023 |  | CP- Truck Shop | Natural Gas (Weighted U.S. Average) | Nitrous Oxide | 0 | 0 | C
311615 | 1002205 | 2023 |  | CP- Truck Shop | Natural Gas (Weighted U.S. Average) | Nitrous Oxide (Co2 eq) | 0.1 | 0 | C
311615 | 1002205 | 2023 |  | CP-Manufacturing Plant | Natural Gas (Weighted U.S. Average) | Carbon Dioxide Biogenic | 0 | 0 | C
311615 | 1002205 | 2023 |  | CP-Manufacturing Plant | Natural Gas (Weighted U.S. Average) | Carbon Dioxide Non-Biogenic | 51904 | 0 | C
311615 | 1002205 | 2023 |  | CP-Manufacturing Plant | Natural Gas (Weighted U.S. Average) | Carbon Dioxide Total | 51904 | 0 | C
311615 | 1002205 | 2023 |  | CP-Manufacturing Plant | Natural Gas (Weighted U.S. Average) | Methane | 0.98 | 0 | C
311615 | 1002205 | 2023 |  | CP-Manufacturing Plant | Natural Gas (Weighted U.S. Average) | Methane (Co2 eq) | 24.5 | 0 | C
311615 | 1002205 | 2023 |  | CP-Manufacturing Plant | Natural Gas (Weighted U.S. Average) | Nitrous Oxide | 0.098 | 0 | C
311615 | 1002205 | 2023 |  | CP-Manufacturing Plant | Natural Gas (Weighted U.S. Average) | Nitrous Oxide (Co2 eq) | 29.2 | 0 | C
325199 | 1002212 | 2023 | OB (Boiler, other) | #5 Boiler | Natural Gas (Weighted U.S. Average) | Carbon Dioxide Biogenic | 0 | 0 | C
325199 | 1002212 | 2023 | OB (Boiler, other) | #5 Boiler | Natural Gas (Weighted U.S. Average) | Carbon Dioxide Non-Biogenic | 35304.1 | 0 | C
325199 | 1002212 | 2023 | OB (Boiler, other) | #5 Boiler | Natural Gas (Weighted U.S. Average) | Carbon Dioxide Total | 35304.1 | 0 | C
325199 | 1002212 | 2023 | OB (Boiler, other) | #5 Boiler | Natural Gas (Weighted U.S. Average) | Methane | 0.67 | 0 | C
325199 | 1002212 | 2023 | OB (Boiler, other) | #5 Boiler | Natural Gas (Weighted U.S. Average) | Methane (Co2 eq) | 16.6 | 0 | C
325199 | 1002212 | 2023 | OB (Boiler, other) | #5 Boiler | Natural Gas (Weighted U.S. Average) | Nitrous Oxide | 0.067 | 0 | C
325199 | 1002212 | 2023 | OB (Boiler, other) | #5 Boiler | Natural Gas (Weighted U.S. Average) | Nitrous Oxide (Co2 eq) | 19.8 | 0 | C
325199 | 1002212 | 2023 | OB (Boiler, other) | #7 Boiler | Natural Gas (Weighted U.S. Average) | Carbon Dioxide Biogenic | 0 | 0 | C
325199 | 1002212 | 2023 | OB (Boiler, other) | #7 Boiler | Natural Gas (Weighted U.S. Average) | Carbon Dioxide Non-Biogenic | 34898.2 | 0 | C
325199 | 1002212 | 2023 | OB (Boiler, other) | #7 Boiler | Natural Gas (Weighted U.S. Average) | Carbon Dioxide Total | 34898.2 | 0 | C
325199 | 1002212 | 2023 | OB (Boiler, other) | #7 Boiler | Natural Gas (Weighted U.S. Average) | Methane | 0.66 | 0 | C
325199 | 1002212 | 2023 | OB (Boiler, other) | #7 Boiler | Natural Gas (Weighted U.S. Average) | Methane (Co2 eq) | 16.4 | 0 | C
325199 | 1002212 | 2023 | OB (Boiler, other) | #7 Boiler | Natural Gas (Weighted U.S. Average) | Nitrous Oxide | 0.066 | 0 | C
325199 | 1002212 | 2023 | OB (Boiler, other) | #7 Boiler | Natural Gas (Weighted U.S. Average) | Nitrous Oxide (Co2 eq) | 19.6 | 0 | C
325199 | 1002212 | 2023 | OB (Boiler, other) | #8 Boiler | Natural Gas (Weighted U.S. Average) | Carbon Dioxide Biogenic | 0 | 0 | C
325199 | 1002212 | 2023 | OB (Boiler, other) | #8 Boiler | Natural Gas (Weighted U.S. Average) | Carbon Dioxide Non-Biogenic | 0 | 0 | C
325199 | 1002212 | 2023 | OB (Boiler, other) | #8 Boiler | Natural Gas (Weighted U.S. Average) | Carbon Dioxide Total | 0 | 0 | C
325199 | 1002212 | 2023 | OB (Boiler, other) | #8 Boiler | Natural Gas (Weighted U.S. Average) | Methane | 0 | 0 | C
325199 | 1002212 | 2023 | OB (Boiler, other) | #8 Boiler | Natural Gas (Weighted U.S. Average) | Methane (Co2 eq) | 0 | 0 | C
325199 | 1002212 | 2023 | OB (Boiler, other) | #8 Boiler | Natural Gas (Weighted U.S. Average) | Nitrous Oxide | 0 | 0 | C
325199 | 1002212 | 2023 | OB (Boiler, other) | #8 Boiler | Natural Gas (Weighted U.S. Average) | Nitrous Oxide (Co2 eq) | 0 | 0 | C
325199 | 1002212 | 2023 | OB (Boiler, other) | ADN North Boiler | Natural Gas (Weighted U.S. Average) | Carbon Dioxide Biogenic | 0 | 0 | C
325199 | 1002212 | 2023 | OB (Boiler, other) | ADN North Boiler | Natural Gas (Weighted U.S. Average) | Carbon Dioxide Non-Biogenic | 42396.7 | 0 | C
325199 | 1002212 | 2023 | OB (Boiler, other) | ADN North Boiler | Natural Gas (Weighted U.S. Average) | Carbon Dioxide Total | 42396.7 | 0 | C
325199 | 1002212 | 2023 | OB (Boiler, other) | ADN North Boiler | Natural Gas (Weighted U.S. Average) | Methane | 0.8 | 0 | C
325199 | 1002212 | 2023 | OB (Boiler, other) | ADN North Boiler | Natural Gas (Weighted U.S. Average) | Methane (Co2 eq) | 20 | 0 | C
325199 | 1002212 | 2023 | OB (Boiler, other) | ADN North Boiler | Natural Gas (Weighted U.S. Average) | Nitrous Oxide | 0.08 | 0 | C
325199 | 1002212 | 2023 | OB (Boiler, other) | ADN North Boiler | Natural Gas (Weighted U.S. Average) | Nitrous Oxide (Co2 eq) | 23.8 | 0 | C
325199 | 1002212 | 2023 | OB (Boiler, other) | ADN South Boiler | Natural Gas (Weighted U.S. Average) | Carbon Dioxide Biogenic | 0 | 0 | C
325199 | 1002212 | 2023 | OB (Boiler, other) | ADN South Boiler | Natural Gas (Weighted U.S. Average) | Carbon Dioxide Non-Biogenic | 47178.2 | 0 | C
325199 | 1002212 | 2023 | OB (Boiler, other) | ADN South Boiler | Natural Gas (Weighted U.S. Average) | Carbon Dioxide Total | 47178.2 | 0 | C
325199 | 1002212 | 2023 | OB (Boiler, other) | ADN South Boiler | Natural Gas (Weighted U.S. Average) | Methane | 0.89 | 0 | C
325199 | 1002212 | 2023 | OB (Boiler, other) | ADN South Boiler | Natural Gas (Weighted U.S. Average) | Methane (Co2 eq) | 22.2 | 0 | C
325199 | 1002212 | 2023 | OB (Boiler, other) | ADN South Boiler | Natural Gas (Weighted U.S. Average) | Nitrous Oxide | 0.089 | 0 | C
325199 | 1002212 | 2023 | OB (Boiler, other) | ADN South Boiler | Natural Gas (Weighted U.S. Average) | Nitrous Oxide (Co2 eq) | 26.5 | 0 | C
325199 | 1002212 | 2023 | OCS (Other combustion source) | GP- Compressor Engines | Distillate Fuel Oil No. 2 | Carbon Dioxide Biogenic | 0 | 0 | C
325199 | 1002212 | 2023 | OCS (Other combustion source) | GP- Compressor Engines | Distillate Fuel Oil No. 2 | Carbon Dioxide Non-Biogenic | 0 | 0 | C
325199 | 1002212 | 2023 | OCS (Other combustion source) | GP- Compressor Engines | Distillate Fuel Oil No. 2 | Carbon Dioxide Total | 0 | 0 | C
325199 | 1002212 | 2023 | OCS (Other combustion source) | GP- Compressor Engines | Distillate Fuel Oil No. 2 | Methane | 0 | 0 | C
325199 | 1002212 | 2023 | OCS (Other combustion source) | GP- Compressor Engines | Distillate Fuel Oil No. 2 | Methane (Co2 eq) | 0 | 0 | C
325199 | 1002212 | 2023 | OCS (Other combustion source) | GP- Compressor Engines | Distillate Fuel Oil No. 2 | Nitrous Oxide | 0 | 0 | C
325199 | 1002212 | 2023 | OCS (Other combustion source) | GP- Compressor Engines | Distillate Fuel Oil No. 2 | Nitrous Oxide (Co2 eq) | 0 | 0 | C
311230 | 1002213 | 2023 |  | GP-Combustion | Natural Gas (Weighted U.S. Average) | Carbon Dioxide Biogenic | 0 | 0 | C
311230 | 1002213 | 2023 |  | GP-Combustion | Natural Gas (Weighted U.S. Average) | Carbon Dioxide Non-Biogenic | 26328.9 | 0 | C
311230 | 1002213 | 2023 |  | GP-Combustion | Natural Gas (Weighted U.S. Average) | Carbon Dioxide Total | 26328.9 | 0 | C
311230 | 1002213 | 2023 |  | GP-Combustion | Natural Gas (Weighted U.S. Average) | Methane | 0.5 | 0 | C
311230 | 1002213 | 2023 |  | GP-Combustion | Natural Gas (Weighted U.S. Average) | Methane (Co2 eq) | 12.4 | 0 | C
311230 | 1002213 | 2023 |  | GP-Combustion | Natural Gas (Weighted U.S. Average) | Nitrous Oxide | 0.05 | 0 | C
311230 | 1002213 | 2023 |  | GP-Combustion | Natural Gas (Weighted U.S. Average) | Nitrous Oxide (Co2 eq) | 14.8 | 0 | C
311230 | 1002215 | 2023 |  | GP-Facility | Natural Gas (Weighted U.S. Average) | Carbon Dioxide Biogenic | 0 | 470657000 | C
311230 | 1002215 | 2023 |  | GP-Facility | Natural Gas (Weighted U.S. Average) | Carbon Dioxide Non-Biogenic | 25622.4 | 470657000 | C
311230 | 1002215 | 2023 |  | GP-Facility | Natural Gas (Weighted U.S. Average) | Carbon Dioxide Total | 25622.4 | 470657000 | C
311230 | 1002215 | 2023 |  | GP-Facility | Natural Gas (Weighted U.S. Average) | Methane | 0.48 | 470657000 | C
311230 | 1002215 | 2023 |  | GP-Facility | Natural Gas (Weighted U.S. Average) | Methane (Co2 eq) | 12.1 | 470657000 | C
311230 | 1002215 | 2023 |  | GP-Facility | Natural Gas (Weighted U.S. Average) | Nitrous Oxide | 0.048 | 470657000 | C
311230 | 1002215 | 2023 |  | GP-Facility | Natural Gas (Weighted U.S. Average) | Nitrous Oxide (Co2 eq) | 14.4 | 470657000 | C
311230 | 1002215 | 2023 |  | GP-Facility | Other Biomass Gases | Carbon Dioxide Biogenic | 425 | 12460757 | C
311230 | 1002215 | 2023 |  | GP-Facility | Other Biomass Gases | Carbon Dioxide Non-Biogenic | 0 | 12460757 | C
311230 | 1002215 | 2023 |  | GP-Facility | Other Biomass Gases | Carbon Dioxide Total | 425 | 12460757 | C
311230 | 1002215 | 2023 |  | GP-Facility | Other Biomass Gases | Methane | 0.03 | 12460757 | C
311230 | 1002215 | 2023 |  | GP-Facility | Other Biomass Gases | Methane (Co2 eq) | 0.7 | 12460757 | C
311230 | 1002215 | 2023 |  | GP-Facility | Other Biomass Gases | Nitrous Oxide | 0.005 | 12460757 | C
311230 | 1002215 | 2023 |  | GP-Facility | Other Biomass Gases | Nitrous Oxide (Co2 eq) | 1.5 | 12460757 | C
325311 | 1002229 | 2023 |  | 1 |  | Nitrous Oxide | 0.50089 |  | V
325311 | 1002229 | 2023 |  | GP-nat.gas.comb. | Natural Gas (Weighted U.S. Average) | Carbon Dioxide Biogenic | 0 | 8750441478.7919 | C
325311 | 1002229 | 2023 |  | GP-nat.gas.comb. | Natural Gas (Weighted U.S. Average) | Carbon Dioxide Non-Biogenic | 497365.6 | 8750441478.7919 | C
325311 | 1002229 | 2023 |  | GP-nat.gas.comb. | Natural Gas (Weighted U.S. Average) | Carbon Dioxide Total | 497365.6 | 8750441478.7919 | C
325311 | 1002229 | 2023 |  | GP-nat.gas.comb. | Natural Gas (Weighted U.S. Average) | Methane | 9.37 | 8750441478.7919 | C
325311 | 1002229 | 2023 |  | GP-nat.gas.comb. | Natural Gas (Weighted U.S. Average) | Methane (Co2 eq) | 234.3 | 8750441478.7919 | C
325311 | 1002229 | 2023 |  | GP-nat.gas.comb. | Natural Gas (Weighted U.S. Average) | Nitrous Oxide | 0.937 | 8750441478.7919 | C
325311 | 1002229 | 2023 |  | GP-nat.gas.comb. | Natural Gas (Weighted U.S. Average) | Nitrous Oxide (Co2 eq) | 279.3 | 8750441478.7919 | C
325311 | 1002229 | 2023 |  | P522 - Ammonia Unit Synthesis Section |  | Carbon Dioxide | 872546.4 |  | G
311513 | 1002230 | 2023 |  | GP-Paige | Natural Gas (Weighted U.S. Average) | Carbon Dioxide Biogenic | 0 | 0 | C
311513 | 1002230 | 2023 |  | GP-Paige | Natural Gas (Weighted U.S. Average) | Carbon Dioxide Non-Biogenic | 60956.6 | 0 | C
311513 | 1002230 | 2023 |  | GP-Paige | Natural Gas (Weighted U.S. Average) | Carbon Dioxide Total | 60956.6 | 0 | C
311513 | 1002230 | 2023 |  | GP-Paige | Natural Gas (Weighted U.S. Average) | Methane | 1.15 | 0 | C
311513 | 1002230 | 2023 |  | GP-Paige | Natural Gas (Weighted U.S. Average) | Methane (Co2 eq) | 28.7 | 0 | C
311513 | 1002230 | 2023 |  | GP-Paige | Natural Gas (Weighted U.S. Average) | Nitrous Oxide | 0.115 | 0 | C
311513 | 1002230 | 2023 |  | GP-Paige | Natural Gas (Weighted U.S. Average) | Nitrous Oxide (Co2 eq) | 34.2 | 0 | C
325211 | 1002241 | 2023 |  | GP-001 | Natural Gas (Weighted U.S. Average) | Carbon Dioxide Biogenic | 0 | 0 | C
325211 | 1002241 | 2023 |  | GP-001 | Natural Gas (Weighted U.S. Average) | Carbon Dioxide Non-Biogenic | 39920.7 | 0 | C
325211 | 1002241 | 2023 |  | GP-001 | Natural Gas (Weighted U.S. Average) | Carbon Dioxide Total | 39920.7 | 0 | C
325211 | 1002241 | 2023 |  | GP-001 | Natural Gas (Weighted U.S. Average) | Methane | 0.75 | 0 | C
325211 | 1002241 | 2023 |  | GP-001 | Natural Gas (Weighted U.S. Average) | Methane (Co2 eq) | 18.8 | 0 | C
325211 | 1002241 | 2023 |  | GP-001 | Natural Gas (Weighted U.S. Average) | Nitrous Oxide | 0.075 | 0 | C
325211 | 1002241 | 2023 |  | GP-001 | Natural Gas (Weighted U.S. Average) | Nitrous Oxide (Co2 eq) | 22.4 | 0 | C
325199 | 1002246 | 2023 |  | CP-1 | Natural Gas (Weighted U.S. Average) | Carbon Dioxide Biogenic | 0 | 0 | C
325199 | 1002246 | 2023 |  | CP-1 | Natural Gas (Weighted U.S. Average) | Carbon Dioxide Non-Biogenic | 73856.5 | 0 | C
325199 | 1002246 | 2023 |  | CP-1 | Natural Gas (Weighted U.S. Average) | Carbon Dioxide Total | 73856.5 | 0 | C
325199 | 1002246 | 2023 |  | CP-1 | Natural Gas (Weighted U.S. Average) | Methane | 1.39 | 0 | C
325199 | 1002246 | 2023 |  | CP-1 | Natural Gas (Weighted U.S. Average) | Methane (Co2 eq) | 34.8 | 0 | C
325199 | 1002246 | 2023 |  | CP-1 | Natural Gas (Weighted U.S. Average) | Nitrous Oxide | 0.139 | 0 | C
325199 | 1002246 | 2023 |  | CP-1 | Natural Gas (Weighted U.S. Average) | Nitrous Oxide (Co2 eq) | 41.5 | 0 | C
325199 | 1002246 | 2023 |  | GP-2 | Liquefied petroleum gases (LPG) | Carbon Dioxide Biogenic | 0 | 1915.8 | C
325199 | 1002246 | 2023 |  | GP-2 | Liquefied petroleum gases (LPG) | Carbon Dioxide Non-Biogenic | 10.9 | 1915.8 | C
325199 | 1002246 | 2023 |  | GP-2 | Liquefied petroleum gases (LPG) | Carbon Dioxide Total | 10.9 | 1915.8 | C
325199 | 1002246 | 2023 |  | GP-2 | Liquefied petroleum gases (LPG) | Methane | 0 | 1915.8 | C
325199 | 1002246 | 2023 |  | GP-2 | Liquefied petroleum gases (LPG) | Methane (Co2 eq) | 0 | 1915.8 | C
325199 | 1002246 | 2023 |  | GP-2 | Liquefied petroleum gases (LPG) | Nitrous Oxide | 0 | 1915.8 | C
325199 | 1002246 | 2023 |  | GP-2 | Liquefied petroleum gases (LPG) | Nitrous Oxide (Co2 eq) | 0 | 1915.8 | C
325194 | 1002248 | 2023 |  | GP-Diesel Engines | Distillate Fuel Oil No. 2 | Carbon Dioxide Biogenic | 0 | 0 | C
325194 | 1002248 | 2023 |  | GP-Diesel Engines | Distillate Fuel Oil No. 2 | Carbon Dioxide Non-Biogenic | 115.1 | 0 | C
325194 | 1002248 | 2023 |  | GP-Diesel Engines | Distillate Fuel Oil No. 2 | Carbon Dioxide Total | 115.1 | 0 | C
325194 | 1002248 | 2023 |  | GP-Diesel Engines | Distillate Fuel Oil No. 2 | Methane | 0 | 0 | C
325194 | 1002248 | 2023 |  | GP-Diesel Engines | Distillate Fuel Oil No. 2 | Methane (Co2 eq) | 0.1 | 0 | C
325194 | 1002248 | 2023 |  | GP-Diesel Engines | Distillate Fuel Oil No. 2 | Nitrous Oxide | 0.001 | 0 | C
325194 | 1002248 | 2023 |  | GP-Diesel Engines | Distillate Fuel Oil No. 2 | Nitrous Oxide (Co2 eq) | 0.3 | 0 | C
325194 | 1002248 | 2023 |  | GP-NG Units | Natural Gas (Weighted U.S. Average) | Carbon Dioxide Biogenic | 0 | 0 | C
325194 | 1002248 | 2023 |  | GP-NG Units | Natural Gas (Weighted U.S. Average) | Carbon Dioxide Non-Biogenic | 60029.4 | 0 | C
325194 | 1002248 | 2023 |  | GP-NG Units | Natural Gas (Weighted U.S. Average) | Carbon Dioxide Total | 60029.4 | 0 | C
325194 | 1002248 | 2023 |  | GP-NG Units | Natural Gas (Weighted U.S. Average) | Methane | 1.13 | 0 | C
325194 | 1002248 | 2023 |  | GP-NG Units | Natural Gas (Weighted U.S. Average) | Methane (Co2 eq) | 28.3 | 0 | C
325194 | 1002248 | 2023 |  | GP-NG Units | Natural Gas (Weighted U.S. Average) | Nitrous Oxide | 0.113 | 0 | C
325194 | 1002248 | 2023 |  | GP-NG Units | Natural Gas (Weighted U.S. Average) | Nitrous Oxide (Co2 eq) | 33.7 | 0 | C
311230 | 1002258 | 2023 |  | GP-Combustion | Natural Gas (Weighted U.S. Average) | Carbon Dioxide Biogenic | 0 | 0 | C
311230 | 1002258 | 2023 |  | GP-Combustion | Natural Gas (Weighted U.S. Average) | Carbon Dioxide Non-Biogenic | 24774.6 | 0 | C
311230 | 1002258 | 2023 |  | GP-Combustion | Natural Gas (Weighted U.S. Average) | Carbon Dioxide Total | 24774.6 | 0 | C
311230 | 1002258 | 2023 |  | GP-Combustion | Natural Gas (Weighted U.S. Average) | Methane | 0.46 | 0 | C
311230 | 1002258 | 2023 |  | GP-Combustion | Natural Gas (Weighted U.S. Average) | Methane (Co2 eq) | 11.7 | 0 | C
311230 | 1002258 | 2023 |  | GP-Combustion | Natural Gas (Weighted U.S. Average) | Nitrous Oxide | 0.046 | 0 | C
311230 | 1002258 | 2023 |  | GP-Combustion | Natural Gas (Weighted U.S. Average) | Nitrous Oxide (Co2 eq) | 13.9 | 0 | C
325199 | 1002263 | 2023 |  | 1 |  | Nitrous Oxide | 63.3717 |  | V
325199 | 1002263 | 2023 | OCS (Other combustion source) | AB-140 | Natural Gas (Weighted U.S. Average) | Carbon Dioxide Biogenic | 0 | 44712184 | C
325199 | 1002263 | 2023 | OCS (Other combustion source) | AB-140 | Natural Gas (Weighted U.S. Average) | Carbon Dioxide Non-Biogenic | 2386 | 44712184 | C
325199 | 1002263 | 2023 | OCS (Other combustion source) | AB-140 | Natural Gas (Weighted U.S. Average) | Carbon Dioxide Total | 2386 | 44712184 | C
325199 | 1002263 | 2023 | OCS (Other combustion source) | AB-140 | Natural Gas (Weighted U.S. Average) | Methane | 0.04 | 44712184 | C
325199 | 1002263 | 2023 | OCS (Other combustion source) | AB-140 | Natural Gas (Weighted U.S. Average) | Methane (Co2 eq) | 1.1 | 44712184 | C
325199 | 1002263 | 2023 | OCS (Other combustion source) | AB-140 | Natural Gas (Weighted U.S. Average) | Nitrous Oxide | 0.004 | 44712184 | C
325199 | 1002263 | 2023 | OCS (Other combustion source) | AB-140 | Natural Gas (Weighted U.S. Average) | Nitrous Oxide (Co2 eq) | 1.3 | 44712184 | C
325199 | 1002263 | 2023 | S (Stoker Boiler) | Boiler 5 | Natural Gas (Weighted U.S. Average) | Carbon Dioxide Biogenic | 0 | 128756339 | C
325199 | 1002263 | 2023 | S (Stoker Boiler) | Boiler 5 | Natural Gas (Weighted U.S. Average) | Carbon Dioxide Non-Biogenic | 6870.9 | 128756339 | C
325199 | 1002263 | 2023 | S (Stoker Boiler) | Boiler 5 | Natural Gas (Weighted U.S. Average) | Carbon Dioxide Total | 6870.9 | 128756339 | C
325199 | 1002263 | 2023 | S (Stoker Boiler) | Boiler 5 | Natural Gas (Weighted U.S. Average) | Methane | 0.13 | 128756339 | C
325199 | 1002263 | 2023 | S (Stoker Boiler) | Boiler 5 | Natural Gas (Weighted U.S. Average) | Methane (Co2 eq) | 3.2 | 128756339 | C
325199 | 1002263 | 2023 | S (Stoker Boiler) | Boiler 5 | Natural Gas (Weighted U.S. Average) | Nitrous Oxide | 0.013 | 128756339 | C
325199 | 1002263 | 2023 | S (Stoker Boiler) | Boiler 5 | Natural Gas (Weighted U.S. Average) | Nitrous Oxide (Co2 eq) | 3.9 | 128756339 | C
325199 | 1002263 | 2023 | S (Stoker Boiler) | Boiler 6 | Natural Gas (Weighted U.S. Average) | Carbon Dioxide Biogenic | 0 | 644773646 | C
325199 | 1002263 | 2023 | S (Stoker Boiler) | Boiler 6 | Natural Gas (Weighted U.S. Average) | Carbon Dioxide Non-Biogenic | 34407.4 | 644773646 | C
325199 | 1002263 | 2023 | S (Stoker Boiler) | Boiler 6 | Natural Gas (Weighted U.S. Average) | Carbon Dioxide Total | 34407.4 | 644773646 | C
325199 | 1002263 | 2023 | S (Stoker Boiler) | Boiler 6 | Natural Gas (Weighted U.S. Average) | Methane | 0.65 | 644773646 | C
325199 | 1002263 | 2023 | S (Stoker Boiler) | Boiler 6 | Natural Gas (Weighted U.S. Average) | Methane (Co2 eq) | 16.2 | 644773646 | C
325199 | 1002263 | 2023 | S (Stoker Boiler) | Boiler 6 | Natural Gas (Weighted U.S. Average) | Nitrous Oxide | 0.065 | 644773646 | C
325199 | 1002263 | 2023 | S (Stoker Boiler) | Boiler 6 | Natural Gas (Weighted U.S. Average) | Nitrous Oxide (Co2 eq) | 19.3 | 644773646 | C
325199 | 1002263 | 2023 | S (Stoker Boiler) | Boiler 7 | Natural Gas (Weighted U.S. Average) | Carbon Dioxide Biogenic | 0 | 667953077 | C
325199 | 1002263 | 2023 | S (Stoker Boiler) | Boiler 7 | Natural Gas (Weighted U.S. Average) | Carbon Dioxide Non-Biogenic | 35644.3 | 667953077 | C
325199 | 1002263 | 2023 | S (Stoker Boiler) | Boiler 7 | Natural Gas (Weighted U.S. Average) | Carbon Dioxide Total | 35644.3 | 667953077 | C
325199 | 1002263 | 2023 | S (Stoker Boiler) | Boiler 7 | Natural Gas (Weighted U.S. Average) | Methane | 0.67 | 667953077 | C
325199 | 1002263 | 2023 | S (Stoker Boiler) | Boiler 7 | Natural Gas (Weighted U.S. Average) | Methane (Co2 eq) | 16.8 | 667953077 | C
325199 | 1002263 | 2023 | S (Stoker Boiler) | Boiler 7 | Natural Gas (Weighted U.S. Average) | Nitrous Oxide | 0.067 | 667953077 | C
325199 | 1002263 | 2023 | S (Stoker Boiler) | Boiler 7 | Natural Gas (Weighted U.S. Average) | Nitrous Oxide (Co2 eq) | 20 | 667953077 | C
325199 | 1002263 | 2023 | PRH (Process Heater) | GB-02 | Natural Gas (Weighted U.S. Average) | Carbon Dioxide Biogenic | 0 | 103627305 | C
325199 | 1002263 | 2023 | PRH (Process Heater) | GB-02 | Natural Gas (Weighted U.S. Average) | Carbon Dioxide Non-Biogenic | 5529.9 | 103627305 | C
325199 | 1002263 | 2023 | PRH (Process Heater) | GB-02 | Natural Gas (Weighted U.S. Average) | Carbon Dioxide Total | 5529.9 | 103627305 | C
325199 | 1002263 | 2023 | PRH (Process Heater) | GB-02 | Natural Gas (Weighted U.S. Average) | Methane | 0.1 | 103627305 | C
325199 | 1002263 | 2023 | PRH (Process Heater) | GB-02 | Natural Gas (Weighted U.S. Average) | Methane (Co2 eq) | 2.6 | 103627305 | C
325199 | 1002263 | 2023 | PRH (Process Heater) | GB-02 | Natural Gas (Weighted U.S. Average) | Nitrous Oxide | 0.01 | 103627305 | C
325199 | 1002263 | 2023 | PRH (Process Heater) | GB-02 | Natural Gas (Weighted U.S. Average) | Nitrous Oxide (Co2 eq) | 3.1 | 103627305 | C
325199 | 1002263 | 2023 | PRH (Process Heater) | GB-03 | Natural Gas (Weighted U.S. Average) | Carbon Dioxide Biogenic | 0 | 105640845 | C
325199 | 1002263 | 2023 | PRH (Process Heater) | GB-03 | Natural Gas (Weighted U.S. Average) | Carbon Dioxide Non-Biogenic | 5637.4 | 105640845 | C
325199 | 1002263 | 2023 | PRH (Process Heater) | GB-03 | Natural Gas (Weighted U.S. Average) | Carbon Dioxide Total | 5637.4 | 105640845 | C
325199 | 1002263 | 2023 | PRH (Process Heater) | GB-03 | Natural Gas (Weighted U.S. Average) | Methane | 0.11 | 105640845 | C
325199 | 1002263 | 2023 | PRH (Process Heater) | GB-03 | Natural Gas (Weighted U.S. Average) | Methane (Co2 eq) | 2.7 | 105640845 | C
325199 | 1002263 | 2023 | PRH (Process Heater) | GB-03 | Natural Gas (Weighted U.S. Average) | Nitrous Oxide | 0.011 | 105640845 | C
325199 | 1002263 | 2023 | PRH (Process Heater) | GB-03 | Natural Gas (Weighted U.S. Average) | Nitrous Oxide (Co2 eq) | 3.2 | 105640845 | C
325199 | 1002263 | 2023 | PRH (Process Heater) | UR-01 | Natural Gas (Weighted U.S. Average) | Carbon Dioxide Biogenic | 0 | 152859767 | C
325199 | 1002263 | 2023 | PRH (Process Heater) | UR-01 | Natural Gas (Weighted U.S. Average) | Carbon Dioxide Non-Biogenic | 8157.1 | 152859767 | C
325199 | 1002263 | 2023 | PRH (Process Heater) | UR-01 | Natural Gas (Weighted U.S. Average) | Carbon Dioxide Total | 8157.1 | 152859767 | C
325199 | 1002263 | 2023 | PRH (Process Heater) | UR-01 | Natural Gas (Weighted U.S. Average) | Methane | 0.15 | 152859767 | C
325199 | 1002263 | 2023 | PRH (Process Heater) | UR-01 | Natural Gas (Weighted U.S. Average) | Methane (Co2 eq) | 3.8 | 152859767 | C
325199 | 1002263 | 2023 | PRH (Process Heater) | UR-01 | Natural Gas (Weighted U.S. Average) | Nitrous Oxide | 0.015 | 152859767 | C
325199 | 1002263 | 2023 | PRH (Process Heater) | UR-01 | Natural Gas (Weighted U.S. Average) | Nitrous Oxide (Co2 eq) | 4.6 | 152859767 | C
322130 | 1002272 | 2023 | Pulp Mill Lime Kiln | LK 4 |  | Carbon Dioxide Biogenic (Spent Liquor) | 0 |  | AA
322130 | 1002272 | 2023 | Pulp Mill Lime Kiln | LK 4 |  | Carbon Dioxide Non-Biogenic | 40577.8 |  | AA
322130 | 1002272 | 2023 | Pulp Mill Lime Kiln | LK 4 |  | Methane | 2.06 |  | AA
322130 | 1002272 | 2023 | Pulp Mill Lime Kiln | LK 4 |  | Methane Spent Liquor | 0 |  | AA
322130 | 1002272 | 2023 | Pulp Mill Lime Kiln | LK 4 |  | Nitrous Oxide | 0 |  | AA
322130 | 1002272 | 2023 | Pulp Mill Lime Kiln | LK 4 |  | Nitrous Oxide Spent Liquor | 0 |  | AA
322130 | 1002272 | 2023 | OB (Boiler, other) | Maintenance Shop Heater | Propane | Carbon Dioxide Biogenic | 0 | 0 | C
322130 | 1002272 | 2023 | OB (Boiler, other) | Maintenance Shop Heater | Propane | Carbon Dioxide Non-Biogenic | 37.9 | 0 | C
322130 | 1002272 | 2023 | OB (Boiler, other) | Maintenance Shop Heater | Propane | Carbon Dioxide Total | 37.9 | 0 | C
322130 | 1002272 | 2023 | OB (Boiler, other) | Maintenance Shop Heater | Propane | Methane | 0 | 0 | C
322130 | 1002272 | 2023 | OB (Boiler, other) | Maintenance Shop Heater | Propane | Methane (Co2 eq) | 0 | 0 | C
322130 | 1002272 | 2023 | OB (Boiler, other) | Maintenance Shop Heater | Propane | Nitrous Oxide | 0 | 0 | C
322130 | 1002272 | 2023 | OB (Boiler, other) | Maintenance Shop Heater | Propane | Nitrous Oxide (Co2 eq) | 0.1 | 0 | C
322130 | 1002272 | 2023 | OB (Boiler, other) | PB 5 | Distillate Fuel Oil No. 2 | Carbon Dioxide Biogenic | 0 | 0 | C
322130 | 1002272 | 2023 | OB (Boiler, other) | PB 5 | Distillate Fuel Oil No. 2 | Carbon Dioxide Non-Biogenic | 3243.6 | 0 | C
322130 | 1002272 | 2023 | OB (Boiler, other) | PB 5 | Distillate Fuel Oil No. 2 | Carbon Dioxide Total | 3243.6 | 0 | C
322130 | 1002272 | 2023 | OB (Boiler, other) | PB 5 | Distillate Fuel Oil No. 2 | Methane | 0.13 | 0 | C
322130 | 1002272 | 2023 | OB (Boiler, other) | PB 5 | Distillate Fuel Oil No. 2 | Methane (Co2 eq) | 3.3 | 0 | C
322130 | 1002272 | 2023 | OB (Boiler, other) | PB 5 | Distillate Fuel Oil No. 2 | Nitrous Oxide | 0.026 | 0 | C
322130 | 1002272 | 2023 | OB (Boiler, other) | PB 5 | Distillate Fuel Oil No. 2 | Nitrous Oxide (Co2 eq) | 7.8 | 0 | C
322130 | 1002272 | 2023 | OB (Boiler, other) | PB 5 | Wood and Wood Residuals (dry basis) | Carbon Dioxide Biogenic | 315352.2 | 0 | C
322130 | 1002272 | 2023 | OB (Boiler, other) | PB 5 | Wood and Wood Residuals (dry basis) | Carbon Dioxide Non-Biogenic | 0 | 0 | C
322130 | 1002272 | 2023 | OB (Boiler, other) | PB 5 | Wood and Wood Residuals (dry basis) | Carbon Dioxide Total | 315352.2 | 0 | C
322130 | 1002272 | 2023 | OB (Boiler, other) | PB 5 | Wood and Wood Residuals (dry basis) | Methane | 24.21 | 0 | C
322130 | 1002272 | 2023 | OB (Boiler, other) | PB 5 | Wood and Wood Residuals (dry basis) | Methane (Co2 eq) | 605.2 | 0 | C
322130 | 1002272 | 2023 | OB (Boiler, other) | PB 5 | Wood and Wood Residuals (dry basis) | Nitrous Oxide | 12.103 | 0 | C
322130 | 1002272 | 2023 | OB (Boiler, other) | PB 5 | Wood and Wood Residuals (dry basis) | Nitrous Oxide (Co2 eq) | 3606.7 | 0 | C
322130 | 1002272 | 2023 | PCT (Pulverized coal, tangentially-fired) | PB 7 | Bituminous | Carbon Dioxide Biogenic | 0 | 0 | C
322130 | 1002272 | 2023 | PCT (Pulverized coal, tangentially-fired) | PB 7 | Bituminous | Carbon Dioxide Non-Biogenic | 0 | 0 | C
322130 | 1002272 | 2023 | PCT (Pulverized coal, tangentially-fired) | PB 7 | Bituminous | Carbon Dioxide Total | 0 | 0 | C
322130 | 1002272 | 2023 | PCT (Pulverized coal, tangentially-fired) | PB 7 | Bituminous | Methane | 8.66 | 0 | C
322130 | 1002272 | 2023 | PCT (Pulverized coal, tangentially-fired) | PB 7 | Bituminous | Methane (Co2 eq) | 216.6 | 0 | C
322130 | 1002272 | 2023 | PCT (Pulverized coal, tangentially-fired) | PB 7 | Bituminous | Nitrous Oxide | 1.26 | 0 | C
322130 | 1002272 | 2023 | PCT (Pulverized coal, tangentially-fired) | PB 7 | Bituminous | Nitrous Oxide (Co2 eq) | 375.6 | 0 | C
322130 | 1002272 | 2023 | PCT (Pulverized coal, tangentially-fired) | PB 7 | Natural Gas (Weighted U.S. Average) | Carbon Dioxide Biogenic | 0 | 0 | C
322130 | 1002272 | 2023 | PCT (Pulverized coal, tangentially-fired) | PB 7 | Natural Gas (Weighted U.S. Average) | Carbon Dioxide Non-Biogenic | 0 | 0 | C
322130 | 1002272 | 2023 | PCT (Pulverized coal, tangentially-fired) | PB 7 | Natural Gas (Weighted U.S. Average) | Carbon Dioxide Total | 0 | 0 | C
322130 | 1002272 | 2023 | PCT (Pulverized coal, tangentially-fired) | PB 7 | Natural Gas (Weighted U.S. Average) | Methane | 4.21 | 0 | C
322130 | 1002272 | 2023 | PCT (Pulverized coal, tangentially-fired) | PB 7 | Natural Gas (Weighted U.S. Average) | Methane (Co2 eq) | 105.4 | 0 | C
322130 | 1002272 | 2023 | PCT (Pulverized coal, tangentially-fired) | PB 7 | Natural Gas (Weighted U.S. Average) | Nitrous Oxide | 0.421 | 0 | C
322130 | 1002272 | 2023 | PCT (Pulverized coal, tangentially-fired) | PB 7 | Natural Gas (Weighted U.S. Average) | Nitrous Oxide (Co2 eq) | 125.6 | 0 | C
322130 | 1002272 | 2023 | Chemical Recovery Furnace | RF 4 |  | Carbon Dioxide Biogenic (Spent Liquor) | 818471.2 |  | AA | [9 empty] | 55 | 1970 | B&W | 3 |  | 2 | SR | 1000 | 875 | 825
322130 | 1002272 | 2023 | Chemical Recovery Furnace | RF 4 |  | Carbon Dioxide Non-Biogenic | 3570 |  | AA | [9 empty] | 55 | 1970 | B&W | 3 |  | 2 | SR | 1000 | 875 | 825
322130 | 1002272 | 2023 | Chemical Recovery Furnace | RF 4 |  | Methane | 0.14 |  | AA | [9 empty] | 55 | 1970 | B&W | 3 |  | 2 | SR | 1000 | 875 | 825
322130 | 1002272 | 2023 | Chemical Recovery Furnace | RF 4 |  | Methane Spent Liquor | 16.48 |  | AA | [9 empty] | 55 | 1970 | B&W | 3 |  | 2 | SR | 1000 | 875 | 825
322130 | 1002272 | 2023 | Chemical Recovery Furnace | RF 4 |  | Nitrous Oxide | 0.027 |  | AA | [9 empty] | 55 | 1970 | B&W | 3 |  | 2 | SR | 1000 | 875 | 825
322130 | 1002272 | 2023 | Chemical Recovery Furnace | RF 4 |  | Nitrous Oxide Spent Liquor | 3.642 |  | AA | [9 empty] | 55 | 1970 | B&W | 3 |  | 2 | SR | 1000 | 875 | 825
322130 | 1002272 | 2023 | Chemical Recovery Furnace | RF 5 |  | Carbon Dioxide Biogenic (Spent Liquor) | 830651.4 |  | AA | [9 empty] | 47 | 1978 | B&W | 3 | 3.8 | 2 | SR | 1000 | 875 | 800
322130 | 1002272 | 2023 | Chemical Recovery Furnace | RF 5 |  | Carbon Dioxide Non-Biogenic | 6637.4 |  | AA | [9 empty] | 47 | 1978 | B&W | 3 | 3.8 | 2 | SR | 1000 | 875 | 800
322130 | 1002272 | 2023 | Chemical Recovery Furnace | RF 5 |  | Methane | 0.25 |  | AA | [9 empty] | 47 | 1978 | B&W | 3 | 3.8 | 2 | SR | 1000 | 875 | 800
322130 | 1002272 | 2023 | Chemical Recovery Furnace | RF 5 |  | Methane Spent Liquor | 16.72 |  | AA | [9 empty] | 47 | 1978 | B&W | 3 | 3.8 | 2 | SR | 1000 | 875 | 800
322130 | 1002272 | 2023 | Chemical Recovery Furnace | RF 5 |  | Nitrous Oxide | 0.048 |  | AA | [9 empty] | 47 | 1978 | B&W | 3 | 3.8 | 2 | SR | 1000 | 875 | 800
322130 | 1002272 | 2023 | Chemical Recovery Furnace | RF 5 |  | Nitrous Oxide Spent Liquor | 3.696 |  | AA | [9 empty] | 47 | 1978 | B&W | 3 | 3.8 | 2 | SR | 1000 | 875 | 800
325311 | 1002275 | 2023 |  | CP-1 | Natural Gas (Weighted U.S. Average) | Carbon Dioxide Biogenic | 0 | 0 | C
325311 | 1002275 | 2023 |  | CP-1 | Natural Gas (Weighted U.S. Average) | Carbon Dioxide Non-Biogenic | 930592.9 | 0 | C
325311 | 1002275 | 2023 |  | CP-1 | Natural Gas (Weighted U.S. Average) | Carbon Dioxide Total | 930592.9 | 0 | C
325311 | 1002275 | 2023 |  | CP-1 | Natural Gas (Weighted U.S. Average) | Methane | 17.54 | 0 | C
325311 | 1002275 | 2023 |  | CP-1 | Natural Gas (Weighted U.S. Average) | Methane (Co2 eq) | 438.5 | 0 | C
325311 | 1002275 | 2023 |  | CP-1 | Natural Gas (Weighted U.S. Average) | Nitrous Oxide | 1.754 | 0 | C
325311 | 1002275 | 2023 |  | CP-1 | Natural Gas (Weighted U.S. Average) | Nitrous Oxide (Co2 eq) | 522.7 | 0 | C
325311 | 1002275 | 2023 |  | No 1 Ammonia Plant |  | Carbon Dioxide | 640548.3 |  | G
325311 | 1002275 | 2023 |  | No 2 Ammonia Plant |  | Carbon Dioxide | 535565.7 |  | G
325311 | 1002275 | 2023 |  | Train 1 |  | Nitrous Oxide | 2492.8561 |  | V
325311 | 1002275 | 2023 |  | Train 2 |  | Nitrous Oxide | 1691.6886 |  | V
311411 | 1002283 | 2023 | FLR (Flare) | Biogas Flare Stack | Other Biomass Gases | Carbon Dioxide Biogenic | 419.4 | 12296077 | C
311411 | 1002283 | 2023 | FLR (Flare) | Biogas Flare Stack | Other Biomass Gases | Carbon Dioxide Non-Biogenic | 0 | 12296077 | C
311411 | 1002283 | 2023 | FLR (Flare) | Biogas Flare Stack | Other Biomass Gases | Carbon Dioxide Total | 419.4 | 12296077 | C
311411 | 1002283 | 2023 | FLR (Flare) | Biogas Flare Stack | Other Biomass Gases | Methane | 0.03 | 12296077 | C
311411 | 1002283 | 2023 | FLR (Flare) | Biogas Flare Stack | Other Biomass Gases | Methane (Co2 eq) | 0.6 | 12296077 | C
311411 | 1002283 | 2023 | FLR (Flare) | Biogas Flare Stack | Other Biomass Gases | Nitrous Oxide | 0.005 | 12296077 | C
311411 | 1002283 | 2023 | FLR (Flare) | Biogas Flare Stack | Other Biomass Gases | Nitrous Oxide (Co2 eq) | 1.5 | 12296077 | C
311411 | 1002283 | 2023 |  | GP-Boilers | Distillate Fuel Oil No. 2 | Carbon Dioxide Biogenic | 0 | 74649 | C
311411 | 1002283 | 2023 |  | GP-Boilers | Distillate Fuel Oil No. 2 | Carbon Dioxide Non-Biogenic | 761.9 | 74649 | C
311411 | 1002283 | 2023 |  | GP-Boilers | Distillate Fuel Oil No. 2 | Carbon Dioxide Total | 761.9 | 74649 | C
311411 | 1002283 | 2023 |  | GP-Boilers | Distillate Fuel Oil No. 2 | Methane | 0.03 | 74649 | C
311411 | 1002283 | 2023 |  | GP-Boilers | Distillate Fuel Oil No. 2 | Methane (Co2 eq) | 0.8 | 74649 | C
311411 | 1002283 | 2023 |  | GP-Boilers | Distillate Fuel Oil No. 2 | Nitrous Oxide | 0.006 | 74649 | C
311411 | 1002283 | 2023 |  | GP-Boilers | Distillate Fuel Oil No. 2 | Nitrous Oxide (Co2 eq) | 1.8 | 74649 | C
311411 | 1002283 | 2023 |  | GP-Boilers | Natural Gas (Weighted U.S. Average) | Carbon Dioxide Biogenic | 0 | 0 | C
311411 | 1002283 | 2023 |  | GP-Boilers | Natural Gas (Weighted U.S. Average) | Carbon Dioxide Non-Biogenic | 19278.3 | 0 | C
311411 | 1002283 | 2023 |  | GP-Boilers | Natural Gas (Weighted U.S. Average) | Carbon Dioxide Total | 19278.3 | 0 | C
311411 | 1002283 | 2023 |  | GP-Boilers | Natural Gas (Weighted U.S. Average) | Methane | 0.36 | 0 | C
311411 | 1002283 | 2023 |  | GP-Boilers | Natural Gas (Weighted U.S. Average) | Methane (Co2 eq) | 9.1 | 0 | C
311411 | 1002283 | 2023 |  | GP-Boilers | Natural Gas (Weighted U.S. Average) | Nitrous Oxide | 0.036 | 0 | C
311411 | 1002283 | 2023 |  | GP-Boilers | Natural Gas (Weighted U.S. Average) | Nitrous Oxide (Co2 eq) | 10.8 | 0 | C
311411 | 1002283 | 2023 |  | GP-Boilers | Other Biomass Gases | Carbon Dioxide Biogenic | 4836.7 | 141814766 | C
311411 | 1002283 | 2023 |  | GP-Boilers | Other Biomass Gases | Carbon Dioxide Non-Biogenic | 0 | 141814766 | C
311411 | 1002283 | 2023 |  | GP-Boilers | Other Biomass Gases | Carbon Dioxide Total | 4836.7 | 141814766 | C
311411 | 1002283 | 2023 |  | GP-Boilers | Other Biomass Gases | Methane | 0.3 | 141814766 | C
311411 | 1002283 | 2023 |  | GP-Boilers | Other Biomass Gases | Methane (Co2 eq) | 7.4 | 141814766 | C
311411 | 1002283 | 2023 |  | GP-Boilers | Other Biomass Gases | Nitrous Oxide | 0.059 | 141814766 | C
311411 | 1002283 | 2023 |  | GP-Boilers | Other Biomass Gases | Nitrous Oxide (Co2 eq) | 17.4 | 141814766 | C
311411 | 1002283 | 2023 | PRH (Process Heater) | Sludge Digester Heater | Other Biomass Gases | Carbon Dioxide Biogenic | 63.6 | 1865396 | C
311411 | 1002283 | 2023 | PRH (Process Heater) | Sludge Digester Heater | Other Biomass Gases | Carbon Dioxide Non-Biogenic | 0 | 1865396 | C
311411 | 1002283 | 2023 | PRH (Process Heater) | Sludge Digester Heater | Other Biomass Gases | Carbon Dioxide Total | 63.6 | 1865396 | C
311411 | 1002283 | 2023 | PRH (Process Heater) | Sludge Digester Heater | Other Biomass Gases | Methane | 0 | 1865396 | C
311411 | 1002283 | 2023 | PRH (Process Heater) | Sludge Digester Heater | Other Biomass Gases | Methane (Co2 eq) | 0.1 | 1865396 | C
311411 | 1002283 | 2023 | PRH (Process Heater) | Sludge Digester Heater | Other Biomass Gases | Nitrous Oxide | 0.001 | 1865396 | C
311411 | 1002283 | 2023 | PRH (Process Heater) | Sludge Digester Heater | Other Biomass Gases | Nitrous Oxide (Co2 eq) | 0.2 | 1865396 | C
311411 | 1002284 | 2023 | FLR (Flare) | Biogas Flare Stack | Other Biomass Gases | Carbon Dioxide Biogenic | 222.6 | 6526877 | C
311411 | 1002284 | 2023 | FLR (Flare) | Biogas Flare Stack | Other Biomass Gases | Carbon Dioxide Non-Biogenic | 0 | 6526877 | C
311411 | 1002284 | 2023 | FLR (Flare) | Biogas Flare Stack | Other Biomass Gases | Carbon Dioxide Total | 222.6 | 6526877 | C
311411 | 1002284 | 2023 | FLR (Flare) | Biogas Flare Stack | Other Biomass Gases | Methane | 0.01 | 6526877 | C
311411 | 1002284 | 2023 | FLR (Flare) | Biogas Flare Stack | Other Biomass Gases | Methane (Co2 eq) | 0.3 | 6526877 | C
311411 | 1002284 | 2023 | FLR (Flare) | Biogas Flare Stack | Other Biomass Gases | Nitrous Oxide | 0.003 | 6526877 | C
311411 | 1002284 | 2023 | FLR (Flare) | Biogas Flare Stack | Other Biomass Gases | Nitrous Oxide (Co2 eq) | 0.8 | 6526877 | C
311411 | 1002284 | 2023 |  | GP-Boilers | Natural Gas (Weighted U.S. Average) | Carbon Dioxide Biogenic | 0 | 0 | C
311411 | 1002284 | 2023 |  | GP-Boilers | Natural Gas (Weighted U.S. Average) | Carbon Dioxide Non-Biogenic | 38312.2 | 0 | C
311411 | 1002284 | 2023 |  | GP-Boilers | Natural Gas (Weighted U.S. Average) | Carbon Dioxide Total | 38312.2 | 0 | C
311411 | 1002284 | 2023 |  | GP-Boilers | Natural Gas (Weighted U.S. Average) | Methane | 0.72 | 0 | C
311411 | 1002284 | 2023 |  | GP-Boilers | Natural Gas (Weighted U.S. Average) | Methane (Co2 eq) | 18.1 | 0 | C
311411 | 1002284 | 2023 |  | GP-Boilers | Natural Gas (Weighted U.S. Average) | Nitrous Oxide | 0.072 | 0 | C
311411 | 1002284 | 2023 |  | GP-Boilers | Natural Gas (Weighted U.S. Average) | Nitrous Oxide (Co2 eq) | 21.5 | 0 | C
311411 | 1002284 | 2023 |  | GP-Boilers | Other Biomass Gases | Carbon Dioxide Biogenic | 1415.3 | 41497161 | C
311411 | 1002284 | 2023 |  | GP-Boilers | Other Biomass Gases | Carbon Dioxide Non-Biogenic | 0 | 41497161 | C
311411 | 1002284 | 2023 |  | GP-Boilers | Other Biomass Gases | Carbon Dioxide Total | 1415.3 | 41497161 | C
311411 | 1002284 | 2023 |  | GP-Boilers | Other Biomass Gases | Methane | 0.09 | 41497161 | C
311411 | 1002284 | 2023 |  | GP-Boilers | Other Biomass Gases | Methane (Co2 eq) | 2.2 | 41497161 | C
311411 | 1002284 | 2023 |  | GP-Boilers | Other Biomass Gases | Nitrous Oxide | 0.017 | 41497161 | C
311411 | 1002284 | 2023 |  | GP-Boilers | Other Biomass Gases | Nitrous Oxide (Co2 eq) | 5.1 | 41497161 | C
311411 | 1002285 | 2023 | FLR (Flare) | Flare Stack | Other Biomass Gases | Carbon Dioxide Biogenic | 5298 | 155340622 | C
311411 | 1002285 | 2023 | FLR (Flare) | Flare Stack | Other Biomass Gases | Carbon Dioxide Non-Biogenic | 0 | 155340622 | C
311411 | 1002285 | 2023 | FLR (Flare) | Flare Stack | Other Biomass Gases | Carbon Dioxide Total | 5298 | 155340622 | C
311411 | 1002285 | 2023 | FLR (Flare) | Flare Stack | Other Biomass Gases | Methane | 0.33 | 155340622 | C
311411 | 1002285 | 2023 | FLR (Flare) | Flare Stack | Other Biomass Gases | Methane (Co2 eq) | 8.1 | 155340622 | C
311411 | 1002285 | 2023 | FLR (Flare) | Flare Stack | Other Biomass Gases | Nitrous Oxide | 0.064 | 155340622 | C
311411 | 1002285 | 2023 | FLR (Flare) | Flare Stack | Other Biomass Gases | Nitrous Oxide (Co2 eq) | 19.1 | 155340622 | C
311411 | 1002285 | 2023 |  | GP-Boilers | Natural Gas (Weighted U.S. Average) | Carbon Dioxide Biogenic | 0 | 0 | C
311411 | 1002285 | 2023 |  | GP-Boilers | Natural Gas (Weighted U.S. Average) | Carbon Dioxide Non-Biogenic | 74128.4 | 0 | C
311411 | 1002285 | 2023 |  | GP-Boilers | Natural Gas (Weighted U.S. Average) | Carbon Dioxide Total | 74128.4 | 0 | C
311411 | 1002285 | 2023 |  | GP-Boilers | Natural Gas (Weighted U.S. Average) | Methane | 1.4 | 0 | C
311411 | 1002285 | 2023 |  | GP-Boilers | Natural Gas (Weighted U.S. Average) | Methane (Co2 eq) | 34.9 | 0 | C
311411 | 1002285 | 2023 |  | GP-Boilers | Natural Gas (Weighted U.S. Average) | Nitrous Oxide | 0.14 | 0 | C
311411 | 1002285 | 2023 |  | GP-Boilers | Natural Gas (Weighted U.S. Average) | Nitrous Oxide (Co2 eq) | 41.6 | 0 | C
311411 | 1002285 | 2023 |  | GP-Boilers | Other Biomass Gases | Carbon Dioxide Biogenic | 7759.1 | 227499097 | C
311411 | 1002285 | 2023 |  | GP-Boilers | Other Biomass Gases | Carbon Dioxide Non-Biogenic | 0 | 227499097 | C
311411 | 1002285 | 2023 |  | GP-Boilers | Other Biomass Gases | Carbon Dioxide Total | 7759.1 | 227499097 | C
311411 | 1002285 | 2023 |  | GP-Boilers | Other Biomass Gases | Methane | 0.48 | 227499097 | C
311411 | 1002285 | 2023 |  | GP-Boilers | Other Biomass Gases | Methane (Co2 eq) | 11.9 | 227499097 | C
311411 | 1002285 | 2023 |  | GP-Boilers | Other Biomass Gases | Nitrous Oxide | 0.094 | 227499097 | C
311411 | 1002285 | 2023 |  | GP-Boilers | Other Biomass Gases | Nitrous Oxide (Co2 eq) | 28 | 227499097 | C
311411 | 1002287 | 2023 | FLR (Flare) | Flare Stack | Other Biomass Gases | Carbon Dioxide Biogenic | 8041.1 | 235769446 | C
311411 | 1002287 | 2023 | FLR (Flare) | Flare Stack | Other Biomass Gases | Carbon Dioxide Non-Biogenic | 0 | 235769446 | C
311411 | 1002287 | 2023 | FLR (Flare) | Flare Stack | Other Biomass Gases | Carbon Dioxide Total | 8041.1 | 235769446 | C
311411 | 1002287 | 2023 | FLR (Flare) | Flare Stack | Other Biomass Gases | Methane | 0.49 | 235769446 | C
311411 | 1002287 | 2023 | FLR (Flare) | Flare Stack | Other Biomass Gases | Methane (Co2 eq) | 12.3 | 235769446 | C
311411 | 1002287 | 2023 | FLR (Flare) | Flare Stack | Other Biomass Gases | Nitrous Oxide | 0.097 | 235769446 | C
311411 | 1002287 | 2023 | FLR (Flare) | Flare Stack | Other Biomass Gases | Nitrous Oxide (Co2 eq) | 29 | 235769446 | C
311411 | 1002287 | 2023 |  | GP-Boilers | Natural Gas (Weighted U.S. Average) | Carbon Dioxide Biogenic | 0 | 0 | C
311411 | 1002287 | 2023 |  | GP-Boilers | Natural Gas (Weighted U.S. Average) | Carbon Dioxide Non-Biogenic | 50896 | 0 | C
311411 | 1002287 | 2023 |  | GP-Boilers | Natural Gas (Weighted U.S. Average) | Carbon Dioxide Total | 50896 | 0 | C
311411 | 1002287 | 2023 |  | GP-Boilers | Natural Gas (Weighted U.S. Average) | Methane | 0.96 | 0 | C
311411 | 1002287 | 2023 |  | GP-Boilers | Natural Gas (Weighted U.S. Average) | Methane (Co2 eq) | 24 | 0 | C
311411 | 1002287 | 2023 |  | GP-Boilers | Natural Gas (Weighted U.S. Average) | Nitrous Oxide | 0.096 | 0 | C
311411 | 1002287 | 2023 |  | GP-Boilers | Natural Gas (Weighted U.S. Average) | Nitrous Oxide (Co2 eq) | 28.6 | 0 | C
311411 | 1002287 | 2023 |  | GP-Boilers | Other Biomass Gases | Carbon Dioxide Biogenic | 1447 | 42426460 | C
311411 | 1002287 | 2023 |  | GP-Boilers | Other Biomass Gases | Carbon Dioxide Non-Biogenic | 0 | 42426460 | C
311411 | 1002287 | 2023 |  | GP-Boilers | Other Biomass Gases | Carbon Dioxide Total | 1447 | 42426460 | C
311411 | 1002287 | 2023 |  | GP-Boilers | Other Biomass Gases | Methane | 0.09 | 42426460 | C
311411 | 1002287 | 2023 |  | GP-Boilers | Other Biomass Gases | Methane (Co2 eq) | 2.2 | 42426460 | C
311411 | 1002287 | 2023 |  | GP-Boilers | Other Biomass Gases | Nitrous Oxide | 0.018 | 42426460 | C
311411 | 1002287 | 2023 |  | GP-Boilers | Other Biomass Gases | Nitrous Oxide (Co2 eq) | 5.2 | 42426460 | C
311224 | 1002291 | 2023 |  | GP-Dawson Facility Natural Gas and #6 | Natural Gas (Weighted U.S. Average) | Carbon Dioxide Biogenic | 0 | 0 | C
311224 | 1002291 | 2023 |  | GP-Dawson Facility Natural Gas and #6 | Natural Gas (Weighted U.S. Average) | Carbon Dioxide Non-Biogenic | 38851.5 | 0 | C
311224 | 1002291 | 2023 |  | GP-Dawson Facility Natural Gas and #6 | Natural Gas (Weighted U.S. Average) | Carbon Dioxide Total | 38851.5 | 0 | C
311224 | 1002291 | 2023 |  | GP-Dawson Facility Natural Gas and #6 | Natural Gas (Weighted U.S. Average) | Methane | 0.73 | 0 | C
311224 | 1002291 | 2023 |  | GP-Dawson Facility Natural Gas and #6 | Natural Gas (Weighted U.S. Average) | Methane (Co2 eq) | 18.3 | 0 | C
311224 | 1002291 | 2023 |  | GP-Dawson Facility Natural Gas and #6 | Natural Gas (Weighted U.S. Average) | Nitrous Oxide | 0.073 | 0 | C
311224 | 1002291 | 2023 |  | GP-Dawson Facility Natural Gas and #6 | Natural Gas (Weighted U.S. Average) | Nitrous Oxide (Co2 eq) | 21.8 | 0 | C
325311 | 1002301 | 2023 |  | GP-Diesel Air Compressors | Distillate Fuel Oil No. 2 | Carbon Dioxide Biogenic | 0 | 0 | C
325311 | 1002301 | 2023 |  | GP-Diesel Air Compressors | Distillate Fuel Oil No. 2 | Carbon Dioxide Non-Biogenic | 10104.7 | 0 | C
325311 | 1002301 | 2023 |  | GP-Diesel Air Compressors | Distillate Fuel Oil No. 2 | Carbon Dioxide Total | 10104.7 | 0 | C
325311 | 1002301 | 2023 |  | GP-Diesel Air Compressors | Distillate Fuel Oil No. 2 | Methane | 0.41 | 0 | C
325311 | 1002301 | 2023 |  | GP-Diesel Air Compressors | Distillate Fuel Oil No. 2 | Methane (Co2 eq) | 10.2 | 0 | C
325311 | 1002301 | 2023 |  | GP-Diesel Air Compressors | Distillate Fuel Oil No. 2 | Nitrous Oxide | 0.082 | 0 | C
325311 | 1002301 | 2023 |  | GP-Diesel Air Compressors | Distillate Fuel Oil No. 2 | Nitrous Oxide (Co2 eq) | 24.4 | 0 | C
325311 | 1002301 | 2023 |  | No. 1 Ammonia Plant |  | Carbon Dioxide | 589411.8 |  | G
325311 | 1002301 | 2023 | OCS (Other combustion source) | No. 1 Ammonia Plant Reformer | Natural Gas (Weighted U.S. Average) | Carbon Dioxide Biogenic | 0 | 0 | C
325311 | 1002301 | 2023 | OCS (Other combustion source) | No. 1 Ammonia Plant Reformer | Natural Gas (Weighted U.S. Average) | Carbon Dioxide Non-Biogenic | 298839.9 | 0 | C
325311 | 1002301 | 2023 | OCS (Other combustion source) | No. 1 Ammonia Plant Reformer | Natural Gas (Weighted U.S. Average) | Carbon Dioxide Total | 298839.9 | 0 | C
325311 | 1002301 | 2023 | OCS (Other combustion source) | No. 1 Ammonia Plant Reformer | Natural Gas (Weighted U.S. Average) | Methane | 5.63 | 0 | C
325311 | 1002301 | 2023 | OCS (Other combustion source) | No. 1 Ammonia Plant Reformer | Natural Gas (Weighted U.S. Average) | Methane (Co2 eq) | 140.8 | 0 | C
325311 | 1002301 | 2023 | OCS (Other combustion source) | No. 1 Ammonia Plant Reformer | Natural Gas (Weighted U.S. Average) | Nitrous Oxide | 0.563 | 0 | C
325311 | 1002301 | 2023 | OCS (Other combustion source) | No. 1 Ammonia Plant Reformer | Natural Gas (Weighted U.S. Average) | Nitrous Oxide (Co2 eq) | 167.8 | 0 | C
325311 | 1002301 | 2023 |  | No. 1 Nitric Acid Plant |  | Nitrous Oxide | 1703.0394 |  | V
325311 | 1002301 | 2023 | OB (Boiler, other) | No. 1 Urea Boiler | Natural Gas (Weighted U.S. Average) | Carbon Dioxide Biogenic | 0 | 0 | C
325311 | 1002301 | 2023 | OB (Boiler, other) | No. 1 Urea Boiler | Natural Gas (Weighted U.S. Average) | Carbon Dioxide Non-Biogenic | 106594.9 | 0 | C
325311 | 1002301 | 2023 | OB (Boiler, other) | No. 1 Urea Boiler | Natural Gas (Weighted U.S. Average) | Carbon Dioxide Total | 106594.9 | 0 | C
325311 | 1002301 | 2023 | OB (Boiler, other) | No. 1 Urea Boiler | Natural Gas (Weighted U.S. Average) | Methane | 2.01 | 0 | C
325311 | 1002301 | 2023 | OB (Boiler, other) | No. 1 Urea Boiler | Natural Gas (Weighted U.S. Average) | Methane (Co2 eq) | 50.2 | 0 | C
325311 | 1002301 | 2023 | OB (Boiler, other) | No. 1 Urea Boiler | Natural Gas (Weighted U.S. Average) | Nitrous Oxide | 0.201 | 0 | C
325311 | 1002301 | 2023 | OB (Boiler, other) | No. 1 Urea Boiler | Natural Gas (Weighted U.S. Average) | Nitrous Oxide (Co2 eq) | 59.9 | 0 | C
325311 | 1002301 | 2023 |  | No. 2 Ammonia Plant |  | Carbon Dioxide | 643649.8 |  | G
325311 | 1002301 | 2023 | OCS (Other combustion source) | No. 2 Ammonia Plant Reformer | Natural Gas (Weighted U.S. Average) | Carbon Dioxide Biogenic | 0 | 0 | C
325311 | 1002301 | 2023 | OCS (Other combustion source) | No. 2 Ammonia Plant Reformer | Natural Gas (Weighted U.S. Average) | Carbon Dioxide Non-Biogenic | 370323.1 | 0 | C
325311 | 1002301 | 2023 | OCS (Other combustion source) | No. 2 Ammonia Plant Reformer | Natural Gas (Weighted U.S. Average) | Carbon Dioxide Total | 370323.1 | 0 | C
325311 | 1002301 | 2023 | OCS (Other combustion source) | No. 2 Ammonia Plant Reformer | Natural Gas (Weighted U.S. Average) | Methane | 6.98 | 0 | C
325311 | 1002301 | 2023 | OCS (Other combustion source) | No. 2 Ammonia Plant Reformer | Natural Gas (Weighted U.S. Average) | Methane (Co2 eq) | 174.5 | 0 | C
325311 | 1002301 | 2023 | OCS (Other combustion source) | No. 2 Ammonia Plant Reformer | Natural Gas (Weighted U.S. Average) | Nitrous Oxide | 0.698 | 0 | C
325311 | 1002301 | 2023 | OCS (Other combustion source) | No. 2 Ammonia Plant Reformer | Natural Gas (Weighted U.S. Average) | Nitrous Oxide (Co2 eq) | 208 | 0 | C
325311 | 1002301 | 2023 |  | No. 2 Nitric Acid Plant |  | Nitrous Oxide | 1142.2102 |  | V
325311 | 1002301 | 2023 | OB (Boiler, other) | No. 2 Urea Boiler A | Natural Gas (Weighted U.S. Average) | Carbon Dioxide Biogenic | 0 | 0 | C
325311 | 1002301 | 2023 | OB (Boiler, other) | No. 2 Urea Boiler A | Natural Gas (Weighted U.S. Average) | Carbon Dioxide Non-Biogenic | 50610.2 | 0 | C
325311 | 1002301 | 2023 | OB (Boiler, other) | No. 2 Urea Boiler A | Natural Gas (Weighted U.S. Average) | Carbon Dioxide Total | 50610.2 | 0 | C
325311 | 1002301 | 2023 | OB (Boiler, other) | No. 2 Urea Boiler A | Natural Gas (Weighted U.S. Average) | Methane | 0.95 | 0 | C
325311 | 1002301 | 2023 | OB (Boiler, other) | No. 2 Urea Boiler A | Natural Gas (Weighted U.S. Average) | Methane (Co2 eq) | 23.8 | 0 | C
325311 | 1002301 | 2023 | OB (Boiler, other) | No. 2 Urea Boiler A | Natural Gas (Weighted U.S. Average) | Nitrous Oxide | 0.095 | 0 | C
325311 | 1002301 | 2023 | OB (Boiler, other) | No. 2 Urea Boiler A | Natural Gas (Weighted U.S. Average) | Nitrous Oxide (Co2 eq) | 28.4 | 0 | C
325311 | 1002301 | 2023 | OB (Boiler, other) | No. 2 Urea Boiler B | Natural Gas (Weighted U.S. Average) | Carbon Dioxide Biogenic | 0 | 0 | C
325311 | 1002301 | 2023 | OB (Boiler, other) | No. 2 Urea Boiler B | Natural Gas (Weighted U.S. Average) | Carbon Dioxide Non-Biogenic | 50233.1 | 0 | C
325311 | 1002301 | 2023 | OB (Boiler, other) | No. 2 Urea Boiler B | Natural Gas (Weighted U.S. Average) | Carbon Dioxide Total | 50233.1 | 0 | C
325311 | 1002301 | 2023 | OB (Boiler, other) | No. 2 Urea Boiler B | Natural Gas (Weighted U.S. Average) | Methane | 0.95 | 0 | C
325311 | 1002301 | 2023 | OB (Boiler, other) | No. 2 Urea Boiler B | Natural Gas (Weighted U.S. Average) | Methane (Co2 eq) | 23.7 | 0 | C
325311 | 1002301 | 2023 | OB (Boiler, other) | No. 2 Urea Boiler B | Natural Gas (Weighted U.S. Average) | Nitrous Oxide | 0.095 | 0 | C
325311 | 1002301 | 2023 | OB (Boiler, other) | No. 2 Urea Boiler B | Natural Gas (Weighted U.S. Average) | Nitrous Oxide (Co2 eq) | 28.2 | 0 | C
325311 | 1002301 | 2023 |  | No. 3 Ammonia Plant |  | Carbon Dioxide | 614781.4 |  | G
325311 | 1002301 | 2023 | OCS (Other combustion source) | No. 3 Ammonia Plant Reformer | Natural Gas (Weighted U.S. Average) | Carbon Dioxide Biogenic | 0 | 0 | C
325311 | 1002301 | 2023 | OCS (Other combustion source) | No. 3 Ammonia Plant Reformer | Natural Gas (Weighted U.S. Average) | Carbon Dioxide Non-Biogenic | 309322.4 | 0 | C
325311 | 1002301 | 2023 | OCS (Other combustion source) | No. 3 Ammonia Plant Reformer | Natural Gas (Weighted U.S. Average) | Carbon Dioxide Total | 309322.4 | 0 | C
325311 | 1002301 | 2023 | OCS (Other combustion source) | No. 3 Ammonia Plant Reformer | Natural Gas (Weighted U.S. Average) | Methane | 5.83 | 0 | C
325311 | 1002301 | 2023 | OCS (Other combustion source) | No. 3 Ammonia Plant Reformer | Natural Gas (Weighted U.S. Average) | Methane (Co2 eq) | 145.7 | 0 | C
325311 | 1002301 | 2023 | OCS (Other combustion source) | No. 3 Ammonia Plant Reformer | Natural Gas (Weighted U.S. Average) | Nitrous Oxide | 0.583 | 0 | C
325311 | 1002301 | 2023 | OCS (Other combustion source) | No. 3 Ammonia Plant Reformer | Natural Gas (Weighted U.S. Average) | Nitrous Oxide (Co2 eq) | 173.7 | 0 | C
325311 | 1002301 | 2023 |  | No. 3 Nitric Acid Plant |  | Nitrous Oxide | 2363.6408 |  | V
325311 | 1002301 | 2023 | OB (Boiler, other) | No. 3 Urea Boiler | Natural Gas (Weighted U.S. Average) | Carbon Dioxide Biogenic | 0 | 0 | C
325311 | 1002301 | 2023 | OB (Boiler, other) | No. 3 Urea Boiler | Natural Gas (Weighted U.S. Average) | Carbon Dioxide Non-Biogenic | 35067.9 | 0 | C
325311 | 1002301 | 2023 | OB (Boiler, other) | No. 3 Urea Boiler | Natural Gas (Weighted U.S. Average) | Carbon Dioxide Total | 35067.9 | 0 | C
325311 | 1002301 | 2023 | OB (Boiler, other) | No. 3 Urea Boiler | Natural Gas (Weighted U.S. Average) | Methane | 0.66 | 0 | C
325311 | 1002301 | 2023 | OB (Boiler, other) | No. 3 Urea Boiler | Natural Gas (Weighted U.S. Average) | Methane (Co2 eq) | 16.5 | 0 | C
325311 | 1002301 | 2023 | OB (Boiler, other) | No. 3 Urea Boiler | Natural Gas (Weighted U.S. Average) | Nitrous Oxide | 0.066 | 0 | C
325311 | 1002301 | 2023 | OB (Boiler, other) | No. 3 Urea Boiler | Natural Gas (Weighted U.S. Average) | Nitrous Oxide (Co2 eq) | 19.7 | 0 | C
325311 | 1002301 | 2023 |  | No. 4 Ammonia Plant |  | Carbon Dioxide | 707572.3 |  | G
325311 | 1002301 | 2023 | OCS (Other combustion source) | No. 4 Ammonia Plant Reformer | Natural Gas (Weighted U.S. Average) | Carbon Dioxide Biogenic | 0 | 0 | C
325311 | 1002301 | 2023 | OCS (Other combustion source) | No. 4 Ammonia Plant Reformer | Natural Gas (Weighted U.S. Average) | Carbon Dioxide Non-Biogenic | 346923.5 | 0 | C
325311 | 1002301 | 2023 | OCS (Other combustion source) | No. 4 Ammonia Plant Reformer | Natural Gas (Weighted U.S. Average) | Carbon Dioxide Total | 346923.5 | 0 | C
325311 | 1002301 | 2023 | OCS (Other combustion source) | No. 4 Ammonia Plant Reformer | Natural Gas (Weighted U.S. Average) | Methane | 6.54 | 0 | C
325311 | 1002301 | 2023 | OCS (Other combustion source) | No. 4 Ammonia Plant Reformer | Natural Gas (Weighted U.S. Average) | Methane (Co2 eq) | 163.5 | 0 | C
325311 | 1002301 | 2023 | OCS (Other combustion source) | No. 4 Ammonia Plant Reformer | Natural Gas (Weighted U.S. Average) | Nitrous Oxide | 0.654 | 0 | C
325311 | 1002301 | 2023 | OCS (Other combustion source) | No. 4 Ammonia Plant Reformer | Natural Gas (Weighted U.S. Average) | Nitrous Oxide (Co2 eq) | 194.8 | 0 | C
325311 | 1002301 | 2023 |  | No. 4 Nitric Acid Plant |  | Nitrous Oxide | 561.2275 |  | V
325311 | 1002301 | 2023 | OB (Boiler, other) | No. 4 Urea Boiler | Natural Gas (Weighted U.S. Average) | Carbon Dioxide Biogenic | 0 | 0 | C
325311 | 1002301 | 2023 | OB (Boiler, other) | No. 4 Urea Boiler | Natural Gas (Weighted U.S. Average) | Carbon Dioxide Non-Biogenic | 137978.7 | 0 | C
325311 | 1002301 | 2023 | OB (Boiler, other) | No. 4 Urea Boiler | Natural Gas (Weighted U.S. Average) | Carbon Dioxide Total | 137978.7 | 0 | C
325311 | 1002301 | 2023 | OB (Boiler, other) | No. 4 Urea Boiler | Natural Gas (Weighted U.S. Average) | Methane | 2.6 | 0 | C
325311 | 1002301 | 2023 | OB (Boiler, other) | No. 4 Urea Boiler | Natural Gas (Weighted U.S. Average) | Methane (Co2 eq) | 65 | 0 | C
325311 | 1002301 | 2023 | OB (Boiler, other) | No. 4 Urea Boiler | Natural Gas (Weighted U.S. Average) | Nitrous Oxide | 0.26 | 0 | C
325311 | 1002301 | 2023 | OB (Boiler, other) | No. 4 Urea Boiler | Natural Gas (Weighted U.S. Average) | Nitrous Oxide (Co2 eq) | 77.5 | 0 | C
325311 | 1002301 | 2023 |  | No. 5 Ammonia Plant |  | Carbon Dioxide | 653860.7 |  | G
325311 | 1002301 | 2023 | OCS (Other combustion source) | No. 5 Ammonia Plant Reformer | Natural Gas (Weighted U.S. Average) | Carbon Dioxide Biogenic | 0 | 0 | C
325311 | 1002301 | 2023 | OCS (Other combustion source) | No. 5 Ammonia Plant Reformer | Natural Gas (Weighted U.S. Average) | Carbon Dioxide Non-Biogenic | 370993.2 | 0 | C
325311 | 1002301 | 2023 | OCS (Other combustion source) | No. 5 Ammonia Plant Reformer | Natural Gas (Weighted U.S. Average) | Carbon Dioxide Total | 370993.2 | 0 | C
325311 | 1002301 | 2023 | OCS (Other combustion source) | No. 5 Ammonia Plant Reformer | Natural Gas (Weighted U.S. Average) | Methane | 6.99 | 0 | C
325311 | 1002301 | 2023 | OCS (Other combustion source) | No. 5 Ammonia Plant Reformer | Natural Gas (Weighted U.S. Average) | Methane (Co2 eq) | 174.8 | 0 | C
325311 | 1002301 | 2023 | OCS (Other combustion source) | No. 5 Ammonia Plant Reformer | Natural Gas (Weighted U.S. Average) | Nitrous Oxide | 0.699 | 0 | C
325311 | 1002301 | 2023 | OCS (Other combustion source) | No. 5 Ammonia Plant Reformer | Natural Gas (Weighted U.S. Average) | Nitrous Oxide (Co2 eq) | 208.4 | 0 | C
325311 | 1002301 | 2023 | OB (Boiler, other) | No. 5 Urea Boiler | Natural Gas (Weighted U.S. Average) | Carbon Dioxide Biogenic | 0 | 0 | C
325311 | 1002301 | 2023 | OB (Boiler, other) | No. 5 Urea Boiler | Natural Gas (Weighted U.S. Average) | Carbon Dioxide Non-Biogenic | 148422.7 | 0 | C
325311 | 1002301 | 2023 | OB (Boiler, other) | No. 5 Urea Boiler | Natural Gas (Weighted U.S. Average) | Carbon Dioxide Total | 148422.7 | 0 | C
325311 | 1002301 | 2023 | OB (Boiler, other) | No. 5 Urea Boiler | Natural Gas (Weighted U.S. Average) | Methane | 2.8 | 0 | C
325311 | 1002301 | 2023 | OB (Boiler, other) | No. 5 Urea Boiler | Natural Gas (Weighted U.S. Average) | Methane (Co2 eq) | 69.9 | 0 | C
325311 | 1002301 | 2023 | OB (Boiler, other) | No. 5 Urea Boiler | Natural Gas (Weighted U.S. Average) | Nitrous Oxide | 0.28 | 0 | C
325311 | 1002301 | 2023 | OB (Boiler, other) | No. 5 Urea Boiler | Natural Gas (Weighted U.S. Average) | Nitrous Oxide (Co2 eq) | 83.4 | 0 | C
325311 | 1002301 | 2023 | OB (Boiler, other) | No. 6 Ammonia Boiler | Natural Gas (Weighted U.S. Average) | Carbon Dioxide Biogenic | 0 | 0 | C
325311 | 1002301 | 2023 | OB (Boiler, other) | No. 6 Ammonia Boiler | Natural Gas (Weighted U.S. Average) | Carbon Dioxide Non-Biogenic | 111109.8 | 0 | C
325311 | 1002301 | 2023 | OB (Boiler, other) | No. 6 Ammonia Boiler | Natural Gas (Weighted U.S. Average) | Carbon Dioxide Total | 111109.8 | 0 | C
325311 | 1002301 | 2023 | OB (Boiler, other) | No. 6 Ammonia Boiler | Natural Gas (Weighted U.S. Average) | Methane | 2.09 | 0 | C
325311 | 1002301 | 2023 | OB (Boiler, other) | No. 6 Ammonia Boiler | Natural Gas (Weighted U.S. Average) | Methane (Co2 eq) | 52.4 | 0 | C
325311 | 1002301 | 2023 | OB (Boiler, other) | No. 6 Ammonia Boiler | Natural Gas (Weighted U.S. Average) | Nitrous Oxide | 0.209 | 0 | C
325311 | 1002301 | 2023 | OB (Boiler, other) | No. 6 Ammonia Boiler | Natural Gas (Weighted U.S. Average) | Nitrous Oxide (Co2 eq) | 62.4 | 0 | C
325311 | 1002301 | 2023 |  | No. 6 Ammonia Plant |  | Carbon Dioxide | 1653400.5 |  | G
325311 | 1002301 | 2023 | OCS (Other combustion source) | No. 6 Ammonia Plant Reformer | Natural Gas (Weighted U.S. Average) | Carbon Dioxide Biogenic | 0 | 0 | C
325311 | 1002301 | 2023 | OCS (Other combustion source) | No. 6 Ammonia Plant Reformer | Natural Gas (Weighted U.S. Average) | Carbon Dioxide Non-Biogenic | 543561.3 | 0 | C
325311 | 1002301 | 2023 | OCS (Other combustion source) | No. 6 Ammonia Plant Reformer | Natural Gas (Weighted U.S. Average) | Carbon Dioxide Total | 543561.3 | 0 | C
325311 | 1002301 | 2023 | OCS (Other combustion source) | No. 6 Ammonia Plant Reformer | Natural Gas (Weighted U.S. Average) | Methane | 10.24 | 0 | C
325311 | 1002301 | 2023 | OCS (Other combustion source) | No. 6 Ammonia Plant Reformer | Natural Gas (Weighted U.S. Average) | Methane (Co2 eq) | 256.1 | 0 | C
325311 | 1002301 | 2023 | OCS (Other combustion source) | No. 6 Ammonia Plant Reformer | Natural Gas (Weighted U.S. Average) | Nitrous Oxide | 1.024 | 0 | C
325311 | 1002301 | 2023 | OCS (Other combustion source) | No. 6 Ammonia Plant Reformer | Natural Gas (Weighted U.S. Average) | Nitrous Oxide (Co2 eq) | 305.3 | 0 | C
322130 | 1002305 | 2023 |  | GP-Paper Machines | Natural Gas (Weighted U.S. Average) | Carbon Dioxide Biogenic | 0 | 67385708.03 | C
322130 | 1002305 | 2023 |  | GP-Paper Machines | Natural Gas (Weighted U.S. Average) | Carbon Dioxide Non-Biogenic | 3632.6 | 67385708.03 | C
322130 | 1002305 | 2023 |  | GP-Paper Machines | Natural Gas (Weighted U.S. Average) | Carbon Dioxide Total | 3632.6 | 67385708.03 | C
322130 | 1002305 | 2023 |  | GP-Paper Machines | Natural Gas (Weighted U.S. Average) | Methane | 0.07 | 67385708.03 | C
322130 | 1002305 | 2023 |  | GP-Paper Machines | Natural Gas (Weighted U.S. Average) | Methane (Co2 eq) | 1.7 | 67385708.03 | C
322130 | 1002305 | 2023 |  | GP-Paper Machines | Natural Gas (Weighted U.S. Average) | Nitrous Oxide | 0.007 | 67385708.03 | C
322130 | 1002305 | 2023 |  | GP-Paper Machines | Natural Gas (Weighted U.S. Average) | Nitrous Oxide (Co2 eq) | 2 | 67385708.03 | C
322130 | 1002305 | 2023 |  | GP-WTS Pumps | Distillate Fuel Oil No. 2 | Carbon Dioxide Biogenic | 0 | 5970.3611 | C
322130 | 1002305 | 2023 |  | GP-WTS Pumps | Distillate Fuel Oil No. 2 | Carbon Dioxide Non-Biogenic | 60.9 | 5970.3611 | C
322130 | 1002305 | 2023 |  | GP-WTS Pumps | Distillate Fuel Oil No. 2 | Carbon Dioxide Total | 60.9 | 5970.3611 | C
322130 | 1002305 | 2023 |  | GP-WTS Pumps | Distillate Fuel Oil No. 2 | Methane | 0 | 5970.3611 | C
322130 | 1002305 | 2023 |  | GP-WTS Pumps | Distillate Fuel Oil No. 2 | Methane (Co2 eq) | 0.1 | 5970.3611 | C
322130 | 1002305 | 2023 |  | GP-WTS Pumps | Distillate Fuel Oil No. 2 | Nitrous Oxide | 0 | 5970.3611 | C
322130 | 1002305 | 2023 |  | GP-WTS Pumps | Distillate Fuel Oil No. 2 | Nitrous Oxide (Co2 eq) | 0.1 | 5970.3611 | C
322130 | 1002305 | 2023 | Pulp Mill Lime Kiln | No. 1 Lime Kiln |  | Carbon Dioxide Biogenic (Spent Liquor) | 0 |  | AA
322130 | 1002305 | 2023 | Pulp Mill Lime Kiln | No. 1 Lime Kiln |  | Carbon Dioxide Non-Biogenic | 18774.3 |  | AA
322130 | 1002305 | 2023 | Pulp Mill Lime Kiln | No. 1 Lime Kiln |  | Methane | 0.96 |  | AA
322130 | 1002305 | 2023 | Pulp Mill Lime Kiln | No. 1 Lime Kiln |  | Methane Spent Liquor | 0 |  | AA
322130 | 1002305 | 2023 | Pulp Mill Lime Kiln | No. 1 Lime Kiln |  | Nitrous Oxide | 0 |  | AA
322130 | 1002305 | 2023 | Pulp Mill Lime Kiln | No. 1 Lime Kiln |  | Nitrous Oxide Spent Liquor | 0 |  | AA
322130 | 1002305 | 2023 | S (Stoker Boiler) | No. 2 Power Boiler | Natural Gas (Weighted U.S. Average) | Carbon Dioxide Biogenic | 0 | 2163489439 | C
322130 | 1002305 | 2023 | S (Stoker Boiler) | No. 2 Power Boiler | Natural Gas (Weighted U.S. Average) | Carbon Dioxide Non-Biogenic | 116633 | 2163489439 | C
322130 | 1002305 | 2023 | S (Stoker Boiler) | No. 2 Power Boiler | Natural Gas (Weighted U.S. Average) | Carbon Dioxide Total | 116633 | 2163489439 | C
322130 | 1002305 | 2023 | S (Stoker Boiler) | No. 2 Power Boiler | Natural Gas (Weighted U.S. Average) | Methane | 2.2 | 2163489439 | C
322130 | 1002305 | 2023 | S (Stoker Boiler) | No. 2 Power Boiler | Natural Gas (Weighted U.S. Average) | Methane (Co2 eq) | 55 | 2163489439 | C
322130 | 1002305 | 2023 | S (Stoker Boiler) | No. 2 Power Boiler | Natural Gas (Weighted U.S. Average) | Nitrous Oxide | 0.22 | 2163489439 | C
322130 | 1002305 | 2023 | S (Stoker Boiler) | No. 2 Power Boiler | Natural Gas (Weighted U.S. Average) | Nitrous Oxide (Co2 eq) | 65.5 | 2163489439 | C
322130 | 1002305 | 2023 | S (Stoker Boiler) | No. 2 Power Boiler | Wood and Wood Residuals (dry basis) | Carbon Dioxide Biogenic | 112337.2 | 137028.0332 | C
322130 | 1002305 | 2023 | S (Stoker Boiler) | No. 2 Power Boiler | Wood and Wood Residuals (dry basis) | Carbon Dioxide Non-Biogenic | 0 | 137028.0332 | C
322130 | 1002305 | 2023 | S (Stoker Boiler) | No. 2 Power Boiler | Wood and Wood Residuals (dry basis) | Carbon Dioxide Total | 112337.2 | 137028.0332 | C
322130 | 1002305 | 2023 | S (Stoker Boiler) | No. 2 Power Boiler | Wood and Wood Residuals (dry basis) | Methane | 8.62 | 137028.0332 | C
322130 | 1002305 | 2023 | S (Stoker Boiler) | No. 2 Power Boiler | Wood and Wood Residuals (dry basis) | Methane (Co2 eq) | 215.6 | 137028.0332 | C
322130 | 1002305 | 2023 | S (Stoker Boiler) | No. 2 Power Boiler | Wood and Wood Residuals (dry basis) | Nitrous Oxide | 4.311 | 137028.0332 | C
322130 | 1002305 | 2023 | S (Stoker Boiler) | No. 2 Power Boiler | Wood and Wood Residuals (dry basis) | Nitrous Oxide (Co2 eq) | 1284.8 | 137028.0332 | C
322130 | 1002305 | 2023 | Chemical Recovery Furnace | No. 3 Recovery Boiler |  | Carbon Dioxide Biogenic (Spent Liquor) | 326433.4 |  | AA | [9 empty] | 30 | 1995 | ANDRITZ | 2.4 | 2.85 | 1 | D | 800 | 600 | 760
322130 | 1002305 | 2023 | Chemical Recovery Furnace | No. 3 Recovery Boiler |  | Carbon Dioxide Non-Biogenic | 20778.7 |  | AA | [9 empty] | 30 | 1995 | ANDRITZ | 2.4 | 2.85 | 1 | D | 800 | 600 | 760
322130 | 1002305 | 2023 | Chemical Recovery Furnace | No. 3 Recovery Boiler |  | Methane | 0.39 |  | AA | [9 empty] | 30 | 1995 | ANDRITZ | 2.4 | 2.85 | 1 | D | 800 | 600 | 760
322130 | 1002305 | 2023 | Chemical Recovery Furnace | No. 3 Recovery Boiler |  | Methane Spent Liquor | 6.59 |  | AA | [9 empty] | 30 | 1995 | ANDRITZ | 2.4 | 2.85 | 1 | D | 800 | 600 | 760
322130 | 1002305 | 2023 | Chemical Recovery Furnace | No. 3 Recovery Boiler |  | Nitrous Oxide | 0.039 |  | AA | [9 empty] | 30 | 1995 | ANDRITZ | 2.4 | 2.85 | 1 | D | 800 | 600 | 760
322130 | 1002305 | 2023 | Chemical Recovery Furnace | No. 3 Recovery Boiler |  | Nitrous Oxide Spent Liquor | 1.456 |  | AA | [9 empty] | 30 | 1995 | ANDRITZ | 2.4 | 2.85 | 1 | D | 800 | 600 | 760
322130 | 1002305 | 2023 | Chemical Recovery Furnace | No. 4 Recovery Boiler |  | Carbon Dioxide Biogenic (Spent Liquor) | 690625.3 |  | AA | [9 empty] | 50 | 1975 | CE | 4 |  | 1 | D | 765 | 625 | 750
322130 | 1002305 | 2023 | Chemical Recovery Furnace | No. 4 Recovery Boiler |  | Carbon Dioxide Non-Biogenic | 13931.4 |  | AA | [9 empty] | 50 | 1975 | CE | 4 |  | 1 | D | 765 | 625 | 750
322130 | 1002305 | 2023 | Chemical Recovery Furnace | No. 4 Recovery Boiler |  | Methane | 0.26 |  | AA | [9 empty] | 50 | 1975 | CE | 4 |  | 1 | D | 765 | 625 | 750
322130 | 1002305 | 2023 | Chemical Recovery Furnace | No. 4 Recovery Boiler |  | Methane Spent Liquor | 13.94 |  | AA | [9 empty] | 50 | 1975 | CE | 4 |  | 1 | D | 765 | 625 | 750
322130 | 1002305 | 2023 | Chemical Recovery Furnace | No. 4 Recovery Boiler |  | Nitrous Oxide | 0.026 |  | AA | [9 empty] | 50 | 1975 | CE | 4 |  | 1 | D | 765 | 625 | 750
322130 | 1002305 | 2023 | Chemical Recovery Furnace | No. 4 Recovery Boiler |  | Nitrous Oxide Spent Liquor | 3.081 |  | AA | [9 empty] | 50 | 1975 | CE | 4 |  | 1 | D | 765 | 625 | 750
322130 | 1002305 | 2023 | OB (Boiler, other) | No. 5 Power Boiler | Natural Gas (Weighted U.S. Average) | Carbon Dioxide Biogenic | 0 | 2105742545 | C
322130 | 1002305 | 2023 | OB (Boiler, other) | No. 5 Power Boiler | Natural Gas (Weighted U.S. Average) | Carbon Dioxide Non-Biogenic | 113521.9 | 2105742545 | C
322130 | 1002305 | 2023 | OB (Boiler, other) | No. 5 Power Boiler | Natural Gas (Weighted U.S. Average) | Carbon Dioxide Total | 113521.9 | 2105742545 | C
322130 | 1002305 | 2023 | OB (Boiler, other) | No. 5 Power Boiler | Natural Gas (Weighted U.S. Average) | Methane | 2.14 | 2105742545 | C
322130 | 1002305 | 2023 | OB (Boiler, other) | No. 5 Power Boiler | Natural Gas (Weighted U.S. Average) | Methane (Co2 eq) | 53.5 | 2105742545 | C
322130 | 1002305 | 2023 | OB (Boiler, other) | No. 5 Power Boiler | Natural Gas (Weighted U.S. Average) | Nitrous Oxide | 0.214 | 2105742545 | C
322130 | 1002305 | 2023 | OB (Boiler, other) | No. 5 Power Boiler | Natural Gas (Weighted U.S. Average) | Nitrous Oxide (Co2 eq) | 63.8 | 2105742545 | C
322130 | 1002305 | 2023 | S (Stoker Boiler) | No. 6 Power Boiler | Natural Gas (Weighted U.S. Average) | Carbon Dioxide Biogenic | 0 | 607458519.3 | C
322130 | 1002305 | 2023 | S (Stoker Boiler) | No. 6 Power Boiler | Natural Gas (Weighted U.S. Average) | Carbon Dioxide Non-Biogenic | 32768.1 | 607458519.3 | C
322130 | 1002305 | 2023 | S (Stoker Boiler) | No. 6 Power Boiler | Natural Gas (Weighted U.S. Average) | Carbon Dioxide Total | 32768.1 | 607458519.3 | C
322130 | 1002305 | 2023 | S (Stoker Boiler) | No. 6 Power Boiler | Natural Gas (Weighted U.S. Average) | Methane | 0.62 | 607458519.3 | C
322130 | 1002305 | 2023 | S (Stoker Boiler) | No. 6 Power Boiler | Natural Gas (Weighted U.S. Average) | Methane (Co2 eq) | 15.4 | 607458519.3 | C
322130 | 1002305 | 2023 | S (Stoker Boiler) | No. 6 Power Boiler | Natural Gas (Weighted U.S. Average) | Nitrous Oxide | 0.062 | 607458519.3 | C
322130 | 1002305 | 2023 | S (Stoker Boiler) | No. 6 Power Boiler | Natural Gas (Weighted U.S. Average) | Nitrous Oxide (Co2 eq) | 18.4 | 607458519.3 | C
322130 | 1002305 | 2023 | S (Stoker Boiler) | No. 6 Power Boiler | Wood and Wood Residuals (dry basis) | Carbon Dioxide Biogenic | 332644.6 | 405757.1601 | C
322130 | 1002305 | 2023 | S (Stoker Boiler) | No. 6 Power Boiler | Wood and Wood Residuals (dry basis) | Carbon Dioxide Non-Biogenic | 0 | 405757.1601 | C
322130 | 1002305 | 2023 | S (Stoker Boiler) | No. 6 Power Boiler | Wood and Wood Residuals (dry basis) | Carbon Dioxide Total | 332644.6 | 405757.1601 | C
322130 | 1002305 | 2023 | S (Stoker Boiler) | No. 6 Power Boiler | Wood and Wood Residuals (dry basis) | Methane | 25.53 | 405757.1601 | C
322130 | 1002305 | 2023 | S (Stoker Boiler) | No. 6 Power Boiler | Wood and Wood Residuals (dry basis) | Methane (Co2 eq) | 638.3 | 405757.1601 | C
322130 | 1002305 | 2023 | S (Stoker Boiler) | No. 6 Power Boiler | Wood and Wood Residuals (dry basis) | Nitrous Oxide | 12.767 | 405757.1601 | C
322130 | 1002305 | 2023 | S (Stoker Boiler) | No. 6 Power Boiler | Wood and Wood Residuals (dry basis) | Nitrous Oxide (Co2 eq) | 3804.5 | 405757.1601 | C
322130 | 1002305 | 2023 | Pulp Mill Lime Kiln | No. 7 Lime Kiln |  | Carbon Dioxide Biogenic (Spent Liquor) | 0 |  | AA
322130 | 1002305 | 2023 | Pulp Mill Lime Kiln | No. 7 Lime Kiln |  | Carbon Dioxide Non-Biogenic | 46673.1 |  | AA
322130 | 1002305 | 2023 | Pulp Mill Lime Kiln | No. 7 Lime Kiln |  | Methane | 2.38 |  | AA
322130 | 1002305 | 2023 | Pulp Mill Lime Kiln | No. 7 Lime Kiln |  | Methane Spent Liquor | 0 |  | AA
322130 | 1002305 | 2023 | Pulp Mill Lime Kiln | No. 7 Lime Kiln |  | Nitrous Oxide | 0 |  | AA
322130 | 1002305 | 2023 | Pulp Mill Lime Kiln | No. 7 Lime Kiln |  | Nitrous Oxide Spent Liquor | 0 |  | AA
322120 | 1002309 | 2023 |  | GP-Oakfield Paper Mill | Natural Gas (Weighted U.S. Average) | Carbon Dioxide Biogenic | 0 | 0 | C
322120 | 1002309 | 2023 |  | GP-Oakfield Paper Mill | Natural Gas (Weighted U.S. Average) | Carbon Dioxide Non-Biogenic | 28665.3 | 0 | C
322120 | 1002309 | 2023 |  | GP-Oakfield Paper Mill | Natural Gas (Weighted U.S. Average) | Carbon Dioxide Total | 28665.3 | 0 | C
322120 | 1002309 | 2023 |  | GP-Oakfield Paper Mill | Natural Gas (Weighted U.S. Average) | Methane | 0.54 | 0 | C
322120 | 1002309 | 2023 |  | GP-Oakfield Paper Mill | Natural Gas (Weighted U.S. Average) | Methane (Co2 eq) | 13.5 | 0 | C
322120 | 1002309 | 2023 |  | GP-Oakfield Paper Mill | Natural Gas (Weighted U.S. Average) | Nitrous Oxide | 0.05 | 0 | C
322120 | 1002309 | 2023 |  | GP-Oakfield Paper Mill | Natural Gas (Weighted U.S. Average) | Nitrous Oxide (Co2 eq) | 14.9 | 0 | C
311942 | 1002327 | 2023 |  | GP-Natural Gas Users | Natural Gas (Weighted U.S. Average) | Carbon Dioxide Biogenic | 0 | 0 | C
311942 | 1002327 | 2023 |  | GP-Natural Gas Users | Natural Gas (Weighted U.S. Average) | Carbon Dioxide Non-Biogenic | 19401.4 | 0 | C
311942 | 1002327 | 2023 |  | GP-Natural Gas Users | Natural Gas (Weighted U.S. Average) | Carbon Dioxide Total | 19401.4 | 0 | C
311942 | 1002327 | 2023 |  | GP-Natural Gas Users | Natural Gas (Weighted U.S. Average) | Methane | 0.37 | 0 | C
311942 | 1002327 | 2023 |  | GP-Natural Gas Users | Natural Gas (Weighted U.S. Average) | Methane (Co2 eq) | 9.1 | 0 | C
311942 | 1002327 | 2023 |  | GP-Natural Gas Users | Natural Gas (Weighted U.S. Average) | Nitrous Oxide | 0.037 | 0 | C
311942 | 1002327 | 2023 |  | GP-Natural Gas Users | Natural Gas (Weighted U.S. Average) | Nitrous Oxide (Co2 eq) | 10.9 | 0 | C
311942 | 1002333 | 2023 | OB (Boiler, other) | Gas Boiler | Natural Gas (Weighted U.S. Average) | Carbon Dioxide Biogenic | 0 | 0 | C
311942 | 1002333 | 2023 | OB (Boiler, other) | Gas Boiler | Natural Gas (Weighted U.S. Average) | Carbon Dioxide Non-Biogenic | 54220.7 | 0 | C
311942 | 1002333 | 2023 | OB (Boiler, other) | Gas Boiler | Natural Gas (Weighted U.S. Average) | Carbon Dioxide Total | 54220.7 | 0 | C
311942 | 1002333 | 2023 | OB (Boiler, other) | Gas Boiler | Natural Gas (Weighted U.S. Average) | Methane | 1.02 | 0 | C
311942 | 1002333 | 2023 | OB (Boiler, other) | Gas Boiler | Natural Gas (Weighted U.S. Average) | Methane (Co2 eq) | 25.6 | 0 | C
311942 | 1002333 | 2023 | OB (Boiler, other) | Gas Boiler | Natural Gas (Weighted U.S. Average) | Nitrous Oxide | 0.102 | 0 | C
311942 | 1002333 | 2023 | OB (Boiler, other) | Gas Boiler | Natural Gas (Weighted U.S. Average) | Nitrous Oxide (Co2 eq) | 30.5 | 0 | C
322120 | 1002339 | 2023 | Chemical Recovery Furnace | 10 Kraft Recovery Furnace/B10 |  | Carbon Dioxide Biogenic (Spent Liquor) | 189103.3 |  | AA | [9 empty] | 64 | 1961 | B&W | 1.17 |  | 2 | SF | 700 | 625
322120 | 1002339 | 2023 | Chemical Recovery Furnace | 10 Kraft Recovery Furnace/B10 |  | Carbon Dioxide Non-Biogenic | 6628.8 |  | AA | [9 empty] | 64 | 1961 | B&W | 1.17 |  | 2 | SF | 700 | 625
322120 | 1002339 | 2023 | Chemical Recovery Furnace | 10 Kraft Recovery Furnace/B10 |  | Methane | 0.12 |  | AA | [9 empty] | 64 | 1961 | B&W | 1.17 |  | 2 | SF | 700 | 625
322120 | 1002339 | 2023 | Chemical Recovery Furnace | 10 Kraft Recovery Furnace/B10 |  | Methane Spent Liquor | 3.82 |  | AA | [9 empty] | 64 | 1961 | B&W | 1.17 |  | 2 | SF | 700 | 625
322120 | 1002339 | 2023 | Chemical Recovery Furnace | 10 Kraft Recovery Furnace/B10 |  | Nitrous Oxide | 0.012 |  | AA | [9 empty] | 64 | 1961 | B&W | 1.17 |  | 2 | SF | 700 | 625
322120 | 1002339 | 2023 | Chemical Recovery Furnace | 10 Kraft Recovery Furnace/B10 |  | Nitrous Oxide Spent Liquor | 0.844 |  | AA | [9 empty] | 64 | 1961 | B&W | 1.17 |  | 2 | SF | 700 | 625
322120 | 1002339 | 2023 | Chemical Recovery Furnace | 8 Kraft Recovery Furnace/B08 |  | Carbon Dioxide Biogenic (Spent Liquor) | 116634 |  | AA | [9 empty] | 73 | 1952 | B&W | 0.75 |  | 2 | SF | 675 | 600 | 700
322120 | 1002339 | 2023 | Chemical Recovery Furnace | 8 Kraft Recovery Furnace/B08 |  | Carbon Dioxide Non-Biogenic | 6735.7 |  | AA | [9 empty] | 73 | 1952 | B&W | 0.75 |  | 2 | SF | 675 | 600 | 700
322120 | 1002339 | 2023 | Chemical Recovery Furnace | 8 Kraft Recovery Furnace/B08 |  | Methane | 0.13 |  | AA | [9 empty] | 73 | 1952 | B&W | 0.75 |  | 2 | SF | 675 | 600 | 700
322120 | 1002339 | 2023 | Chemical Recovery Furnace | 8 Kraft Recovery Furnace/B08 |  | Methane Spent Liquor | 2.35 |  | AA | [9 empty] | 73 | 1952 | B&W | 0.75 |  | 2 | SF | 675 | 600 | 700
322120 | 1002339 | 2023 | Chemical Recovery Furnace | 8 Kraft Recovery Furnace/B08 |  | Nitrous Oxide | 0.013 |  | AA | [9 empty] | 73 | 1952 | B&W | 0.75 |  | 2 | SF | 675 | 600 | 700
322120 | 1002339 | 2023 | Chemical Recovery Furnace | 8 Kraft Recovery Furnace/B08 |  | Nitrous Oxide Spent Liquor | 0.521 |  | AA | [9 empty] | 73 | 1952 | B&W | 0.75 |  | 2 | SF | 675 | 600 | 700
322120 | 1002339 | 2023 | CF (Cyclone Furnace) | Boiler 11 - B11 | Natural Gas (Weighted U.S. Average) | Carbon Dioxide Biogenic | 0 | 0 | C
322120 | 1002339 | 2023 | CF (Cyclone Furnace) | Boiler 11 - B11 | Natural Gas (Weighted U.S. Average) | Carbon Dioxide Non-Biogenic | 0 | 0 | C
322120 | 1002339 | 2023 | CF (Cyclone Furnace) | Boiler 11 - B11 | Natural Gas (Weighted U.S. Average) | Carbon Dioxide Total | 0 | 0 | C
322120 | 1002339 | 2023 | CF (Cyclone Furnace) | Boiler 11 - B11 | Natural Gas (Weighted U.S. Average) | Methane | 0 | 0 | C
322120 | 1002339 | 2023 | CF (Cyclone Furnace) | Boiler 11 - B11 | Natural Gas (Weighted U.S. Average) | Methane (Co2 eq) | 0 | 0 | C
322120 | 1002339 | 2023 | CF (Cyclone Furnace) | Boiler 11 - B11 | Natural Gas (Weighted U.S. Average) | Nitrous Oxide | 0 | 0 | C
322120 | 1002339 | 2023 | CF (Cyclone Furnace) | Boiler 11 - B11 | Natural Gas (Weighted U.S. Average) | Nitrous Oxide (Co2 eq) | 0 | 0 | C
322120 | 1002339 | 2023 | S (Stoker Boiler) | Boiler 7- B07 | Natural Gas (Weighted U.S. Average) | Carbon Dioxide Biogenic | 0 | 0 | C
322120 | 1002339 | 2023 | S (Stoker Boiler) | Boiler 7- B07 | Natural Gas (Weighted U.S. Average) | Carbon Dioxide Non-Biogenic | 32858.7 | 0 | C
322120 | 1002339 | 2023 | S (Stoker Boiler) | Boiler 7- B07 | Natural Gas (Weighted U.S. Average) | Carbon Dioxide Total | 32858.7 | 0 | C
322120 | 1002339 | 2023 | S (Stoker Boiler) | Boiler 7- B07 | Natural Gas (Weighted U.S. Average) | Methane | 0.62 | 0 | C
322120 | 1002339 | 2023 | S (Stoker Boiler) | Boiler 7- B07 | Natural Gas (Weighted U.S. Average) | Methane (Co2 eq) | 15.5 | 0 | C
322120 | 1002339 | 2023 | S (Stoker Boiler) | Boiler 7- B07 | Natural Gas (Weighted U.S. Average) | Nitrous Oxide | 0.062 | 0 | C
322120 | 1002339 | 2023 | S (Stoker Boiler) | Boiler 7- B07 | Natural Gas (Weighted U.S. Average) | Nitrous Oxide (Co2 eq) | 18.5 | 0 | C
322120 | 1002339 | 2023 | OB (Boiler, other) | Boiler 81- B81 | Natural Gas (Weighted U.S. Average) | Carbon Dioxide Biogenic | 0 | 0 | C
322120 | 1002339 | 2023 | OB (Boiler, other) | Boiler 81- B81 | Natural Gas (Weighted U.S. Average) | Carbon Dioxide Non-Biogenic | 0 | 0 | C
322120 | 1002339 | 2023 | OB (Boiler, other) | Boiler 81- B81 | Natural Gas (Weighted U.S. Average) | Carbon Dioxide Total | 0 | 0 | C
322120 | 1002339 | 2023 | OB (Boiler, other) | Boiler 81- B81 | Natural Gas (Weighted U.S. Average) | Methane | 0 | 0 | C
322120 | 1002339 | 2023 | OB (Boiler, other) | Boiler 81- B81 | Natural Gas (Weighted U.S. Average) | Methane (Co2 eq) | 0 | 0 | C
322120 | 1002339 | 2023 | OB (Boiler, other) | Boiler 81- B81 | Natural Gas (Weighted U.S. Average) | Nitrous Oxide | 0 | 0 | C
322120 | 1002339 | 2023 | OB (Boiler, other) | Boiler 81- B81 | Natural Gas (Weighted U.S. Average) | Nitrous Oxide (Co2 eq) | 0 | 0 | C
322120 | 1002339 | 2023 | OB (Boiler, other) | Boiler 82 - B82 | Natural Gas (Weighted U.S. Average) | Carbon Dioxide Biogenic | 0 | 0 | C
322120 | 1002339 | 2023 | OB (Boiler, other) | Boiler 82 - B82 | Natural Gas (Weighted U.S. Average) | Carbon Dioxide Non-Biogenic | 28660 | 0 | C
322120 | 1002339 | 2023 | OB (Boiler, other) | Boiler 82 - B82 | Natural Gas (Weighted U.S. Average) | Carbon Dioxide Total | 28660 | 0 | C
322120 | 1002339 | 2023 | OB (Boiler, other) | Boiler 82 - B82 | Natural Gas (Weighted U.S. Average) | Methane | 0.54 | 0 | C
322120 | 1002339 | 2023 | OB (Boiler, other) | Boiler 82 - B82 | Natural Gas (Weighted U.S. Average) | Methane (Co2 eq) | 13.5 | 0 | C
322120 | 1002339 | 2023 | OB (Boiler, other) | Boiler 82 - B82 | Natural Gas (Weighted U.S. Average) | Nitrous Oxide | 0.054 | 0 | C
322120 | 1002339 | 2023 | OB (Boiler, other) | Boiler 82 - B82 | Natural Gas (Weighted U.S. Average) | Nitrous Oxide (Co2 eq) | 16.1 | 0 | C
322120 | 1002339 | 2023 | OB (Boiler, other) | Boiler 83 - B83 | Natural Gas (Weighted U.S. Average) | Carbon Dioxide Biogenic | 0 | 0 | C
322120 | 1002339 | 2023 | OB (Boiler, other) | Boiler 83 - B83 | Natural Gas (Weighted U.S. Average) | Carbon Dioxide Non-Biogenic | 30663.7 | 0 | C
322120 | 1002339 | 2023 | OB (Boiler, other) | Boiler 83 - B83 | Natural Gas (Weighted U.S. Average) | Carbon Dioxide Total | 30663.7 | 0 | C
322120 | 1002339 | 2023 | OB (Boiler, other) | Boiler 83 - B83 | Natural Gas (Weighted U.S. Average) | Methane | 0.58 | 0 | C
322120 | 1002339 | 2023 | OB (Boiler, other) | Boiler 83 - B83 | Natural Gas (Weighted U.S. Average) | Methane (Co2 eq) | 14.4 | 0 | C
322120 | 1002339 | 2023 | OB (Boiler, other) | Boiler 83 - B83 | Natural Gas (Weighted U.S. Average) | Nitrous Oxide | 0.058 | 0 | C
322120 | 1002339 | 2023 | OB (Boiler, other) | Boiler 83 - B83 | Natural Gas (Weighted U.S. Average) | Nitrous Oxide (Co2 eq) | 17.2 | 0 | C
322120 | 1002339 | 2023 | CF (Cyclone Furnace) | Boiler 9 - B09 | Natural Gas (Weighted U.S. Average) | Carbon Dioxide Biogenic | 0 | 0 | C
322120 | 1002339 | 2023 | CF (Cyclone Furnace) | Boiler 9 - B09 | Natural Gas (Weighted U.S. Average) | Carbon Dioxide Non-Biogenic | 52892.5 | 0 | C
322120 | 1002339 | 2023 | CF (Cyclone Furnace) | Boiler 9 - B09 | Natural Gas (Weighted U.S. Average) | Carbon Dioxide Total | 52892.5 | 0 | C
322120 | 1002339 | 2023 | CF (Cyclone Furnace) | Boiler 9 - B09 | Natural Gas (Weighted U.S. Average) | Methane | 1 | 0 | C
322120 | 1002339 | 2023 | CF (Cyclone Furnace) | Boiler 9 - B09 | Natural Gas (Weighted U.S. Average) | Methane (Co2 eq) | 24.9 | 0 | C
322120 | 1002339 | 2023 | CF (Cyclone Furnace) | Boiler 9 - B09 | Natural Gas (Weighted U.S. Average) | Nitrous Oxide | 0.1 | 0 | C
322120 | 1002339 | 2023 | CF (Cyclone Furnace) | Boiler 9 - B09 | Natural Gas (Weighted U.S. Average) | Nitrous Oxide (Co2 eq) | 29.7 | 0 | C
322120 | 1002339 | 2023 |  | CS-09 | Bituminous | Carbon Dioxide Biogenic | 0 | 0 | C
322120 | 1002339 | 2023 |  | CS-09 | Bituminous | Carbon Dioxide Non-Biogenic | 0 | 0 | C
322120 | 1002339 | 2023 |  | CS-09 | Bituminous | Carbon Dioxide Total | 0 | 0 | C
322120 | 1002339 | 2023 |  | CS-09 | Bituminous | Methane | 0 | 0 | C
322120 | 1002339 | 2023 |  | CS-09 | Bituminous | Methane (Co2 eq) | 0 | 0 | C
322120 | 1002339 | 2023 |  | CS-09 | Bituminous | Nitrous Oxide | 0 | 0 | C
322120 | 1002339 | 2023 |  | CS-09 | Bituminous | Nitrous Oxide (Co2 eq) | 0 | 0 | C
322120 | 1002339 | 2023 |  | CS-09 | Residual Fuel Oil No. 6 | Carbon Dioxide Biogenic | 0 | 0 | C
322120 | 1002339 | 2023 |  | CS-09 | Residual Fuel Oil No. 6 | Carbon Dioxide Non-Biogenic | 0 | 0 | C
322120 | 1002339 | 2023 |  | CS-09 | Residual Fuel Oil No. 6 | Carbon Dioxide Total | 0 | 0 | C
322120 | 1002339 | 2023 |  | CS-09 | Residual Fuel Oil No. 6 | Methane | 0 | 0 | C
322120 | 1002339 | 2023 |  | CS-09 | Residual Fuel Oil No. 6 | Methane (Co2 eq) | 0 | 0 | C
322120 | 1002339 | 2023 |  | CS-09 | Residual Fuel Oil No. 6 | Nitrous Oxide | 0 | 0 | C
322120 | 1002339 | 2023 |  | CS-09 | Residual Fuel Oil No. 6 | Nitrous Oxide (Co2 eq) | 0 | 0 | C
322120 | 1002339 | 2023 |  | CS-09 | Tires | Carbon Dioxide Biogenic | 0 | 0 | C
322120 | 1002339 | 2023 |  | CS-09 | Tires | Carbon Dioxide Non-Biogenic | 0 | 0 | C
322120 | 1002339 | 2023 |  | CS-09 | Tires | Carbon Dioxide Total | 0 | 0 | C
322120 | 1002339 | 2023 |  | CS-09 | Tires | Methane | 0 | 0 | C
322120 | 1002339 | 2023 |  | CS-09 | Tires | Methane (Co2 eq) | 0 | 0 | C
322120 | 1002339 | 2023 |  | CS-09 | Tires | Nitrous Oxide | 0 | 0 | C
322120 | 1002339 | 2023 |  | CS-09 | Tires | Nitrous Oxide (Co2 eq) | 0 | 0 | C
322120 | 1002339 | 2023 |  | CS-09 | Wood and Wood Residuals (dry basis) | Carbon Dioxide Biogenic | 0 | 0 | C
322120 | 1002339 | 2023 |  | CS-09 | Wood and Wood Residuals (dry basis) | Carbon Dioxide Non-Biogenic | 0 | 0 | C
322120 | 1002339 | 2023 |  | CS-09 | Wood and Wood Residuals (dry basis) | Carbon Dioxide Total | 0 | 0 | C
322120 | 1002339 | 2023 |  | CS-09 | Wood and Wood Residuals (dry basis) | Methane | 0 | 0 | C
322120 | 1002339 | 2023 |  | CS-09 | Wood and Wood Residuals (dry basis) | Methane (Co2 eq) | 0 | 0 | C
322120 | 1002339 | 2023 |  | CS-09 | Wood and Wood Residuals (dry basis) | Nitrous Oxide | 0 | 0 | C
322120 | 1002339 | 2023 |  | CS-09 | Wood and Wood Residuals (dry basis) | Nitrous Oxide (Co2 eq) | 0 | 0 | C
322120 | 1002339 | 2023 |  | GP-1 | Natural Gas (Weighted U.S. Average) | Carbon Dioxide Biogenic | 0 | 0 | C
322120 | 1002339 | 2023 |  | GP-1 | Natural Gas (Weighted U.S. Average) | Carbon Dioxide Non-Biogenic | 199.9 | 0 | C
322120 | 1002339 | 2023 |  | GP-1 | Natural Gas (Weighted U.S. Average) | Carbon Dioxide Total | 199.9 | 0 | C
322120 | 1002339 | 2023 |  | GP-1 | Natural Gas (Weighted U.S. Average) | Methane | 0 | 0 | C
322120 | 1002339 | 2023 |  | GP-1 | Natural Gas (Weighted U.S. Average) | Methane (Co2 eq) | 0.1 | 0 | C
322120 | 1002339 | 2023 |  | GP-1 | Natural Gas (Weighted U.S. Average) | Nitrous Oxide | 0 | 0 | C
322120 | 1002339 | 2023 |  | GP-1 | Natural Gas (Weighted U.S. Average) | Nitrous Oxide (Co2 eq) | 0.1 | 0 | C
322120 | 1002339 | 2023 | Pulp Mill Lime Kiln | Kraft Lime Kiln/P12 |  | Carbon Dioxide Biogenic (Spent Liquor) | 0 |  | AA
322120 | 1002339 | 2023 | Pulp Mill Lime Kiln | Kraft Lime Kiln/P12 |  | Carbon Dioxide Non-Biogenic | 12538.1 |  | AA
322120 | 1002339 | 2023 | Pulp Mill Lime Kiln | Kraft Lime Kiln/P12 |  | Methane | 0.64 |  | AA
322120 | 1002339 | 2023 | Pulp Mill Lime Kiln | Kraft Lime Kiln/P12 |  | Methane Spent Liquor | 0 |  | AA
322120 | 1002339 | 2023 | Pulp Mill Lime Kiln | Kraft Lime Kiln/P12 |  | Nitrous Oxide | 0 |  | AA
322120 | 1002339 | 2023 | Pulp Mill Lime Kiln | Kraft Lime Kiln/P12 |  | Nitrous Oxide Spent Liquor | 0 |  | AA
325220 | 1002342 | 2023 |  | GP-1 | Distillate Fuel Oil No. 2 | Carbon Dioxide Biogenic | 0 | 0 | C
325220 | 1002342 | 2023 |  | GP-1 | Distillate Fuel Oil No. 2 | Carbon Dioxide Non-Biogenic | 24.4 | 0 | C
325220 | 1002342 | 2023 |  | GP-1 | Distillate Fuel Oil No. 2 | Carbon Dioxide Total | 24.4 | 0 | C
325220 | 1002342 | 2023 |  | GP-1 | Distillate Fuel Oil No. 2 | Methane | 0 | 0 | C
325220 | 1002342 | 2023 |  | GP-1 | Distillate Fuel Oil No. 2 | Methane (Co2 eq) | 0 | 0 | C
325220 | 1002342 | 2023 |  | GP-1 | Distillate Fuel Oil No. 2 | Nitrous Oxide | 0 | 0 | C
325220 | 1002342 | 2023 |  | GP-1 | Distillate Fuel Oil No. 2 | Nitrous Oxide (Co2 eq) | 0.1 | 0 | C
325220 | 1002342 | 2023 |  | GP-1 | Natural Gas (Weighted U.S. Average) | Carbon Dioxide Biogenic | 0 | 0 | C
325220 | 1002342 | 2023 |  | GP-1 | Natural Gas (Weighted U.S. Average) | Carbon Dioxide Non-Biogenic | 30201.8 | 0 | C
325220 | 1002342 | 2023 |  | GP-1 | Natural Gas (Weighted U.S. Average) | Carbon Dioxide Total | 30201.8 | 0 | C
325220 | 1002342 | 2023 |  | GP-1 | Natural Gas (Weighted U.S. Average) | Methane | 0.57 | 0 | C
325220 | 1002342 | 2023 |  | GP-1 | Natural Gas (Weighted U.S. Average) | Methane (Co2 eq) | 14.2 | 0 | C
325220 | 1002342 | 2023 |  | GP-1 | Natural Gas (Weighted U.S. Average) | Nitrous Oxide | 0.057 | 0 | C
325220 | 1002342 | 2023 |  | GP-1 | Natural Gas (Weighted U.S. Average) | Nitrous Oxide (Co2 eq) | 17 | 0 | C
311611 | 1002346 | 2023 | FLR (Flare) | Biogas Flare | Other Biomass Gases | Carbon Dioxide Biogenic | 2023.2 | 59320000 | C
311611 | 1002346 | 2023 | FLR (Flare) | Biogas Flare | Other Biomass Gases | Carbon Dioxide Non-Biogenic | 0 | 59320000 | C
311611 | 1002346 | 2023 | FLR (Flare) | Biogas Flare | Other Biomass Gases | Carbon Dioxide Total | 2023.2 | 59320000 | C
311611 | 1002346 | 2023 | FLR (Flare) | Biogas Flare | Other Biomass Gases | Methane | 0.12 | 59320000 | C
311611 | 1002346 | 2023 | FLR (Flare) | Biogas Flare | Other Biomass Gases | Methane (Co2 eq) | 3.1 | 59320000 | C
311611 | 1002346 | 2023 | FLR (Flare) | Biogas Flare | Other Biomass Gases | Nitrous Oxide | 0.024 | 59320000 | C
311611 | 1002346 | 2023 | FLR (Flare) | Biogas Flare | Other Biomass Gases | Nitrous Oxide (Co2 eq) | 7.3 | 59320000 | C
311611 | 1002346 | 2023 |  | GP- three boilers | Natural Gas (Weighted U.S. Average) | Carbon Dioxide Biogenic | 0 | 721015028 | C
311611 | 1002346 | 2023 |  | GP- three boilers | Natural Gas (Weighted U.S. Average) | Carbon Dioxide Non-Biogenic | 39251.7 | 721015028 | C
311611 | 1002346 | 2023 |  | GP- three boilers | Natural Gas (Weighted U.S. Average) | Carbon Dioxide Total | 39251.7 | 721015028 | C
311611 | 1002346 | 2023 |  | GP- three boilers | Natural Gas (Weighted U.S. Average) | Methane | 0.74 | 721015028 | C
311611 | 1002346 | 2023 |  | GP- three boilers | Natural Gas (Weighted U.S. Average) | Methane (Co2 eq) | 18.5 | 721015028 | C
311611 | 1002346 | 2023 |  | GP- three boilers | Natural Gas (Weighted U.S. Average) | Nitrous Oxide | 0.074 | 721015028 | C
311611 | 1002346 | 2023 |  | GP- three boilers | Natural Gas (Weighted U.S. Average) | Nitrous Oxide (Co2 eq) | 22 | 721015028 | C
311611 | 1002346 | 2023 |  | GP- three boilers | Other Biomass Gases | Carbon Dioxide Biogenic | 4983.2 | 146110000 | C
311611 | 1002346 | 2023 |  | GP- three boilers | Other Biomass Gases | Carbon Dioxide Non-Biogenic | 0 | 146110000 | C
311611 | 1002346 | 2023 |  | GP- three boilers | Other Biomass Gases | Carbon Dioxide Total | 4983.2 | 146110000 | C
311611 | 1002346 | 2023 |  | GP- three boilers | Other Biomass Gases | Methane | 0.31 | 146110000 | C
311611 | 1002346 | 2023 |  | GP- three boilers | Other Biomass Gases | Methane (Co2 eq) | 7.7 | 146110000 | C
311611 | 1002346 | 2023 |  | GP- three boilers | Other Biomass Gases | Nitrous Oxide | 0.06 | 146110000 | C
311611 | 1002346 | 2023 |  | GP- three boilers | Other Biomass Gases | Nitrous Oxide (Co2 eq) | 18 | 146110000 | C
325193 | 1002349 | 2023 | OB (Boiler, other) | Boiler | Natural Gas (Weighted U.S. Average) | Carbon Dioxide Biogenic | 0 | 987010705 | C
325193 | 1002349 | 2023 | OB (Boiler, other) | Boiler | Natural Gas (Weighted U.S. Average) | Carbon Dioxide Non-Biogenic | 53732.4 | 987010705 | C
325193 | 1002349 | 2023 | OB (Boiler, other) | Boiler | Natural Gas (Weighted U.S. Average) | Carbon Dioxide Total | 53732.4 | 987010705 | C
325193 | 1002349 | 2023 | OB (Boiler, other) | Boiler | Natural Gas (Weighted U.S. Average) | Methane | 1.01 | 987010705 | C
325193 | 1002349 | 2023 | OB (Boiler, other) | Boiler | Natural Gas (Weighted U.S. Average) | Methane (Co2 eq) | 25.3 | 987010705 | C
325193 | 1002349 | 2023 | OB (Boiler, other) | Boiler | Natural Gas (Weighted U.S. Average) | Nitrous Oxide | 0.101 | 987010705 | C
325193 | 1002349 | 2023 | OB (Boiler, other) | Boiler | Natural Gas (Weighted U.S. Average) | Nitrous Oxide (Co2 eq) | 30.2 | 987010705 | C
325180 | 1002350 | 2023 |  | CP-1 | Natural Gas (Weighted U.S. Average) | Carbon Dioxide Biogenic | 0 | 20657455876.01 | C
325180 | 1002350 | 2023 |  | CP-1 | Natural Gas (Weighted U.S. Average) | Carbon Dioxide Non-Biogenic | 1107287 | 20657455876.01 | C
325180 | 1002350 | 2023 |  | CP-1 | Natural Gas (Weighted U.S. Average) | Carbon Dioxide Total | 1107287 | 20657455876.01 | C
325180 | 1002350 | 2023 |  | CP-1 | Natural Gas (Weighted U.S. Average) | Methane | 20.87 | 20657455876.01 | C
325180 | 1002350 | 2023 |  | CP-1 | Natural Gas (Weighted U.S. Average) | Methane (Co2 eq) | 521.7 | 20657455876.01 | C
325180 | 1002350 | 2023 |  | CP-1 | Natural Gas (Weighted U.S. Average) | Nitrous Oxide | 2.087 | 20657455876.01 | C
325180 | 1002350 | 2023 |  | CP-1 | Natural Gas (Weighted U.S. Average) | Nitrous Oxide (Co2 eq) | 621.9 | 20657455876.01 | C
325180 | 1002350 | 2023 | Petrochemical process unit | EDC/VCM Plant |  | Carbon Dioxide | 59170.5 |  | X
325120 | 1002352 | 2023 |  | GP-Plant | Natural Gas (Weighted U.S. Average) | Carbon Dioxide Biogenic | 0 | 593915970.43 | C
325120 | 1002352 | 2023 |  | GP-Plant | Natural Gas (Weighted U.S. Average) | Carbon Dioxide Non-Biogenic | 34183.8 | 593915970.43 | C
325120 | 1002352 | 2023 |  | GP-Plant | Natural Gas (Weighted U.S. Average) | Carbon Dioxide Total | 34183.8 | 593915970.43 | C
325120 | 1002352 | 2023 |  | GP-Plant | Natural Gas (Weighted U.S. Average) | Methane | 0.64 | 593915970.43 | C
325120 | 1002352 | 2023 |  | GP-Plant | Natural Gas (Weighted U.S. Average) | Methane (Co2 eq) | 16.1 | 593915970.43 | C
325120 | 1002352 | 2023 |  | GP-Plant | Natural Gas (Weighted U.S. Average) | Nitrous Oxide | 0.064 | 593915970.43 | C
325120 | 1002352 | 2023 |  | GP-Plant | Natural Gas (Weighted U.S. Average) | Nitrous Oxide (Co2 eq) | 19.2 | 593915970.43 | C
325193 | 1002356 | 2023 |  | GP-TO 1 and 2 and Dryers A, B, C, D | Natural Gas (Weighted U.S. Average) | Carbon Dioxide Biogenic | 0 | 3297187000 | C
325193 | 1002356 | 2023 |  | GP-TO 1 and 2 and Dryers A, B, C, D | Natural Gas (Weighted U.S. Average) | Carbon Dioxide Non-Biogenic | 184225.1 | 3297187000 | C
325193 | 1002356 | 2023 |  | GP-TO 1 and 2 and Dryers A, B, C, D | Natural Gas (Weighted U.S. Average) | Carbon Dioxide Total | 184225.1 | 3297187000 | C
325193 | 1002356 | 2023 |  | GP-TO 1 and 2 and Dryers A, B, C, D | Natural Gas (Weighted U.S. Average) | Methane | 3.47 | 3297187000 | C
325193 | 1002356 | 2023 |  | GP-TO 1 and 2 and Dryers A, B, C, D | Natural Gas (Weighted U.S. Average) | Methane (Co2 eq) | 86.8 | 3297187000 | C
325193 | 1002356 | 2023 |  | GP-TO 1 and 2 and Dryers A, B, C, D | Natural Gas (Weighted U.S. Average) | Nitrous Oxide | 0.347 | 3297187000 | C
325193 | 1002356 | 2023 |  | GP-TO 1 and 2 and Dryers A, B, C, D | Natural Gas (Weighted U.S. Average) | Nitrous Oxide (Co2 eq) | 103.5 | 3297187000 | C
311224 | 1002365 | 2023 |  | GP-Sgt Natural Gas and Fuel Oil | Distillate Fuel Oil No. 2 | Carbon Dioxide Biogenic | 0 | 0 | C
311224 | 1002365 | 2023 |  | GP-Sgt Natural Gas and Fuel Oil | Distillate Fuel Oil No. 2 | Carbon Dioxide Non-Biogenic | 0 | 0 | C
311224 | 1002365 | 2023 |  | GP-Sgt Natural Gas and Fuel Oil | Distillate Fuel Oil No. 2 | Carbon Dioxide Total | 0 | 0 | C
311224 | 1002365 | 2023 |  | GP-Sgt Natural Gas and Fuel Oil | Distillate Fuel Oil No. 2 | Methane | 0 | 0 | C
311224 | 1002365 | 2023 |  | GP-Sgt Natural Gas and Fuel Oil | Distillate Fuel Oil No. 2 | Methane (Co2 eq) | 0 | 0 | C
311224 | 1002365 | 2023 |  | GP-Sgt Natural Gas and Fuel Oil | Distillate Fuel Oil No. 2 | Nitrous Oxide | 0 | 0 | C
311224 | 1002365 | 2023 |  | GP-Sgt Natural Gas and Fuel Oil | Distillate Fuel Oil No. 2 | Nitrous Oxide (Co2 eq) | 0 | 0 | C
311224 | 1002365 | 2023 |  | GP-Sgt Natural Gas and Fuel Oil | Natural Gas (Weighted U.S. Average) | Carbon Dioxide Biogenic | 0 | 1196109161.79 | C
311224 | 1002365 | 2023 |  | GP-Sgt Natural Gas and Fuel Oil | Natural Gas (Weighted U.S. Average) | Carbon Dioxide Non-Biogenic | 65115.7 | 1196109161.79 | C
311224 | 1002365 | 2023 |  | GP-Sgt Natural Gas and Fuel Oil | Natural Gas (Weighted U.S. Average) | Carbon Dioxide Total | 65115.7 | 1196109161.79 | C
311224 | 1002365 | 2023 |  | GP-Sgt Natural Gas and Fuel Oil | Natural Gas (Weighted U.S. Average) | Methane | 1.23 | 1196109161.79 | C
311224 | 1002365 | 2023 |  | GP-Sgt Natural Gas and Fuel Oil | Natural Gas (Weighted U.S. Average) | Methane (Co2 eq) | 30.7 | 1196109161.79 | C
311224 | 1002365 | 2023 |  | GP-Sgt Natural Gas and Fuel Oil | Natural Gas (Weighted U.S. Average) | Nitrous Oxide | 0.123 | 1196109161.79 | C
311224 | 1002365 | 2023 |  | GP-Sgt Natural Gas and Fuel Oil | Natural Gas (Weighted U.S. Average) | Nitrous Oxide (Co2 eq) | 36.6 | 1196109161.79 | C
325193 | 1002379 | 2023 |  | GP-Fort Dodge | Natural Gas (Weighted U.S. Average) | Carbon Dioxide Biogenic | 0 | 0 | C
325193 | 1002379 | 2023 |  | GP-Fort Dodge | Natural Gas (Weighted U.S. Average) | Carbon Dioxide Non-Biogenic | 195485.8 | 0 | C
325193 | 1002379 | 2023 |  | GP-Fort Dodge | Natural Gas (Weighted U.S. Average) | Carbon Dioxide Total | 195485.8 | 0 | C
325193 | 1002379 | 2023 |  | GP-Fort Dodge | Natural Gas (Weighted U.S. Average) | Methane | 3.68 | 0 | C
325193 | 1002379 | 2023 |  | GP-Fort Dodge | Natural Gas (Weighted U.S. Average) | Methane (Co2 eq) | 92.1 | 0 | C
325193 | 1002379 | 2023 |  | GP-Fort Dodge | Natural Gas (Weighted U.S. Average) | Nitrous Oxide | 0.368 | 0 | C
325193 | 1002379 | 2023 |  | GP-Fort Dodge | Natural Gas (Weighted U.S. Average) | Nitrous Oxide (Co2 eq) | 109.8 | 0 | C
325311 | 1002380 | 2023 |  | EPN-1 CO2 Stripper Vent |  | Carbon Dioxide | 376048.1 |  | G
325311 | 1002380 | 2023 | OB (Boiler, other) | EPN-2 Reformer | Natural Gas (Weighted U.S. Average) | Carbon Dioxide Biogenic | 0 | 0 | C
325311 | 1002380 | 2023 | OB (Boiler, other) | EPN-2 Reformer | Natural Gas (Weighted U.S. Average) | Carbon Dioxide Non-Biogenic | 287266.6 | 0 | C
325311 | 1002380 | 2023 | OB (Boiler, other) | EPN-2 Reformer | Natural Gas (Weighted U.S. Average) | Carbon Dioxide Total | 287266.6 | 0 | C
325311 | 1002380 | 2023 | OB (Boiler, other) | EPN-2 Reformer | Natural Gas (Weighted U.S. Average) | Methane | 5.41 | 0 | C
325311 | 1002380 | 2023 | OB (Boiler, other) | EPN-2 Reformer | Natural Gas (Weighted U.S. Average) | Methane (Co2 eq) | 135.3 | 0 | C
325311 | 1002380 | 2023 | OB (Boiler, other) | EPN-2 Reformer | Natural Gas (Weighted U.S. Average) | Nitrous Oxide | 0.541 | 0 | C
325311 | 1002380 | 2023 | OB (Boiler, other) | EPN-2 Reformer | Natural Gas (Weighted U.S. Average) | Nitrous Oxide (Co2 eq) | 161.3 | 0 | C
325311 | 1002380 | 2023 | OB (Boiler, other) | PKGB1 | Natural Gas (Weighted U.S. Average) | Carbon Dioxide Biogenic | 0 | 1331367824 | C
325311 | 1002380 | 2023 | OB (Boiler, other) | PKGB1 | Natural Gas (Weighted U.S. Average) | Carbon Dioxide Non-Biogenic | 72341.9 | 1331367824 | C
325311 | 1002380 | 2023 | OB (Boiler, other) | PKGB1 | Natural Gas (Weighted U.S. Average) | Carbon Dioxide Total | 72341.9 | 1331367824 | C
325311 | 1002380 | 2023 | OB (Boiler, other) | PKGB1 | Natural Gas (Weighted U.S. Average) | Methane | 1.36 | 1331367824 | C
325311 | 1002380 | 2023 | OB (Boiler, other) | PKGB1 | Natural Gas (Weighted U.S. Average) | Methane (Co2 eq) | 34.1 | 1331367824 | C
325311 | 1002380 | 2023 | OB (Boiler, other) | PKGB1 | Natural Gas (Weighted U.S. Average) | Nitrous Oxide | 0.136 | 1331367824 | C
325311 | 1002380 | 2023 | OB (Boiler, other) | PKGB1 | Natural Gas (Weighted U.S. Average) | Nitrous Oxide (Co2 eq) | 40.6 | 1331367824 | C
311919 | 1002394 | 2023 |  | CP- Low Pressure Gas Users | Natural Gas (Weighted U.S. Average) | Carbon Dioxide Biogenic | 0 | 589413300 | C
311919 | 1002394 | 2023 |  | CP- Low Pressure Gas Users | Natural Gas (Weighted U.S. Average) | Carbon Dioxide Non-Biogenic | 32087.4 | 589413300 | C
311919 | 1002394 | 2023 |  | CP- Low Pressure Gas Users | Natural Gas (Weighted U.S. Average) | Carbon Dioxide Total | 32087.4 | 589413300 | C
311919 | 1002394 | 2023 |  | CP- Low Pressure Gas Users | Natural Gas (Weighted U.S. Average) | Methane | 0.6 | 589413300 | C
311919 | 1002394 | 2023 |  | CP- Low Pressure Gas Users | Natural Gas (Weighted U.S. Average) | Methane (Co2 eq) | 15.1 | 589413300 | C
311919 | 1002394 | 2023 |  | CP- Low Pressure Gas Users | Natural Gas (Weighted U.S. Average) | Nitrous Oxide | 0.06 | 589413300 | C
311919 | 1002394 | 2023 |  | CP- Low Pressure Gas Users | Natural Gas (Weighted U.S. Average) | Nitrous Oxide (Co2 eq) | 18 | 589413300 | C
325311 | 1002407 | 2023 | OCS (Other combustion source) | CP-1 | Natural Gas (Weighted U.S. Average) | Carbon Dioxide Biogenic | 0 | 18919251374 | C
325311 | 1002407 | 2023 | OCS (Other combustion source) | CP-1 | Natural Gas (Weighted U.S. Average) | Carbon Dioxide Non-Biogenic | 1030244.2 | 18919251374 | C
325311 | 1002407 | 2023 | OCS (Other combustion source) | CP-1 | Natural Gas (Weighted U.S. Average) | Carbon Dioxide Total | 1030244.2 | 18919251374 | C
325311 | 1002407 | 2023 | OCS (Other combustion source) | CP-1 | Natural Gas (Weighted U.S. Average) | Methane | 19.42 | 18919251374 | C
325311 | 1002407 | 2023 | OCS (Other combustion source) | CP-1 | Natural Gas (Weighted U.S. Average) | Methane (Co2 eq) | 485.4 | 18919251374 | C
325311 | 1002407 | 2023 | OCS (Other combustion source) | CP-1 | Natural Gas (Weighted U.S. Average) | Nitrous Oxide | 1.942 | 18919251374 | C
325311 | 1002407 | 2023 | OCS (Other combustion source) | CP-1 | Natural Gas (Weighted U.S. Average) | Nitrous Oxide (Co2 eq) | 578.6 | 18919251374 | C
325311 | 1002407 | 2023 |  | Train 1 |  | Nitrous Oxide | 0.48287 |  | V
325311 | 1002407 | 2023 |  | Unit #1 |  | Carbon Dioxide | 678048 |  | G
325311 | 1002407 | 2023 |  | Unit #2 |  | Carbon Dioxide | 670461.2 |  | G
311224 | 1002408 | 2023 |  | GP-Sheldon Natural Gas and Fuel Oil | Natural Gas (Weighted U.S. Average) | Carbon Dioxide Biogenic | 0 | 510985477.58 | C
311224 | 1002408 | 2023 |  | GP-Sheldon Natural Gas and Fuel Oil | Natural Gas (Weighted U.S. Average) | Carbon Dioxide Non-Biogenic | 27817.8 | 510985477.58 | C
311224 | 1002408 | 2023 |  | GP-Sheldon Natural Gas and Fuel Oil | Natural Gas (Weighted U.S. Average) | Carbon Dioxide Total | 27817.8 | 510985477.58 | C
311224 | 1002408 | 2023 |  | GP-Sheldon Natural Gas and Fuel Oil | Natural Gas (Weighted U.S. Average) | Methane | 0.52 | 510985477.58 | C
311224 | 1002408 | 2023 |  | GP-Sheldon Natural Gas and Fuel Oil | Natural Gas (Weighted U.S. Average) | Methane (Co2 eq) | 13.1 | 510985477.58 | C
311224 | 1002408 | 2023 |  | GP-Sheldon Natural Gas and Fuel Oil | Natural Gas (Weighted U.S. Average) | Nitrous Oxide | 0.052 | 510985477.58 | C
311224 | 1002408 | 2023 |  | GP-Sheldon Natural Gas and Fuel Oil | Natural Gas (Weighted U.S. Average) | Nitrous Oxide (Co2 eq) | 15.6 | 510985477.58 | C
311224 | 1002408 | 2023 |  | GP-Sheldon Natural Gas and Fuel Oil | Residual Fuel Oil No. 6 | Carbon Dioxide Biogenic | 0 | 179 | C
311224 | 1002408 | 2023 |  | GP-Sheldon Natural Gas and Fuel Oil | Residual Fuel Oil No. 6 | Carbon Dioxide Non-Biogenic | 2 | 179 | C
311224 | 1002408 | 2023 |  | GP-Sheldon Natural Gas and Fuel Oil | Residual Fuel Oil No. 6 | Carbon Dioxide Total | 2 | 179 | C
311224 | 1002408 | 2023 |  | GP-Sheldon Natural Gas and Fuel Oil | Residual Fuel Oil No. 6 | Methane | 0 | 179 | C
311224 | 1002408 | 2023 |  | GP-Sheldon Natural Gas and Fuel Oil | Residual Fuel Oil No. 6 | Methane (Co2 eq) | 0 | 179 | C
311224 | 1002408 | 2023 |  | GP-Sheldon Natural Gas and Fuel Oil | Residual Fuel Oil No. 6 | Nitrous Oxide | 0 | 179 | C
311224 | 1002408 | 2023 |  | GP-Sheldon Natural Gas and Fuel Oil | Residual Fuel Oil No. 6 | Nitrous Oxide (Co2 eq) | 0 | 179 | C
311230 | 1002426 | 2023 |  | GP-All Combustion Units | Distillate Fuel Oil No. 2 | Carbon Dioxide Biogenic | 0 | 0 | C
311230 | 1002426 | 2023 |  | GP-All Combustion Units | Distillate Fuel Oil No. 2 | Carbon Dioxide Non-Biogenic | 188.4 | 0 | C
311230 | 1002426 | 2023 |  | GP-All Combustion Units | Distillate Fuel Oil No. 2 | Carbon Dioxide Total | 188.4 | 0 | C
311230 | 1002426 | 2023 |  | GP-All Combustion Units | Distillate Fuel Oil No. 2 | Methane | 0.01 | 0 | C
311230 | 1002426 | 2023 |  | GP-All Combustion Units | Distillate Fuel Oil No. 2 | Methane (Co2 eq) | 0.2 | 0 | C
311230 | 1002426 | 2023 |  | GP-All Combustion Units | Distillate Fuel Oil No. 2 | Nitrous Oxide | 0.002 | 0 | C
311230 | 1002426 | 2023 |  | GP-All Combustion Units | Distillate Fuel Oil No. 2 | Nitrous Oxide (Co2 eq) | 0.5 | 0 | C
311230 | 1002426 | 2023 |  | GP-All Combustion Units | Kerosene | Carbon Dioxide Biogenic | 0 | 0 | C
311230 | 1002426 | 2023 |  | GP-All Combustion Units | Kerosene | Carbon Dioxide Non-Biogenic | 0 | 0 | C
311230 | 1002426 | 2023 |  | GP-All Combustion Units | Kerosene | Carbon Dioxide Total | 0 | 0 | C
311230 | 1002426 | 2023 |  | GP-All Combustion Units | Kerosene | Methane | 0 | 0 | C
311230 | 1002426 | 2023 |  | GP-All Combustion Units | Kerosene | Methane (Co2 eq) | 0 | 0 | C
311230 | 1002426 | 2023 |  | GP-All Combustion Units | Kerosene | Nitrous Oxide | 0 | 0 | C
311230 | 1002426 | 2023 |  | GP-All Combustion Units | Kerosene | Nitrous Oxide (Co2 eq) | 0 | 0 | C
311230 | 1002426 | 2023 |  | GP-All Combustion Units | Natural Gas (Weighted U.S. Average) | Carbon Dioxide Biogenic | 0 | 0 | C
311230 | 1002426 | 2023 |  | GP-All Combustion Units | Natural Gas (Weighted U.S. Average) | Carbon Dioxide Non-Biogenic | 42812 | 0 | C
311230 | 1002426 | 2023 |  | GP-All Combustion Units | Natural Gas (Weighted U.S. Average) | Carbon Dioxide Total | 42812 | 0 | C
311230 | 1002426 | 2023 |  | GP-All Combustion Units | Natural Gas (Weighted U.S. Average) | Methane | 0.81 | 0 | C
311230 | 1002426 | 2023 |  | GP-All Combustion Units | Natural Gas (Weighted U.S. Average) | Methane (Co2 eq) | 20.2 | 0 | C
311230 | 1002426 | 2023 |  | GP-All Combustion Units | Natural Gas (Weighted U.S. Average) | Nitrous Oxide | 0.081 | 0 | C
311230 | 1002426 | 2023 |  | GP-All Combustion Units | Natural Gas (Weighted U.S. Average) | Nitrous Oxide (Co2 eq) | 24 | 0 | C
311230 | 1002426 | 2023 |  | GP-All Combustion Units | Propane | Carbon Dioxide Biogenic | 0 | 0 | C
311230 | 1002426 | 2023 |  | GP-All Combustion Units | Propane | Carbon Dioxide Non-Biogenic | 2060.4 | 0 | C
311230 | 1002426 | 2023 |  | GP-All Combustion Units | Propane | Carbon Dioxide Total | 2060.4 | 0 | C
311230 | 1002426 | 2023 |  | GP-All Combustion Units | Propane | Methane | 0.1 | 0 | C
311230 | 1002426 | 2023 |  | GP-All Combustion Units | Propane | Methane (Co2 eq) | 2.5 | 0 | C
311230 | 1002426 | 2023 |  | GP-All Combustion Units | Propane | Nitrous Oxide | 0.02 | 0 | C
311230 | 1002426 | 2023 |  | GP-All Combustion Units | Propane | Nitrous Oxide (Co2 eq) | 5.9 | 0 | C
325120 | 1002430 | 2023 | OB (Boiler, other) | Boiler (EPN 7) | Natural Gas (Weighted U.S. Average) | Carbon Dioxide Biogenic | 0 | 0 | C
325120 | 1002430 | 2023 | OB (Boiler, other) | Boiler (EPN 7) | Natural Gas (Weighted U.S. Average) | Carbon Dioxide Non-Biogenic | 54193.1 | 0 | C
325120 | 1002430 | 2023 | OB (Boiler, other) | Boiler (EPN 7) | Natural Gas (Weighted U.S. Average) | Carbon Dioxide Total | 54193.1 | 0 | C
325120 | 1002430 | 2023 | OB (Boiler, other) | Boiler (EPN 7) | Natural Gas (Weighted U.S. Average) | Methane | 1.02 | 0 | C
325120 | 1002430 | 2023 | OB (Boiler, other) | Boiler (EPN 7) | Natural Gas (Weighted U.S. Average) | Methane (Co2 eq) | 25.5 | 0 | C
325120 | 1002430 | 2023 | OB (Boiler, other) | Boiler (EPN 7) | Natural Gas (Weighted U.S. Average) | Nitrous Oxide | 0.102 | 0 | C
325120 | 1002430 | 2023 | OB (Boiler, other) | Boiler (EPN 7) | Natural Gas (Weighted U.S. Average) | Nitrous Oxide (Co2 eq) | 30.4 | 0 | C
325120 | 1002430 | 2023 | HWH (Heater, hot water) | Disposal Vaporizer | Natural Gas (Weighted U.S. Average) | Carbon Dioxide Biogenic | 0 | 0 | C
325120 | 1002430 | 2023 | HWH (Heater, hot water) | Disposal Vaporizer | Natural Gas (Weighted U.S. Average) | Carbon Dioxide Non-Biogenic | 412.1 | 0 | C
325120 | 1002430 | 2023 | HWH (Heater, hot water) | Disposal Vaporizer | Natural Gas (Weighted U.S. Average) | Carbon Dioxide Total | 412.1 | 0 | C
325120 | 1002430 | 2023 | HWH (Heater, hot water) | Disposal Vaporizer | Natural Gas (Weighted U.S. Average) | Methane | 0.01 | 0 | C
325120 | 1002430 | 2023 | HWH (Heater, hot water) | Disposal Vaporizer | Natural Gas (Weighted U.S. Average) | Methane (Co2 eq) | 0.2 | 0 | C
325120 | 1002430 | 2023 | HWH (Heater, hot water) | Disposal Vaporizer | Natural Gas (Weighted U.S. Average) | Nitrous Oxide | 0.001 | 0 | C
325120 | 1002430 | 2023 | HWH (Heater, hot water) | Disposal Vaporizer | Natural Gas (Weighted U.S. Average) | Nitrous Oxide (Co2 eq) | 0.2 | 0 | C
325120 | 1002430 | 2023 | HWH (Heater, hot water) | Product Vaporizer | Natural Gas (Weighted U.S. Average) | Carbon Dioxide Biogenic | 0 | 0 | C
325120 | 1002430 | 2023 | HWH (Heater, hot water) | Product Vaporizer | Natural Gas (Weighted U.S. Average) | Carbon Dioxide Non-Biogenic | 818.6 | 0 | C
325120 | 1002430 | 2023 | HWH (Heater, hot water) | Product Vaporizer | Natural Gas (Weighted U.S. Average) | Carbon Dioxide Total | 818.6 | 0 | C
325120 | 1002430 | 2023 | HWH (Heater, hot water) | Product Vaporizer | Natural Gas (Weighted U.S. Average) | Methane | 0.02 | 0 | C
325120 | 1002430 | 2023 | HWH (Heater, hot water) | Product Vaporizer | Natural Gas (Weighted U.S. Average) | Methane (Co2 eq) | 0.4 | 0 | C
325120 | 1002430 | 2023 | HWH (Heater, hot water) | Product Vaporizer | Natural Gas (Weighted U.S. Average) | Nitrous Oxide | 0.002 | 0 | C
325120 | 1002430 | 2023 | HWH (Heater, hot water) | Product Vaporizer | Natural Gas (Weighted U.S. Average) | Nitrous Oxide (Co2 eq) | 0.5 | 0 | C
325120 | 1002430 | 2023 | PRH (Process Heater) | TSA Regen Heater | Natural Gas (Weighted U.S. Average) | Carbon Dioxide Biogenic | 0 | 0 | C
325120 | 1002430 | 2023 | PRH (Process Heater) | TSA Regen Heater | Natural Gas (Weighted U.S. Average) | Carbon Dioxide Non-Biogenic | 1455.6 | 0 | C
325120 | 1002430 | 2023 | PRH (Process Heater) | TSA Regen Heater | Natural Gas (Weighted U.S. Average) | Carbon Dioxide Total | 1455.6 | 0 | C
325120 | 1002430 | 2023 | PRH (Process Heater) | TSA Regen Heater | Natural Gas (Weighted U.S. Average) | Methane | 0.03 | 0 | C
325120 | 1002430 | 2023 | PRH (Process Heater) | TSA Regen Heater | Natural Gas (Weighted U.S. Average) | Methane (Co2 eq) | 0.7 | 0 | C
325120 | 1002430 | 2023 | PRH (Process Heater) | TSA Regen Heater | Natural Gas (Weighted U.S. Average) | Nitrous Oxide | 0.003 | 0 | C
325120 | 1002430 | 2023 | PRH (Process Heater) | TSA Regen Heater | Natural Gas (Weighted U.S. Average) | Nitrous Oxide (Co2 eq) | 0.8 | 0 | C
311224 | 1002433 | 2023 |  | CP-1 | Natural Gas (Weighted U.S. Average) | Carbon Dioxide Biogenic | 0 | 1256681000 | C
311224 | 1002433 | 2023 |  | CP-1 | Natural Gas (Weighted U.S. Average) | Carbon Dioxide Non-Biogenic | 71413.7 | 1256681000 | C
311224 | 1002433 | 2023 |  | CP-1 | Natural Gas (Weighted U.S. Average) | Carbon Dioxide Total | 71413.7 | 1256681000 | C
311224 | 1002433 | 2023 |  | CP-1 | Natural Gas (Weighted U.S. Average) | Methane | 1.35 | 1256681000 | C
311224 | 1002433 | 2023 |  | CP-1 | Natural Gas (Weighted U.S. Average) | Methane (Co2 eq) | 33.6 | 1256681000 | C
311224 | 1002433 | 2023 |  | CP-1 | Natural Gas (Weighted U.S. Average) | Nitrous Oxide | 0.135 | 1256681000 | C
311224 | 1002433 | 2023 |  | CP-1 | Natural Gas (Weighted U.S. Average) | Nitrous Oxide (Co2 eq) | 40.1 | 1256681000 | C
311224 | 1002433 | 2023 |  | GP-1 | Distillate Fuel Oil No. 2 | Carbon Dioxide Biogenic | 0 | 2425 | C
311224 | 1002433 | 2023 |  | GP-1 | Distillate Fuel Oil No. 2 | Carbon Dioxide Non-Biogenic | 24.8 | 2425 | C
311224 | 1002433 | 2023 |  | GP-1 | Distillate Fuel Oil No. 2 | Carbon Dioxide Total | 24.8 | 2425 | C
311224 | 1002433 | 2023 |  | GP-1 | Distillate Fuel Oil No. 2 | Methane | 0 | 2425 | C
311224 | 1002433 | 2023 |  | GP-1 | Distillate Fuel Oil No. 2 | Methane (Co2 eq) | 0 | 2425 | C
311224 | 1002433 | 2023 |  | GP-1 | Distillate Fuel Oil No. 2 | Nitrous Oxide | 0 | 2425 | C
311224 | 1002433 | 2023 |  | GP-1 | Distillate Fuel Oil No. 2 | Nitrous Oxide (Co2 eq) | 0.1 | 2425 | C
322120 | 1002438 | 2023 | RICE (Reciprocating internal combustion engine) | FQTNE-Diesel | Distillate Fuel Oil No. 2 | Carbon Dioxide Biogenic | 0 | 0 | C
322120 | 1002438 | 2023 | RICE (Reciprocating internal combustion engine) | FQTNE-Diesel | Distillate Fuel Oil No. 2 | Carbon Dioxide Non-Biogenic | 1.9 | 0 | C
322120 | 1002438 | 2023 | RICE (Reciprocating internal combustion engine) | FQTNE-Diesel | Distillate Fuel Oil No. 2 | Carbon Dioxide Total | 1.9 | 0 | C
322120 | 1002438 | 2023 | RICE (Reciprocating internal combustion engine) | FQTNE-Diesel | Distillate Fuel Oil No. 2 | Methane | 0 | 0 | C
322120 | 1002438 | 2023 | RICE (Reciprocating internal combustion engine) | FQTNE-Diesel | Distillate Fuel Oil No. 2 | Methane (Co2 eq) | 0 | 0 | C
322120 | 1002438 | 2023 | RICE (Reciprocating internal combustion engine) | FQTNE-Diesel | Distillate Fuel Oil No. 2 | Nitrous Oxide | 0 | 0 | C
322120 | 1002438 | 2023 | RICE (Reciprocating internal combustion engine) | FQTNE-Diesel | Distillate Fuel Oil No. 2 | Nitrous Oxide (Co2 eq) | 0 | 0 | C
322120 | 1002438 | 2023 |  | GP-FQTNE | Natural Gas (Weighted U.S. Average) | Carbon Dioxide Biogenic | 0 | 0 | C
322120 | 1002438 | 2023 |  | GP-FQTNE | Natural Gas (Weighted U.S. Average) | Carbon Dioxide Non-Biogenic | 206934 | 0 | C
322120 | 1002438 | 2023 |  | GP-FQTNE | Natural Gas (Weighted U.S. Average) | Carbon Dioxide Total | 206934 | 0 | C
322120 | 1002438 | 2023 |  | GP-FQTNE | Natural Gas (Weighted U.S. Average) | Methane | 3.9 | 0 | C
322120 | 1002438 | 2023 |  | GP-FQTNE | Natural Gas (Weighted U.S. Average) | Methane (Co2 eq) | 97.5 | 0 | C
322120 | 1002438 | 2023 |  | GP-FQTNE | Natural Gas (Weighted U.S. Average) | Nitrous Oxide | 0.39 | 0 | C
322120 | 1002438 | 2023 |  | GP-FQTNE | Natural Gas (Weighted U.S. Average) | Nitrous Oxide (Co2 eq) | 116.2 | 0 | C
325211 | 1002442 | 2023 | OB (Boiler, other) | Boiler #3 EU 037 | Natural Gas (Weighted U.S. Average) | Carbon Dioxide Biogenic | 0 | 0 | C
325211 | 1002442 | 2023 | OB (Boiler, other) | Boiler #3 EU 037 | Natural Gas (Weighted U.S. Average) | Carbon Dioxide Non-Biogenic | 21984.3 | 0 | C
325211 | 1002442 | 2023 | OB (Boiler, other) | Boiler #3 EU 037 | Natural Gas (Weighted U.S. Average) | Carbon Dioxide Total | 21984.3 | 0 | C
325211 | 1002442 | 2023 | OB (Boiler, other) | Boiler #3 EU 037 | Natural Gas (Weighted U.S. Average) | Methane | 0.41 | 0 | C
325211 | 1002442 | 2023 | OB (Boiler, other) | Boiler #3 EU 037 | Natural Gas (Weighted U.S. Average) | Methane (Co2 eq) | 10.4 | 0 | C
325211 | 1002442 | 2023 | OB (Boiler, other) | Boiler #3 EU 037 | Natural Gas (Weighted U.S. Average) | Nitrous Oxide | 0.041 | 0 | C
325211 | 1002442 | 2023 | OB (Boiler, other) | Boiler #3 EU 037 | Natural Gas (Weighted U.S. Average) | Nitrous Oxide (Co2 eq) | 12.3 | 0 | C
325211 | 1002442 | 2023 |  | GP- Hot oil heaters | Natural Gas (Weighted U.S. Average) | Carbon Dioxide Biogenic | 0 | 0 | C
325211 | 1002442 | 2023 |  | GP- Hot oil heaters | Natural Gas (Weighted U.S. Average) | Carbon Dioxide Non-Biogenic | 17442.3 | 0 | C
325211 | 1002442 | 2023 |  | GP- Hot oil heaters | Natural Gas (Weighted U.S. Average) | Carbon Dioxide Total | 17442.3 | 0 | C
325211 | 1002442 | 2023 |  | GP- Hot oil heaters | Natural Gas (Weighted U.S. Average) | Methane | 0.33 | 0 | C
325211 | 1002442 | 2023 |  | GP- Hot oil heaters | Natural Gas (Weighted U.S. Average) | Methane (Co2 eq) | 8.2 | 0 | C
325211 | 1002442 | 2023 |  | GP- Hot oil heaters | Natural Gas (Weighted U.S. Average) | Nitrous Oxide | 0.033 | 0 | C
325211 | 1002442 | 2023 |  | GP- Hot oil heaters | Natural Gas (Weighted U.S. Average) | Nitrous Oxide (Co2 eq) | 9.8 | 0 | C
325211 | 1002442 | 2023 | RTO (Regenerative thermal oxidizer) | RTO (EU036) | Natural Gas (Weighted U.S. Average) | Carbon Dioxide Biogenic | 0 | 0 | C
325211 | 1002442 | 2023 | RTO (Regenerative thermal oxidizer) | RTO (EU036) | Natural Gas (Weighted U.S. Average) | Carbon Dioxide Non-Biogenic | 147.6 | 0 | C
325211 | 1002442 | 2023 | RTO (Regenerative thermal oxidizer) | RTO (EU036) | Natural Gas (Weighted U.S. Average) | Carbon Dioxide Total | 147.6 | 0 | C
325211 | 1002442 | 2023 | RTO (Regenerative thermal oxidizer) | RTO (EU036) | Natural Gas (Weighted U.S. Average) | Methane | 0 | 0 | C
325211 | 1002442 | 2023 | RTO (Regenerative thermal oxidizer) | RTO (EU036) | Natural Gas (Weighted U.S. Average) | Methane (Co2 eq) | 0.1 | 0 | C
325211 | 1002442 | 2023 | RTO (Regenerative thermal oxidizer) | RTO (EU036) | Natural Gas (Weighted U.S. Average) | Nitrous Oxide | 0 | 0 | C
325211 | 1002442 | 2023 | RTO (Regenerative thermal oxidizer) | RTO (EU036) | Natural Gas (Weighted U.S. Average) | Nitrous Oxide (Co2 eq) | 0.1 | 0 | C
325211 | 1002442 | 2023 | TODF (Thermal oxidizer, direct fired, no heat recovery) | Thermal Oxidizer (EU034) | Natural Gas (Weighted U.S. Average) | Carbon Dioxide Biogenic | 0 | 0 | C
325211 | 1002442 | 2023 | TODF (Thermal oxidizer, direct fired, no heat recovery) | Thermal Oxidizer (EU034) | Natural Gas (Weighted U.S. Average) | Carbon Dioxide Non-Biogenic | 1042.2 | 0 | C
325211 | 1002442 | 2023 | TODF (Thermal oxidizer, direct fired, no heat recovery) | Thermal Oxidizer (EU034) | Natural Gas (Weighted U.S. Average) | Carbon Dioxide Total | 1042.2 | 0 | C
325211 | 1002442 | 2023 | TODF (Thermal oxidizer, direct fired, no heat recovery) | Thermal Oxidizer (EU034) | Natural Gas (Weighted U.S. Average) | Methane | 0.02 | 0 | C
325211 | 1002442 | 2023 | TODF (Thermal oxidizer, direct fired, no heat recovery) | Thermal Oxidizer (EU034) | Natural Gas (Weighted U.S. Average) | Methane (Co2 eq) | 0.5 | 0 | C
325211 | 1002442 | 2023 | TODF (Thermal oxidizer, direct fired, no heat recovery) | Thermal Oxidizer (EU034) | Natural Gas (Weighted U.S. Average) | Nitrous Oxide | 0.002 | 0 | C
325211 | 1002442 | 2023 | TODF (Thermal oxidizer, direct fired, no heat recovery) | Thermal Oxidizer (EU034) | Natural Gas (Weighted U.S. Average) | Nitrous Oxide (Co2 eq) | 0.6 | 0 | C
325193 | 1002443 | 2023 |  | GP- TOs/Dryers | Natural Gas (Weighted U.S. Average) | Carbon Dioxide Biogenic | 0 | 0 | C
325193 | 1002443 | 2023 |  | GP- TOs/Dryers | Natural Gas (Weighted U.S. Average) | Carbon Dioxide Non-Biogenic | 164713.1 | 0 | C
325193 | 1002443 | 2023 |  | GP- TOs/Dryers | Natural Gas (Weighted U.S. Average) | Carbon Dioxide Total | 164713.1 | 0 | C
325193 | 1002443 | 2023 |  | GP- TOs/Dryers | Natural Gas (Weighted U.S. Average) | Methane | 3.1 | 0 | C
325193 | 1002443 | 2023 |  | GP- TOs/Dryers | Natural Gas (Weighted U.S. Average) | Methane (Co2 eq) | 77.6 | 0 | C
325193 | 1002443 | 2023 |  | GP- TOs/Dryers | Natural Gas (Weighted U.S. Average) | Nitrous Oxide | 0.31 | 0 | C
325193 | 1002443 | 2023 |  | GP- TOs/Dryers | Natural Gas (Weighted U.S. Average) | Nitrous Oxide (Co2 eq) | 92.5 | 0 | C
325193 | 1002505 | 2023 |  | CP-2 | Natural Gas (Weighted U.S. Average) | Carbon Dioxide Biogenic | 0 | 0 | C
325193 | 1002505 | 2023 |  | CP-2 | Natural Gas (Weighted U.S. Average) | Carbon Dioxide Non-Biogenic | 189457.1 | 0 | C
325193 | 1002505 | 2023 |  | CP-2 | Natural Gas (Weighted U.S. Average) | Carbon Dioxide Total | 189457.1 | 0 | C
325193 | 1002505 | 2023 |  | CP-2 | Natural Gas (Weighted U.S. Average) | Methane | 3.57 | 0 | C
325193 | 1002505 | 2023 |  | CP-2 | Natural Gas (Weighted U.S. Average) | Methane (Co2 eq) | 89.3 | 0 | C
325193 | 1002505 | 2023 |  | CP-2 | Natural Gas (Weighted U.S. Average) | Nitrous Oxide | 0.357 | 0 | C
325193 | 1002505 | 2023 |  | CP-2 | Natural Gas (Weighted U.S. Average) | Nitrous Oxide (Co2 eq) | 106.4 | 0 | C
311224 | 1002526 | 2023 |  | GP-Bellevue | Natural Gas (Weighted U.S. Average) | Carbon Dioxide Biogenic | 0 | 1313494000 | C
311224 | 1002526 | 2023 |  | GP-Bellevue | Natural Gas (Weighted U.S. Average) | Carbon Dioxide Non-Biogenic | 74642.3 | 1313494000 | C
311224 | 1002526 | 2023 |  | GP-Bellevue | Natural Gas (Weighted U.S. Average) | Carbon Dioxide Total | 74642.3 | 1313494000 | C
311224 | 1002526 | 2023 |  | GP-Bellevue | Natural Gas (Weighted U.S. Average) | Methane | 1.41 | 1313494000 | C
311224 | 1002526 | 2023 |  | GP-Bellevue | Natural Gas (Weighted U.S. Average) | Methane (Co2 eq) | 35.2 | 1313494000 | C
311224 | 1002526 | 2023 |  | GP-Bellevue | Natural Gas (Weighted U.S. Average) | Nitrous Oxide | 0.141 | 1313494000 | C
311224 | 1002526 | 2023 |  | GP-Bellevue | Natural Gas (Weighted U.S. Average) | Nitrous Oxide (Co2 eq) | 41.9 | 1313494000 | C
325320 | 1002529 | 2023 |  | GP-Natural Gas Equipment | Natural Gas (Weighted U.S. Average) | Carbon Dioxide Biogenic | 0 | 0 | C
325320 | 1002529 | 2023 |  | GP-Natural Gas Equipment | Natural Gas (Weighted U.S. Average) | Carbon Dioxide Non-Biogenic | 56474.9 | 0 | C
325320 | 1002529 | 2023 |  | GP-Natural Gas Equipment | Natural Gas (Weighted U.S. Average) | Carbon Dioxide Total | 56474.9 | 0 | C
325320 | 1002529 | 2023 |  | GP-Natural Gas Equipment | Natural Gas (Weighted U.S. Average) | Methane | 1.06 | 0 | C
325320 | 1002529 | 2023 |  | GP-Natural Gas Equipment | Natural Gas (Weighted U.S. Average) | Methane (Co2 eq) | 26.6 | 0 | C
325320 | 1002529 | 2023 |  | GP-Natural Gas Equipment | Natural Gas (Weighted U.S. Average) | Nitrous Oxide | 0.106 | 0 | C
325320 | 1002529 | 2023 |  | GP-Natural Gas Equipment | Natural Gas (Weighted U.S. Average) | Nitrous Oxide (Co2 eq) | 31.7 | 0 | C
325194 | 1002542 | 2023 | PRH (Process Heater) | 701 HOH | Natural Gas (Weighted U.S. Average) | Carbon Dioxide Biogenic | 0 | 0 | C
325194 | 1002542 | 2023 | PRH (Process Heater) | 701 HOH | Natural Gas (Weighted U.S. Average) | Carbon Dioxide Non-Biogenic | 2063.3 | 0 | C
325194 | 1002542 | 2023 | PRH (Process Heater) | 701 HOH | Natural Gas (Weighted U.S. Average) | Carbon Dioxide Total | 2063.3 | 0 | C
325194 | 1002542 | 2023 | PRH (Process Heater) | 701 HOH | Natural Gas (Weighted U.S. Average) | Methane | 0.04 | 0 | C
325194 | 1002542 | 2023 | PRH (Process Heater) | 701 HOH | Natural Gas (Weighted U.S. Average) | Methane (Co2 eq) | 1 | 0 | C
325194 | 1002542 | 2023 | PRH (Process Heater) | 701 HOH | Natural Gas (Weighted U.S. Average) | Nitrous Oxide | 0.004 | 0 | C
325194 | 1002542 | 2023 | PRH (Process Heater) | 701 HOH | Natural Gas (Weighted U.S. Average) | Nitrous Oxide (Co2 eq) | 1.2 | 0 | C
325194 | 1002542 | 2023 | PRH (Process Heater) | DV4 | Natural Gas (Weighted U.S. Average) | Carbon Dioxide Biogenic | 0 | 0 | C
325194 | 1002542 | 2023 | PRH (Process Heater) | DV4 | Natural Gas (Weighted U.S. Average) | Carbon Dioxide Non-Biogenic | 15007.6 | 0 | C
325194 | 1002542 | 2023 | PRH (Process Heater) | DV4 | Natural Gas (Weighted U.S. Average) | Carbon Dioxide Total | 15007.6 | 0 | C
325194 | 1002542 | 2023 | PRH (Process Heater) | DV4 | Natural Gas (Weighted U.S. Average) | Methane | 0.28 | 0 | C
325194 | 1002542 | 2023 | PRH (Process Heater) | DV4 | Natural Gas (Weighted U.S. Average) | Methane (Co2 eq) | 7.1 | 0 | C
325194 | 1002542 | 2023 | PRH (Process Heater) | DV4 | Natural Gas (Weighted U.S. Average) | Nitrous Oxide | 0.028 | 0 | C
325194 | 1002542 | 2023 | PRH (Process Heater) | DV4 | Natural Gas (Weighted U.S. Average) | Nitrous Oxide (Co2 eq) | 8.4 | 0 | C
325194 | 1002542 | 2023 | PRH (Process Heater) | DV5 | Natural Gas (Weighted U.S. Average) | Carbon Dioxide Biogenic | 0 | 0 | C
325194 | 1002542 | 2023 | PRH (Process Heater) | DV5 | Natural Gas (Weighted U.S. Average) | Carbon Dioxide Non-Biogenic | 2303.2 | 0 | C
325194 | 1002542 | 2023 | PRH (Process Heater) | DV5 | Natural Gas (Weighted U.S. Average) | Carbon Dioxide Total | 2303.2 | 0 | C
325194 | 1002542 | 2023 | PRH (Process Heater) | DV5 | Natural Gas (Weighted U.S. Average) | Methane | 0.04 | 0 | C
325194 | 1002542 | 2023 | PRH (Process Heater) | DV5 | Natural Gas (Weighted U.S. Average) | Methane (Co2 eq) | 1.1 | 0 | C
325194 | 1002542 | 2023 | PRH (Process Heater) | DV5 | Natural Gas (Weighted U.S. Average) | Nitrous Oxide | 0.004 | 0 | C
325194 | 1002542 | 2023 | PRH (Process Heater) | DV5 | Natural Gas (Weighted U.S. Average) | Nitrous Oxide (Co2 eq) | 1.3 | 0 | C
325194 | 1002542 | 2023 | TODF (Thermal oxidizer, direct fired, no heat recovery) | Incinerator | Natural Gas (Weighted U.S. Average) | Carbon Dioxide Biogenic | 0 | 0 | C
325194 | 1002542 | 2023 | TODF (Thermal oxidizer, direct fired, no heat recovery) | Incinerator | Natural Gas (Weighted U.S. Average) | Carbon Dioxide Non-Biogenic | 1087.8 | 0 | C
325194 | 1002542 | 2023 | TODF (Thermal oxidizer, direct fired, no heat recovery) | Incinerator | Natural Gas (Weighted U.S. Average) | Carbon Dioxide Total | 1087.8 | 0 | C
325194 | 1002542 | 2023 | TODF (Thermal oxidizer, direct fired, no heat recovery) | Incinerator | Natural Gas (Weighted U.S. Average) | Methane | 0.02 | 0 | C
325194 | 1002542 | 2023 | TODF (Thermal oxidizer, direct fired, no heat recovery) | Incinerator | Natural Gas (Weighted U.S. Average) | Methane (Co2 eq) | 0.5 | 0 | C
325194 | 1002542 | 2023 | TODF (Thermal oxidizer, direct fired, no heat recovery) | Incinerator | Natural Gas (Weighted U.S. Average) | Nitrous Oxide | 0.002 | 0 | C
325194 | 1002542 | 2023 | TODF (Thermal oxidizer, direct fired, no heat recovery) | Incinerator | Natural Gas (Weighted U.S. Average) | Nitrous Oxide (Co2 eq) | 0.6 | 0 | C
325194 | 1002542 | 2023 | OB (Boiler, other) | Steam Boiler | Natural Gas (Weighted U.S. Average) | Carbon Dioxide Biogenic | 0 | 0 | C
325194 | 1002542 | 2023 | OB (Boiler, other) | Steam Boiler | Natural Gas (Weighted U.S. Average) | Carbon Dioxide Non-Biogenic | 37021.4 | 0 | C
325194 | 1002542 | 2023 | OB (Boiler, other) | Steam Boiler | Natural Gas (Weighted U.S. Average) | Carbon Dioxide Total | 37021.4 | 0 | C
325194 | 1002542 | 2023 | OB (Boiler, other) | Steam Boiler | Natural Gas (Weighted U.S. Average) | Methane | 0.7 | 0 | C
325194 | 1002542 | 2023 | OB (Boiler, other) | Steam Boiler | Natural Gas (Weighted U.S. Average) | Methane (Co2 eq) | 17.4 | 0 | C
325194 | 1002542 | 2023 | OB (Boiler, other) | Steam Boiler | Natural Gas (Weighted U.S. Average) | Nitrous Oxide | 0.07 | 0 | C
325194 | 1002542 | 2023 | OB (Boiler, other) | Steam Boiler | Natural Gas (Weighted U.S. Average) | Nitrous Oxide (Co2 eq) | 20.8 | 0 | C
325199 | 1002548 | 2023 |  | CP-NGBill | Natural Gas (Weighted U.S. Average) | Carbon Dioxide Biogenic | 0 | 0 | C
325199 | 1002548 | 2023 |  | CP-NGBill | Natural Gas (Weighted U.S. Average) | Carbon Dioxide Non-Biogenic | 166277.9 | 0 | C
325199 | 1002548 | 2023 |  | CP-NGBill | Natural Gas (Weighted U.S. Average) | Carbon Dioxide Total | 166277.9 | 0 | C
325199 | 1002548 | 2023 |  | CP-NGBill | Natural Gas (Weighted U.S. Average) | Methane | 3.13 | 0 | C
325199 | 1002548 | 2023 |  | CP-NGBill | Natural Gas (Weighted U.S. Average) | Methane (Co2 eq) | 78.3 | 0 | C
325199 | 1002548 | 2023 |  | CP-NGBill | Natural Gas (Weighted U.S. Average) | Nitrous Oxide | 0.313 | 0 | C
325199 | 1002548 | 2023 |  | CP-NGBill | Natural Gas (Weighted U.S. Average) | Nitrous Oxide (Co2 eq) | 93.4 | 0 | C
325193 | 1002560 | 2023 |  | CP-1 | Natural Gas (Weighted U.S. Average) | Carbon Dioxide Biogenic | 0 | 0 | C
325193 | 1002560 | 2023 |  | CP-1 | Natural Gas (Weighted U.S. Average) | Carbon Dioxide Non-Biogenic | 169587.1 | 0 | C
325193 | 1002560 | 2023 |  | CP-1 | Natural Gas (Weighted U.S. Average) | Carbon Dioxide Total | 169587.1 | 0 | C
325193 | 1002560 | 2023 |  | CP-1 | Natural Gas (Weighted U.S. Average) | Methane | 3.2 | 0 | C
325193 | 1002560 | 2023 |  | CP-1 | Natural Gas (Weighted U.S. Average) | Methane (Co2 eq) | 79.9 | 0 | C
325193 | 1002560 | 2023 |  | CP-1 | Natural Gas (Weighted U.S. Average) | Nitrous Oxide | 0.32 | 0 | C
325193 | 1002560 | 2023 |  | CP-1 | Natural Gas (Weighted U.S. Average) | Nitrous Oxide (Co2 eq) | 95.2 | 0 | C
312120 | 1002576 | 2023 |  | GP-1 | Natural Gas (Weighted U.S. Average) | Carbon Dioxide Biogenic | 0 | 0 | C
312120 | 1002576 | 2023 |  | GP-1 | Natural Gas (Weighted U.S. Average) | Carbon Dioxide Non-Biogenic | 22281.7 | 0 | C
312120 | 1002576 | 2023 |  | GP-1 | Natural Gas (Weighted U.S. Average) | Carbon Dioxide Total | 22281.7 | 0 | C
312120 | 1002576 | 2023 |  | GP-1 | Natural Gas (Weighted U.S. Average) | Methane | 0.42 | 0 | C
312120 | 1002576 | 2023 |  | GP-1 | Natural Gas (Weighted U.S. Average) | Methane (Co2 eq) | 10.5 | 0 | C
312120 | 1002576 | 2023 |  | GP-1 | Natural Gas (Weighted U.S. Average) | Nitrous Oxide | 0.042 | 0 | C
312120 | 1002576 | 2023 |  | GP-1 | Natural Gas (Weighted U.S. Average) | Nitrous Oxide (Co2 eq) | 12.5 | 0 | C
312120 | 1002576 | 2023 |  | GP-1 | Other Biomass Gases | Carbon Dioxide Biogenic | 3055.9 | 0 | C
312120 | 1002576 | 2023 |  | GP-1 | Other Biomass Gases | Carbon Dioxide Non-Biogenic | 0 | 0 | C
312120 | 1002576 | 2023 |  | GP-1 | Other Biomass Gases | Carbon Dioxide Total | 3055.9 | 0 | C
312120 | 1002576 | 2023 |  | GP-1 | Other Biomass Gases | Methane | 0.19 | 0 | C
312120 | 1002576 | 2023 |  | GP-1 | Other Biomass Gases | Methane (Co2 eq) | 4.7 | 0 | C
312120 | 1002576 | 2023 |  | GP-1 | Other Biomass Gases | Nitrous Oxide | 0.037 | 0 | C
312120 | 1002576 | 2023 |  | GP-1 | Other Biomass Gases | Nitrous Oxide (Co2 eq) | 11 | 0 | C
312120 | 1002576 | 2023 |  | GP-1 | Propane | Carbon Dioxide Biogenic | 0 | 0 | C
312120 | 1002576 | 2023 |  | GP-1 | Propane | Carbon Dioxide Non-Biogenic | 4.5 | 0 | C
312120 | 1002576 | 2023 |  | GP-1 | Propane | Carbon Dioxide Total | 4.5 | 0 | C
312120 | 1002576 | 2023 |  | GP-1 | Propane | Methane | 0 | 0 | C
312120 | 1002576 | 2023 |  | GP-1 | Propane | Methane (Co2 eq) | 0 | 0 | C
312120 | 1002576 | 2023 |  | GP-1 | Propane | Nitrous Oxide | 0 | 0 | C
312120 | 1002576 | 2023 |  | GP-1 | Propane | Nitrous Oxide (Co2 eq) | 0 | 0 | C
312120 | 1002576 | 2023 |  | GP-1 | Residual Fuel Oil No. 6 | Carbon Dioxide Biogenic | 0 | 0 | C
312120 | 1002576 | 2023 |  | GP-1 | Residual Fuel Oil No. 6 | Carbon Dioxide Non-Biogenic | 178.8 | 0 | C
312120 | 1002576 | 2023 |  | GP-1 | Residual Fuel Oil No. 6 | Carbon Dioxide Total | 178.8 | 0 | C
312120 | 1002576 | 2023 |  | GP-1 | Residual Fuel Oil No. 6 | Methane | 0.01 | 0 | C
312120 | 1002576 | 2023 |  | GP-1 | Residual Fuel Oil No. 6 | Methane (Co2 eq) | 0.2 | 0 | C
312120 | 1002576 | 2023 |  | GP-1 | Residual Fuel Oil No. 6 | Nitrous Oxide | 0.001 | 0 | C
312120 | 1002576 | 2023 |  | GP-1 | Residual Fuel Oil No. 6 | Nitrous Oxide (Co2 eq) | 0.4 | 0 | C
325193 | 1002585 | 2023 |  | CP-Natural Gas Meter Reading | Natural Gas (Weighted U.S. Average) | Carbon Dioxide Biogenic | 0 | 0 | C
325193 | 1002585 | 2023 |  | CP-Natural Gas Meter Reading | Natural Gas (Weighted U.S. Average) | Carbon Dioxide Non-Biogenic | 103177.2 | 0 | C
325193 | 1002585 | 2023 |  | CP-Natural Gas Meter Reading | Natural Gas (Weighted U.S. Average) | Carbon Dioxide Total | 103177.2 | 0 | C
325193 | 1002585 | 2023 |  | CP-Natural Gas Meter Reading | Natural Gas (Weighted U.S. Average) | Methane | 1.94 | 0 | C
325193 | 1002585 | 2023 |  | CP-Natural Gas Meter Reading | Natural Gas (Weighted U.S. Average) | Methane (Co2 eq) | 48.6 | 0 | C
325193 | 1002585 | 2023 |  | CP-Natural Gas Meter Reading | Natural Gas (Weighted U.S. Average) | Nitrous Oxide | 0.194 | 0 | C
325193 | 1002585 | 2023 |  | CP-Natural Gas Meter Reading | Natural Gas (Weighted U.S. Average) | Nitrous Oxide (Co2 eq) | 57.9 | 0 | C
325412 | 1002606 | 2023 |  | GP-#2FUELOIL | Distillate Fuel Oil No. 2 | Carbon Dioxide Biogenic | 0 | 0 | C
325412 | 1002606 | 2023 |  | GP-#2FUELOIL | Distillate Fuel Oil No. 2 | Carbon Dioxide Non-Biogenic | 37.9 | 0 | C
325412 | 1002606 | 2023 |  | GP-#2FUELOIL | Distillate Fuel Oil No. 2 | Carbon Dioxide Total | 37.9 | 0 | C
325412 | 1002606 | 2023 |  | GP-#2FUELOIL | Distillate Fuel Oil No. 2 | Methane | 0 | 0 | C
325412 | 1002606 | 2023 |  | GP-#2FUELOIL | Distillate Fuel Oil No. 2 | Methane (Co2 eq) | 0 | 0 | C
325412 | 1002606 | 2023 |  | GP-#2FUELOIL | Distillate Fuel Oil No. 2 | Nitrous Oxide | 0 | 0 | C
325412 | 1002606 | 2023 |  | GP-#2FUELOIL | Distillate Fuel Oil No. 2 | Nitrous Oxide (Co2 eq) | 0.1 | 0 | C
325412 | 1002606 | 2023 |  | GP-NATURALGAS | Natural Gas (Weighted U.S. Average) | Carbon Dioxide Biogenic | 0 | 0 | C
325412 | 1002606 | 2023 |  | GP-NATURALGAS | Natural Gas (Weighted U.S. Average) | Carbon Dioxide Non-Biogenic | 89840.2 | 0 | C
325412 | 1002606 | 2023 |  | GP-NATURALGAS | Natural Gas (Weighted U.S. Average) | Carbon Dioxide Total | 89840.2 | 0 | C
325412 | 1002606 | 2023 |  | GP-NATURALGAS | Natural Gas (Weighted U.S. Average) | Methane | 1.69 | 0 | C
325412 | 1002606 | 2023 |  | GP-NATURALGAS | Natural Gas (Weighted U.S. Average) | Methane (Co2 eq) | 42.3 | 0 | C
325412 | 1002606 | 2023 |  | GP-NATURALGAS | Natural Gas (Weighted U.S. Average) | Nitrous Oxide | 0.169 | 0 | C
325412 | 1002606 | 2023 |  | GP-NATURALGAS | Natural Gas (Weighted U.S. Average) | Nitrous Oxide (Co2 eq) | 50.5 | 0 | C
325412 | 1002606 | 2023 |  | GP-PROPANE | Propane | Carbon Dioxide Biogenic | 0 | 0 | C
325412 | 1002606 | 2023 |  | GP-PROPANE | Propane | Carbon Dioxide Non-Biogenic | 8.5 | 0 | C
325412 | 1002606 | 2023 |  | GP-PROPANE | Propane | Carbon Dioxide Total | 8.5 | 0 | C
325412 | 1002606 | 2023 |  | GP-PROPANE | Propane | Methane | 0 | 0 | C
325412 | 1002606 | 2023 |  | GP-PROPANE | Propane | Methane (Co2 eq) | 0 | 0 | C
325412 | 1002606 | 2023 |  | GP-PROPANE | Propane | Nitrous Oxide | 0 | 0 | C
325412 | 1002606 | 2023 |  | GP-PROPANE | Propane | Nitrous Oxide (Co2 eq) | 0 | 0 | C
325110 | 1002613 | 2023 | OCS (Other combustion source) | CP-100 | Natural Gas (Weighted U.S. Average) | Carbon Dioxide Biogenic | 0 | 0 | C
325110 | 1002613 | 2023 | OCS (Other combustion source) | CP-100 | Natural Gas (Weighted U.S. Average) | Carbon Dioxide Non-Biogenic | 41908.3 | 0 | C
325110 | 1002613 | 2023 | OCS (Other combustion source) | CP-100 | Natural Gas (Weighted U.S. Average) | Carbon Dioxide Total | 41908.3 | 0 | C
325110 | 1002613 | 2023 | OCS (Other combustion source) | CP-100 | Natural Gas (Weighted U.S. Average) | Methane | 0.79 | 0 | C
325110 | 1002613 | 2023 | OCS (Other combustion source) | CP-100 | Natural Gas (Weighted U.S. Average) | Methane (Co2 eq) | 19.75 | 0 | C
325110 | 1002613 | 2023 | OCS (Other combustion source) | CP-100 | Natural Gas (Weighted U.S. Average) | Nitrous Oxide | 0.079 | 0 | C
325110 | 1002613 | 2023 | OCS (Other combustion source) | CP-100 | Natural Gas (Weighted U.S. Average) | Nitrous Oxide (Co2 eq) | 23.537 | 0 | C
325110 | 1002613 | 2023 | OCS (Other combustion source) | GP-100 | Natural Gas (Weighted U.S. Average) | Carbon Dioxide Biogenic | 0 | 0 | C
325110 | 1002613 | 2023 | OCS (Other combustion source) | GP-100 | Natural Gas (Weighted U.S. Average) | Carbon Dioxide Non-Biogenic | 70 | 0 | C
325110 | 1002613 | 2023 | OCS (Other combustion source) | GP-100 | Natural Gas (Weighted U.S. Average) | Carbon Dioxide Total | 70 | 0 | C
325110 | 1002613 | 2023 | OCS (Other combustion source) | GP-100 | Natural Gas (Weighted U.S. Average) | Methane | 0 | 0 | C
325110 | 1002613 | 2023 | OCS (Other combustion source) | GP-100 | Natural Gas (Weighted U.S. Average) | Methane (Co2 eq) | 0.03 | 0 | C
325110 | 1002613 | 2023 | OCS (Other combustion source) | GP-100 | Natural Gas (Weighted U.S. Average) | Nitrous Oxide | 0 | 0 | C
325110 | 1002613 | 2023 | OCS (Other combustion source) | GP-100 | Natural Gas (Weighted U.S. Average) | Nitrous Oxide (Co2 eq) | 0.039 | 0 | C
311224 | 1002614 | 2023 |  | GP-GC1 | Natural Gas (Weighted U.S. Average) | Carbon Dioxide Biogenic | 0 | 0 | C
311224 | 1002614 | 2023 |  | GP-GC1 | Natural Gas (Weighted U.S. Average) | Carbon Dioxide Non-Biogenic | 29544.4 | 0 | C
311224 | 1002614 | 2023 |  | GP-GC1 | Natural Gas (Weighted U.S. Average) | Carbon Dioxide Total | 29544.4 | 0 | C
311224 | 1002614 | 2023 |  | GP-GC1 | Natural Gas (Weighted U.S. Average) | Methane | 0.56 | 0 | C
311224 | 1002614 | 2023 |  | GP-GC1 | Natural Gas (Weighted U.S. Average) | Methane (Co2 eq) | 13.9 | 0 | C
311224 | 1002614 | 2023 |  | GP-GC1 | Natural Gas (Weighted U.S. Average) | Nitrous Oxide | 0.056 | 0 | C
311224 | 1002614 | 2023 |  | GP-GC1 | Natural Gas (Weighted U.S. Average) | Nitrous Oxide (Co2 eq) | 16.6 | 0 | C
311224 | 1002615 | 2023 |  | GP-1 | Natural Gas (Weighted U.S. Average) | Carbon Dioxide Biogenic | 0 | 0 | C
311224 | 1002615 | 2023 |  | GP-1 | Natural Gas (Weighted U.S. Average) | Carbon Dioxide Non-Biogenic | 108598.2 | 0 | C
311224 | 1002615 | 2023 |  | GP-1 | Natural Gas (Weighted U.S. Average) | Carbon Dioxide Total | 108598.2 | 0 | C
311224 | 1002615 | 2023 |  | GP-1 | Natural Gas (Weighted U.S. Average) | Methane | 2.05 | 0 | C
311224 | 1002615 | 2023 |  | GP-1 | Natural Gas (Weighted U.S. Average) | Methane (Co2 eq) | 51.2 | 0 | C
311224 | 1002615 | 2023 |  | GP-1 | Natural Gas (Weighted U.S. Average) | Nitrous Oxide | 0.205 | 0 | C
311224 | 1002615 | 2023 |  | GP-1 | Natural Gas (Weighted U.S. Average) | Nitrous Oxide (Co2 eq) | 61 | 0 | C
311224 | 1002615 | 2023 |  | GP-2 | Other Biomass Gases | Carbon Dioxide Biogenic | 12382 | 405810000 | C
311224 | 1002615 | 2023 |  | GP-2 | Other Biomass Gases | Carbon Dioxide Non-Biogenic | 0.1 | 405810000 | C
311224 | 1002615 | 2023 |  | GP-2 | Other Biomass Gases | Carbon Dioxide Total | 12382.1 | 405810000 | C
311224 | 1002615 | 2023 |  | GP-2 | Other Biomass Gases | Methane | 0.76 | 405810000 | C
311224 | 1002615 | 2023 |  | GP-2 | Other Biomass Gases | Methane (Co2 eq) | 19 | 405810000 | C
311224 | 1002615 | 2023 |  | GP-2 | Other Biomass Gases | Nitrous Oxide | 0.15 | 405810000 | C
311224 | 1002615 | 2023 |  | GP-2 | Other Biomass Gases | Nitrous Oxide (Co2 eq) | 44.6 | 405810000 | C
325199 | 1002618 | 2023 |  | GP-001 | Natural Gas (Weighted U.S. Average) | Carbon Dioxide Biogenic | 0 | 0 | C
325199 | 1002618 | 2023 |  | GP-001 | Natural Gas (Weighted U.S. Average) | Carbon Dioxide Non-Biogenic | 3.2 | 0 | C
325199 | 1002618 | 2023 |  | GP-001 | Natural Gas (Weighted U.S. Average) | Carbon Dioxide Total | 3.2 | 0 | C
325199 | 1002618 | 2023 |  | GP-001 | Natural Gas (Weighted U.S. Average) | Methane | 0 | 0 | C
325199 | 1002618 | 2023 |  | GP-001 | Natural Gas (Weighted U.S. Average) | Methane (Co2 eq) | 0 | 0 | C
325199 | 1002618 | 2023 |  | GP-001 | Natural Gas (Weighted U.S. Average) | Nitrous Oxide | 0 | 0 | C
325199 | 1002618 | 2023 |  | GP-001 | Natural Gas (Weighted U.S. Average) | Nitrous Oxide (Co2 eq) | 0 | 0 | C
325199 | 1002618 | 2023 |  | GP-002 | Biodiesel (100%) | Carbon Dioxide Biogenic | 0 | 0 | C
325199 | 1002618 | 2023 |  | GP-002 | Biodiesel (100%) | Carbon Dioxide Non-Biogenic | 14.5 | 0 | C
325199 | 1002618 | 2023 |  | GP-002 | Biodiesel (100%) | Carbon Dioxide Total | 14.5 | 0 | C
325199 | 1002618 | 2023 |  | GP-002 | Biodiesel (100%) | Methane | 0 | 0 | C
325199 | 1002618 | 2023 |  | GP-002 | Biodiesel (100%) | Methane (Co2 eq) | 0 | 0 | C
325199 | 1002618 | 2023 |  | GP-002 | Biodiesel (100%) | Nitrous Oxide | 0 | 0 | C
325199 | 1002618 | 2023 |  | GP-002 | Biodiesel (100%) | Nitrous Oxide (Co2 eq) | 0 | 0 | C
325199 | 1002618 | 2023 |  | GP-002 | Distillate Fuel Oil No. 2 | Carbon Dioxide Biogenic | 0 | 0 | C
325199 | 1002618 | 2023 |  | GP-002 | Distillate Fuel Oil No. 2 | Carbon Dioxide Non-Biogenic | 301.1 | 0 | C
325199 | 1002618 | 2023 |  | GP-002 | Distillate Fuel Oil No. 2 | Carbon Dioxide Total | 301.1 | 0 | C
325199 | 1002618 | 2023 |  | GP-002 | Distillate Fuel Oil No. 2 | Methane | 0.01 | 0 | C
325199 | 1002618 | 2023 |  | GP-002 | Distillate Fuel Oil No. 2 | Methane (Co2 eq) | 0.3 | 0 | C
325199 | 1002618 | 2023 |  | GP-002 | Distillate Fuel Oil No. 2 | Nitrous Oxide | 0.002 | 0 | C
325199 | 1002618 | 2023 |  | GP-002 | Distillate Fuel Oil No. 2 | Nitrous Oxide (Co2 eq) | 0.7 | 0 | C
325199 | 1002618 | 2023 |  | GP-003 | Motor Gasoline | Carbon Dioxide Biogenic | 0 | 0 | C
325199 | 1002618 | 2023 |  | GP-003 | Motor Gasoline | Carbon Dioxide Non-Biogenic | 219.9 | 0 | C
325199 | 1002618 | 2023 |  | GP-003 | Motor Gasoline | Carbon Dioxide Total | 219.9 | 0 | C
325199 | 1002618 | 2023 |  | GP-003 | Motor Gasoline | Methane | 0.01 | 0 | C
325199 | 1002618 | 2023 |  | GP-003 | Motor Gasoline | Methane (Co2 eq) | 0.2 | 0 | C
325199 | 1002618 | 2023 |  | GP-003 | Motor Gasoline | Nitrous Oxide | 0.002 | 0 | C
325199 | 1002618 | 2023 |  | GP-003 | Motor Gasoline | Nitrous Oxide (Co2 eq) | 0.6 | 0 | C
325193 | 1002627 | 2023 |  | GP-TO's and DDGS Dryers | Natural Gas (Weighted U.S. Average) | Carbon Dioxide Biogenic | 0 | 0 | C
325193 | 1002627 | 2023 |  | GP-TO's and DDGS Dryers | Natural Gas (Weighted U.S. Average) | Carbon Dioxide Non-Biogenic | 151104.8 | 0 | C
325193 | 1002627 | 2023 |  | GP-TO's and DDGS Dryers | Natural Gas (Weighted U.S. Average) | Carbon Dioxide Total | 151104.8 | 0 | C
325193 | 1002627 | 2023 |  | GP-TO's and DDGS Dryers | Natural Gas (Weighted U.S. Average) | Methane | 2.85 | 0 | C
325193 | 1002627 | 2023 |  | GP-TO's and DDGS Dryers | Natural Gas (Weighted U.S. Average) | Methane (Co2 eq) | 71.2 | 0 | C
325193 | 1002627 | 2023 |  | GP-TO's and DDGS Dryers | Natural Gas (Weighted U.S. Average) | Nitrous Oxide | 0.285 | 0 | C
325193 | 1002627 | 2023 |  | GP-TO's and DDGS Dryers | Natural Gas (Weighted U.S. Average) | Nitrous Oxide (Co2 eq) | 84.9 | 0 | C
311221 | 1002632 | 2023 |  | GP-001-NG | Natural Gas (Weighted U.S. Average) | Carbon Dioxide Biogenic | 0 | 1004120998 | C
311221 | 1002632 | 2023 |  | GP-001-NG | Natural Gas (Weighted U.S. Average) | Carbon Dioxide Non-Biogenic | 56369.8 | 1004120998 | C
311221 | 1002632 | 2023 |  | GP-001-NG | Natural Gas (Weighted U.S. Average) | Carbon Dioxide Total | 56369.8 | 1004120998 | C
311221 | 1002632 | 2023 |  | GP-001-NG | Natural Gas (Weighted U.S. Average) | Methane | 1.06 | 1004120998 | C
311221 | 1002632 | 2023 |  | GP-001-NG | Natural Gas (Weighted U.S. Average) | Methane (Co2 eq) | 26.6 | 1004120998 | C
311221 | 1002632 | 2023 |  | GP-001-NG | Natural Gas (Weighted U.S. Average) | Nitrous Oxide | 0.106 | 1004120998 | C
311221 | 1002632 | 2023 |  | GP-001-NG | Natural Gas (Weighted U.S. Average) | Nitrous Oxide (Co2 eq) | 31.7 | 1004120998 | C
311221 | 1002632 | 2023 |  | GP-002-D | Distillate Fuel Oil No. 2 | Carbon Dioxide Biogenic | 0 | 13296.1 | C
311221 | 1002632 | 2023 |  | GP-002-D | Distillate Fuel Oil No. 2 | Carbon Dioxide Non-Biogenic | 135.7 | 13296.1 | C
311221 | 1002632 | 2023 |  | GP-002-D | Distillate Fuel Oil No. 2 | Carbon Dioxide Total | 135.7 | 13296.1 | C
311221 | 1002632 | 2023 |  | GP-002-D | Distillate Fuel Oil No. 2 | Methane | 0.01 | 13296.1 | C
311221 | 1002632 | 2023 |  | GP-002-D | Distillate Fuel Oil No. 2 | Methane (Co2 eq) | 0.1 | 13296.1 | C
311221 | 1002632 | 2023 |  | GP-002-D | Distillate Fuel Oil No. 2 | Nitrous Oxide | 0.001 | 13296.1 | C
311221 | 1002632 | 2023 |  | GP-002-D | Distillate Fuel Oil No. 2 | Nitrous Oxide (Co2 eq) | 0.3 | 13296.1 | C
311221 | 1002632 | 2023 |  | GP-003-K | Kerosene | Carbon Dioxide Biogenic | 0 | 55 | C
311221 | 1002632 | 2023 |  | GP-003-K | Kerosene | Carbon Dioxide Non-Biogenic | 0.6 | 55 | C
311221 | 1002632 | 2023 |  | GP-003-K | Kerosene | Carbon Dioxide Total | 0.6 | 55 | C
311221 | 1002632 | 2023 |  | GP-003-K | Kerosene | Methane | 0 | 55 | C
311221 | 1002632 | 2023 |  | GP-003-K | Kerosene | Methane (Co2 eq) | 0 | 55 | C
311221 | 1002632 | 2023 |  | GP-003-K | Kerosene | Nitrous Oxide | 0 | 55 | C
311221 | 1002632 | 2023 |  | GP-003-K | Kerosene | Nitrous Oxide (Co2 eq) | 0 | 55 | C
311221 | 1002632 | 2023 |  | GP-004-P | Propane | Carbon Dioxide Biogenic | 0 | 20 | C
311221 | 1002632 | 2023 |  | GP-004-P | Propane | Carbon Dioxide Non-Biogenic | 0.1 | 20 | C
311221 | 1002632 | 2023 |  | GP-004-P | Propane | Carbon Dioxide Total | 0.1 | 20 | C
311221 | 1002632 | 2023 |  | GP-004-P | Propane | Methane | 0 | 20 | C
311221 | 1002632 | 2023 |  | GP-004-P | Propane | Methane (Co2 eq) | 0 | 20 | C
311221 | 1002632 | 2023 |  | GP-004-P | Propane | Nitrous Oxide | 0 | 20 | C
311221 | 1002632 | 2023 |  | GP-004-P | Propane | Nitrous Oxide (Co2 eq) | 0 | 20 | C
311613 | 1002635 | 2023 |  | GP-Ward | Distillate Fuel Oil No. 2 | Carbon Dioxide Biogenic | 0 | 0 | C
311613 | 1002635 | 2023 |  | GP-Ward | Distillate Fuel Oil No. 2 | Carbon Dioxide Non-Biogenic | 441.8 | 0 | C
311613 | 1002635 | 2023 |  | GP-Ward | Distillate Fuel Oil No. 2 | Carbon Dioxide Total | 441.8 | 0 | C
311613 | 1002635 | 2023 |  | GP-Ward | Distillate Fuel Oil No. 2 | Methane | 0.02 | 0 | C
311613 | 1002635 | 2023 |  | GP-Ward | Distillate Fuel Oil No. 2 | Methane (Co2 eq) | 0.4 | 0 | C
311613 | 1002635 | 2023 |  | GP-Ward | Distillate Fuel Oil No. 2 | Nitrous Oxide | 0.004 | 0 | C
311613 | 1002635 | 2023 |  | GP-Ward | Distillate Fuel Oil No. 2 | Nitrous Oxide (Co2 eq) | 1.1 | 0 | C
311613 | 1002635 | 2023 |  | GP-Ward | Natural Gas (Weighted U.S. Average) | Carbon Dioxide Biogenic | 0 | 0 | C
311613 | 1002635 | 2023 |  | GP-Ward | Natural Gas (Weighted U.S. Average) | Carbon Dioxide Non-Biogenic | 7972.6 | 0 | C
311613 | 1002635 | 2023 |  | GP-Ward | Natural Gas (Weighted U.S. Average) | Carbon Dioxide Total | 7972.6 | 0 | C
311613 | 1002635 | 2023 |  | GP-Ward | Natural Gas (Weighted U.S. Average) | Methane | 0.15 | 0 | C
311613 | 1002635 | 2023 |  | GP-Ward | Natural Gas (Weighted U.S. Average) | Methane (Co2 eq) | 3.8 | 0 | C
311613 | 1002635 | 2023 |  | GP-Ward | Natural Gas (Weighted U.S. Average) | Nitrous Oxide | 0.015 | 0 | C
311613 | 1002635 | 2023 |  | GP-Ward | Natural Gas (Weighted U.S. Average) | Nitrous Oxide (Co2 eq) | 4.5 | 0 | C
311613 | 1002637 | 2023 |  | GP-Wades | Natural Gas (Weighted U.S. Average) | Carbon Dioxide Biogenic | 0 | 0 | C
311613 | 1002637 | 2023 |  | GP-Wades | Natural Gas (Weighted U.S. Average) | Carbon Dioxide Non-Biogenic | 31367.3 | 0 | C
311613 | 1002637 | 2023 |  | GP-Wades | Natural Gas (Weighted U.S. Average) | Carbon Dioxide Total | 31367.3 | 0 | C
311613 | 1002637 | 2023 |  | GP-Wades | Natural Gas (Weighted U.S. Average) | Methane | 0.59 | 0 | C
311613 | 1002637 | 2023 |  | GP-Wades | Natural Gas (Weighted U.S. Average) | Methane (Co2 eq) | 14.8 | 0 | C
311613 | 1002637 | 2023 |  | GP-Wades | Natural Gas (Weighted U.S. Average) | Nitrous Oxide | 0.059 | 0 | C
311613 | 1002637 | 2023 |  | GP-Wades | Natural Gas (Weighted U.S. Average) | Nitrous Oxide (Co2 eq) | 17.6 | 0 | C
325211 | 1002652 | 2023 |  | CP- Total Facility Natural Gas | Natural Gas (Weighted U.S. Average) | Carbon Dioxide Biogenic | 0 | 0 | C
325211 | 1002652 | 2023 |  | CP- Total Facility Natural Gas | Natural Gas (Weighted U.S. Average) | Carbon Dioxide Non-Biogenic | 0 | 0 | C
325211 | 1002652 | 2023 |  | CP- Total Facility Natural Gas | Natural Gas (Weighted U.S. Average) | Carbon Dioxide Total | 0 | 0 | C
325211 | 1002652 | 2023 |  | CP- Total Facility Natural Gas | Natural Gas (Weighted U.S. Average) | Methane | 0 | 0 | C
325211 | 1002652 | 2023 |  | CP- Total Facility Natural Gas | Natural Gas (Weighted U.S. Average) | Methane (Co2 eq) | 0 | 0 | C
325211 | 1002652 | 2023 |  | CP- Total Facility Natural Gas | Natural Gas (Weighted U.S. Average) | Nitrous Oxide | 0 | 0 | C
325211 | 1002652 | 2023 |  | CP- Total Facility Natural Gas | Natural Gas (Weighted U.S. Average) | Nitrous Oxide (Co2 eq) | 0 | 0 | C
325211 | 1002652 | 2023 | CFB (Boiler, circulating fluidized bed) | Total Facility Gas Usage | Natural Gas (Weighted U.S. Average) | Carbon Dioxide Biogenic | 0 | 421338000 | C
325211 | 1002652 | 2023 | CFB (Boiler, circulating fluidized bed) | Total Facility Gas Usage | Natural Gas (Weighted U.S. Average) | Carbon Dioxide Non-Biogenic | 22937.5 | 421338000 | C
325211 | 1002652 | 2023 | CFB (Boiler, circulating fluidized bed) | Total Facility Gas Usage | Natural Gas (Weighted U.S. Average) | Carbon Dioxide Total | 22937.5 | 421338000 | C
325211 | 1002652 | 2023 | CFB (Boiler, circulating fluidized bed) | Total Facility Gas Usage | Natural Gas (Weighted U.S. Average) | Methane | 0.43 | 421338000 | C
325211 | 1002652 | 2023 | CFB (Boiler, circulating fluidized bed) | Total Facility Gas Usage | Natural Gas (Weighted U.S. Average) | Methane (Co2 eq) | 10.8 | 421338000 | C
325211 | 1002652 | 2023 | CFB (Boiler, circulating fluidized bed) | Total Facility Gas Usage | Natural Gas (Weighted U.S. Average) | Nitrous Oxide | 0.043 | 421338000 | C
325211 | 1002652 | 2023 | CFB (Boiler, circulating fluidized bed) | Total Facility Gas Usage | Natural Gas (Weighted U.S. Average) | Nitrous Oxide (Co2 eq) | 12.9 | 421338000 | C
325211 | 1002652 | 2023 | TODF (Thermal oxidizer, direct fired, no heat recovery) | Vent Gas Thermal Oxidizer | Propane | Carbon Dioxide Biogenic | 0 | 5007.4 | C
325211 | 1002652 | 2023 | TODF (Thermal oxidizer, direct fired, no heat recovery) | Vent Gas Thermal Oxidizer | Propane | Carbon Dioxide Non-Biogenic | 28.6 | 5007.4 | C
325211 | 1002652 | 2023 | TODF (Thermal oxidizer, direct fired, no heat recovery) | Vent Gas Thermal Oxidizer | Propane | Carbon Dioxide Total | 28.6 | 5007.4 | C
325211 | 1002652 | 2023 | TODF (Thermal oxidizer, direct fired, no heat recovery) | Vent Gas Thermal Oxidizer | Propane | Methane | 0 | 5007.4 | C
325211 | 1002652 | 2023 | TODF (Thermal oxidizer, direct fired, no heat recovery) | Vent Gas Thermal Oxidizer | Propane | Methane (Co2 eq) | 0 | 5007.4 | C
325211 | 1002652 | 2023 | TODF (Thermal oxidizer, direct fired, no heat recovery) | Vent Gas Thermal Oxidizer | Propane | Nitrous Oxide | 0 | 5007.4 | C
325211 | 1002652 | 2023 | TODF (Thermal oxidizer, direct fired, no heat recovery) | Vent Gas Thermal Oxidizer | Propane | Nitrous Oxide (Co2 eq) | 0.1 | 5007.4 | C
325193 | 1002662 | 2023 |  | GP-001 | Natural Gas (Weighted U.S. Average) | Carbon Dioxide Biogenic | 0 | 0 | C
325193 | 1002662 | 2023 |  | GP-001 | Natural Gas (Weighted U.S. Average) | Carbon Dioxide Non-Biogenic | 86893.6 | 0 | C
325193 | 1002662 | 2023 |  | GP-001 | Natural Gas (Weighted U.S. Average) | Carbon Dioxide Total | 86893.6 | 0 | C
325193 | 1002662 | 2023 |  | GP-001 | Natural Gas (Weighted U.S. Average) | Methane | 1.64 | 0 | C
325193 | 1002662 | 2023 |  | GP-001 | Natural Gas (Weighted U.S. Average) | Methane (Co2 eq) | 40.9 | 0 | C
325193 | 1002662 | 2023 |  | GP-001 | Natural Gas (Weighted U.S. Average) | Nitrous Oxide | 0.164 | 0 | C
325193 | 1002662 | 2023 |  | GP-001 | Natural Gas (Weighted U.S. Average) | Nitrous Oxide (Co2 eq) | 48.8 | 0 | C
322291 | 1002674 | 2023 | PRH (Process Heater) | AD Warehouse Heaters | Propane | Carbon Dioxide Biogenic | 0 | 0 | C
322291 | 1002674 | 2023 | PRH (Process Heater) | AD Warehouse Heaters | Propane | Carbon Dioxide Non-Biogenic | 10.5 | 0 | C
322291 | 1002674 | 2023 | PRH (Process Heater) | AD Warehouse Heaters | Propane | Carbon Dioxide Total | 10.5 | 0 | C
322291 | 1002674 | 2023 | PRH (Process Heater) | AD Warehouse Heaters | Propane | Methane | 0 | 0 | C
322291 | 1002674 | 2023 | PRH (Process Heater) | AD Warehouse Heaters | Propane | Methane (Co2 eq) | 0 | 0 | C
322291 | 1002674 | 2023 | PRH (Process Heater) | AD Warehouse Heaters | Propane | Nitrous Oxide | 0 | 0 | C
322291 | 1002674 | 2023 | PRH (Process Heater) | AD Warehouse Heaters | Propane | Nitrous Oxide (Co2 eq) | 0 | 0 | C
322291 | 1002674 | 2023 |  | CP-Natural Gas | Natural Gas (Weighted U.S. Average) | Carbon Dioxide Biogenic | 0 | 0 | C
322291 | 1002674 | 2023 |  | CP-Natural Gas | Natural Gas (Weighted U.S. Average) | Carbon Dioxide Non-Biogenic | 157367.5 | 0 | C
322291 | 1002674 | 2023 |  | CP-Natural Gas | Natural Gas (Weighted U.S. Average) | Carbon Dioxide Total | 157367.5 | 0 | C
322291 | 1002674 | 2023 |  | CP-Natural Gas | Natural Gas (Weighted U.S. Average) | Methane | 2.97 | 0 | C
322291 | 1002674 | 2023 |  | CP-Natural Gas | Natural Gas (Weighted U.S. Average) | Methane (Co2 eq) | 74.1 | 0 | C
322291 | 1002674 | 2023 |  | CP-Natural Gas | Natural Gas (Weighted U.S. Average) | Nitrous Oxide | 0.297 | 0 | C
322291 | 1002674 | 2023 |  | CP-Natural Gas | Natural Gas (Weighted U.S. Average) | Nitrous Oxide (Co2 eq) | 88.4 | 0 | C
325193 | 1002690 | 2023 |  | GP-Hartley | Natural Gas (Weighted U.S. Average) | Carbon Dioxide Biogenic | 0 | 0 | C
325193 | 1002690 | 2023 |  | GP-Hartley | Natural Gas (Weighted U.S. Average) | Carbon Dioxide Non-Biogenic | 192580.3 | 0 | C
325193 | 1002690 | 2023 |  | GP-Hartley | Natural Gas (Weighted U.S. Average) | Carbon Dioxide Total | 192580.3 | 0 | C
325193 | 1002690 | 2023 |  | GP-Hartley | Natural Gas (Weighted U.S. Average) | Methane | 3.63 | 0 | C
325193 | 1002690 | 2023 |  | GP-Hartley | Natural Gas (Weighted U.S. Average) | Methane (Co2 eq) | 90.7 | 0 | C
325193 | 1002690 | 2023 |  | GP-Hartley | Natural Gas (Weighted U.S. Average) | Nitrous Oxide | 0.363 | 0 | C
325193 | 1002690 | 2023 |  | GP-Hartley | Natural Gas (Weighted U.S. Average) | Nitrous Oxide (Co2 eq) | 108.2 | 0 | C
311613 | 1002696 | 2023 |  | CP-Natural GAS | Natural Gas (Weighted U.S. Average) | Carbon Dioxide Biogenic | 0 | 0 | C
311613 | 1002696 | 2023 |  | CP-Natural GAS | Natural Gas (Weighted U.S. Average) | Carbon Dioxide Non-Biogenic | 69851.5 | 0 | C
311613 | 1002696 | 2023 |  | CP-Natural GAS | Natural Gas (Weighted U.S. Average) | Carbon Dioxide Total | 69851.5 | 0 | C
311613 | 1002696 | 2023 |  | CP-Natural GAS | Natural Gas (Weighted U.S. Average) | Methane | 1.32 | 0 | C
311613 | 1002696 | 2023 |  | CP-Natural GAS | Natural Gas (Weighted U.S. Average) | Methane (Co2 eq) | 32.9 | 0 | C
311613 | 1002696 | 2023 |  | CP-Natural GAS | Natural Gas (Weighted U.S. Average) | Nitrous Oxide | 0.132 | 0 | C
311613 | 1002696 | 2023 |  | CP-Natural GAS | Natural Gas (Weighted U.S. Average) | Nitrous Oxide (Co2 eq) | 39.2 | 0 | C
311613 | 1002696 | 2023 |  | GP-Generators | Distillate Fuel Oil No. 2 | Carbon Dioxide Biogenic | 0 | 25 | C
311613 | 1002696 | 2023 |  | GP-Generators | Distillate Fuel Oil No. 2 | Carbon Dioxide Non-Biogenic | 0.3 | 25 | C
311613 | 1002696 | 2023 |  | GP-Generators | Distillate Fuel Oil No. 2 | Carbon Dioxide Total | 0.3 | 25 | C
311613 | 1002696 | 2023 |  | GP-Generators | Distillate Fuel Oil No. 2 | Methane | 0 | 25 | C
311613 | 1002696 | 2023 |  | GP-Generators | Distillate Fuel Oil No. 2 | Methane (Co2 eq) | 0 | 25 | C
311613 | 1002696 | 2023 |  | GP-Generators | Distillate Fuel Oil No. 2 | Nitrous Oxide | 0 | 25 | C
311613 | 1002696 | 2023 |  | GP-Generators | Distillate Fuel Oil No. 2 | Nitrous Oxide (Co2 eq) | 0 | 25 | C
325193 | 1002703 | 2023 |  | GP-01 | Natural Gas (Weighted U.S. Average) | Carbon Dioxide Biogenic | 0 | 0 | C
325193 | 1002703 | 2023 |  | GP-01 | Natural Gas (Weighted U.S. Average) | Carbon Dioxide Non-Biogenic | 116738.8 | 0 | C
325193 | 1002703 | 2023 |  | GP-01 | Natural Gas (Weighted U.S. Average) | Carbon Dioxide Total | 116738.8 | 0 | C
325193 | 1002703 | 2023 |  | GP-01 | Natural Gas (Weighted U.S. Average) | Methane | 2.2 | 0 | C
325193 | 1002703 | 2023 |  | GP-01 | Natural Gas (Weighted U.S. Average) | Methane (Co2 eq) | 55 | 0 | C
325193 | 1002703 | 2023 |  | GP-01 | Natural Gas (Weighted U.S. Average) | Nitrous Oxide | 0.22 | 0 | C
325193 | 1002703 | 2023 |  | GP-01 | Natural Gas (Weighted U.S. Average) | Nitrous Oxide (Co2 eq) | 65.6 | 0 | C
322130 | 1002708 | 2023 | Pulp Mill Lime Kiln | #1 Lime Kiln |  | Carbon Dioxide Biogenic (Spent Liquor) | 0 |  | AA
322130 | 1002708 | 2023 | Pulp Mill Lime Kiln | #1 Lime Kiln |  | Carbon Dioxide Non-Biogenic | 24450.1 |  | AA
322130 | 1002708 | 2023 | Pulp Mill Lime Kiln | #1 Lime Kiln |  | Methane | 1.24 |  | AA
322130 | 1002708 | 2023 | Pulp Mill Lime Kiln | #1 Lime Kiln |  | Methane Spent Liquor | 0 |  | AA
322130 | 1002708 | 2023 | Pulp Mill Lime Kiln | #1 Lime Kiln |  | Nitrous Oxide | 0 |  | AA
322130 | 1002708 | 2023 | Pulp Mill Lime Kiln | #1 Lime Kiln |  | Nitrous Oxide Spent Liquor | 0 |  | AA
322130 | 1002708 | 2023 | PD (Product or intermediate product dryer) | #1 Paper Machine | Natural Gas (Weighted U.S. Average) | Carbon Dioxide Biogenic | 0 | 0 | C
322130 | 1002708 | 2023 | PD (Product or intermediate product dryer) | #1 Paper Machine | Natural Gas (Weighted U.S. Average) | Carbon Dioxide Non-Biogenic | 1659.9 | 0 | C
322130 | 1002708 | 2023 | PD (Product or intermediate product dryer) | #1 Paper Machine | Natural Gas (Weighted U.S. Average) | Carbon Dioxide Total | 1659.9 | 0 | C
322130 | 1002708 | 2023 | PD (Product or intermediate product dryer) | #1 Paper Machine | Natural Gas (Weighted U.S. Average) | Methane | 0.03 | 0 | C
322130 | 1002708 | 2023 | PD (Product or intermediate product dryer) | #1 Paper Machine | Natural Gas (Weighted U.S. Average) | Methane (Co2 eq) | 0.8 | 0 | C
322130 | 1002708 | 2023 | PD (Product or intermediate product dryer) | #1 Paper Machine | Natural Gas (Weighted U.S. Average) | Nitrous Oxide | 0.003 | 0 | C
322130 | 1002708 | 2023 | PD (Product or intermediate product dryer) | #1 Paper Machine | Natural Gas (Weighted U.S. Average) | Nitrous Oxide (Co2 eq) | 0.9 | 0 | C
322130 | 1002708 | 2023 | OB (Boiler, other) | #1 Power Boiler | Distillate Fuel Oil No. 2 | Carbon Dioxide Biogenic | 0 | 0 | C
322130 | 1002708 | 2023 | OB (Boiler, other) | #1 Power Boiler | Distillate Fuel Oil No. 2 | Carbon Dioxide Non-Biogenic | 0 | 0 | C
322130 | 1002708 | 2023 | OB (Boiler, other) | #1 Power Boiler | Distillate Fuel Oil No. 2 | Carbon Dioxide Total | 0 | 0 | C
322130 | 1002708 | 2023 | OB (Boiler, other) | #1 Power Boiler | Distillate Fuel Oil No. 2 | Methane | 0 | 0 | C
322130 | 1002708 | 2023 | OB (Boiler, other) | #1 Power Boiler | Distillate Fuel Oil No. 2 | Methane (Co2 eq) | 0 | 0 | C
322130 | 1002708 | 2023 | OB (Boiler, other) | #1 Power Boiler | Distillate Fuel Oil No. 2 | Nitrous Oxide | 0 | 0 | C
322130 | 1002708 | 2023 | OB (Boiler, other) | #1 Power Boiler | Distillate Fuel Oil No. 2 | Nitrous Oxide (Co2 eq) | 0 | 0 | C
322130 | 1002708 | 2023 | OB (Boiler, other) | #1 Power Boiler | Natural Gas (Weighted U.S. Average) | Carbon Dioxide Biogenic | 0 | 0 | C
322130 | 1002708 | 2023 | OB (Boiler, other) | #1 Power Boiler | Natural Gas (Weighted U.S. Average) | Carbon Dioxide Non-Biogenic | 157166.6 | 0 | C
322130 | 1002708 | 2023 | OB (Boiler, other) | #1 Power Boiler | Natural Gas (Weighted U.S. Average) | Carbon Dioxide Total | 157166.6 | 0 | C
322130 | 1002708 | 2023 | OB (Boiler, other) | #1 Power Boiler | Natural Gas (Weighted U.S. Average) | Methane | 2.96 | 0 | C
322130 | 1002708 | 2023 | OB (Boiler, other) | #1 Power Boiler | Natural Gas (Weighted U.S. Average) | Methane (Co2 eq) | 74.1 | 0 | C
322130 | 1002708 | 2023 | OB (Boiler, other) | #1 Power Boiler | Natural Gas (Weighted U.S. Average) | Nitrous Oxide | 0.296 | 0 | C
322130 | 1002708 | 2023 | OB (Boiler, other) | #1 Power Boiler | Natural Gas (Weighted U.S. Average) | Nitrous Oxide (Co2 eq) | 88.3 | 0 | C
322130 | 1002708 | 2023 | Chemical Recovery Furnace | #1 Recovery Boiler |  | Carbon Dioxide Biogenic (Spent Liquor) | 1001434.2 |  | AA | [9 empty] | 48 | 1977 | B&W/Kvaerner | 1.5 | 3.36 | 1 | SR | 1025 | 850 | 825
322130 | 1002708 | 2023 | Chemical Recovery Furnace | #1 Recovery Boiler |  | Carbon Dioxide Non-Biogenic | 10926.1 |  | AA | [9 empty] | 48 | 1977 | B&W/Kvaerner | 1.5 | 3.36 | 1 | SR | 1025 | 850 | 825
322130 | 1002708 | 2023 | Chemical Recovery Furnace | #1 Recovery Boiler |  | Methane | 0.22 |  | AA | [9 empty] | 48 | 1977 | B&W/Kvaerner | 1.5 | 3.36 | 1 | SR | 1025 | 850 | 825
322130 | 1002708 | 2023 | Chemical Recovery Furnace | #1 Recovery Boiler |  | Methane Spent Liquor | 20.28 |  | AA | [9 empty] | 48 | 1977 | B&W/Kvaerner | 1.5 | 3.36 | 1 | SR | 1025 | 850 | 825
322130 | 1002708 | 2023 | Chemical Recovery Furnace | #1 Recovery Boiler |  | Nitrous Oxide | 0.023 |  | AA | [9 empty] | 48 | 1977 | B&W/Kvaerner | 1.5 | 3.36 | 1 | SR | 1025 | 850 | 825
322130 | 1002708 | 2023 | Chemical Recovery Furnace | #1 Recovery Boiler |  | Nitrous Oxide Spent Liquor | 4.484 |  | AA | [9 empty] | 48 | 1977 | B&W/Kvaerner | 1.5 | 3.36 | 1 | SR | 1025 | 850 | 825
322130 | 1002708 | 2023 | PRH (Process Heater) | Extruder | Natural Gas (Weighted U.S. Average) | Carbon Dioxide Biogenic | 0 | 0 | C
322130 | 1002708 | 2023 | PRH (Process Heater) | Extruder | Natural Gas (Weighted U.S. Average) | Carbon Dioxide Non-Biogenic | 352 | 0 | C
322130 | 1002708 | 2023 | PRH (Process Heater) | Extruder | Natural Gas (Weighted U.S. Average) | Carbon Dioxide Total | 352 | 0 | C
322130 | 1002708 | 2023 | PRH (Process Heater) | Extruder | Natural Gas (Weighted U.S. Average) | Methane | 0.01 | 0 | C
322130 | 1002708 | 2023 | PRH (Process Heater) | Extruder | Natural Gas (Weighted U.S. Average) | Methane (Co2 eq) | 0.2 | 0 | C
322130 | 1002708 | 2023 | PRH (Process Heater) | Extruder | Natural Gas (Weighted U.S. Average) | Nitrous Oxide | 0.001 | 0 | C
322130 | 1002708 | 2023 | PRH (Process Heater) | Extruder | Natural Gas (Weighted U.S. Average) | Nitrous Oxide (Co2 eq) | 0.2 | 0 | C
322130 | 1002708 | 2023 |  | GP-Temp Boilers | Natural Gas (Weighted U.S. Average) | Carbon Dioxide Biogenic | 0 | 0 | C
322130 | 1002708 | 2023 |  | GP-Temp Boilers | Natural Gas (Weighted U.S. Average) | Carbon Dioxide Non-Biogenic | 0 | 0 | C
322130 | 1002708 | 2023 |  | GP-Temp Boilers | Natural Gas (Weighted U.S. Average) | Carbon Dioxide Total | 0 | 0 | C
322130 | 1002708 | 2023 |  | GP-Temp Boilers | Natural Gas (Weighted U.S. Average) | Methane | 0 | 0 | C
322130 | 1002708 | 2023 |  | GP-Temp Boilers | Natural Gas (Weighted U.S. Average) | Methane (Co2 eq) | 0 | 0 | C
322130 | 1002708 | 2023 |  | GP-Temp Boilers | Natural Gas (Weighted U.S. Average) | Nitrous Oxide | 0 | 0 | C
322130 | 1002708 | 2023 |  | GP-Temp Boilers | Natural Gas (Weighted U.S. Average) | Nitrous Oxide (Co2 eq) | 0 | 0 | C
322130 | 1002708 | 2023 | ICI (Incinerator, commercial and industrial) | NCG Incinerator | Natural Gas (Weighted U.S. Average) | Carbon Dioxide Biogenic | 0 | 0 | C
322130 | 1002708 | 2023 | ICI (Incinerator, commercial and industrial) | NCG Incinerator | Natural Gas (Weighted U.S. Average) | Carbon Dioxide Non-Biogenic | 2431.2 | 0 | C
322130 | 1002708 | 2023 | ICI (Incinerator, commercial and industrial) | NCG Incinerator | Natural Gas (Weighted U.S. Average) | Carbon Dioxide Total | 2431.2 | 0 | C
322130 | 1002708 | 2023 | ICI (Incinerator, commercial and industrial) | NCG Incinerator | Natural Gas (Weighted U.S. Average) | Methane | 0.05 | 0 | C
322130 | 1002708 | 2023 | ICI (Incinerator, commercial and industrial) | NCG Incinerator | Natural Gas (Weighted U.S. Average) | Methane (Co2 eq) | 1.1 | 0 | C
322130 | 1002708 | 2023 | ICI (Incinerator, commercial and industrial) | NCG Incinerator | Natural Gas (Weighted U.S. Average) | Nitrous Oxide | 0.005 | 0 | C
322130 | 1002708 | 2023 | ICI (Incinerator, commercial and industrial) | NCG Incinerator | Natural Gas (Weighted U.S. Average) | Nitrous Oxide (Co2 eq) | 1.4 | 0 | C
325180 | 1002709 | 2023 |  | GP-DuPont Memphis Combustion | Natural Gas (Weighted U.S. Average) | Carbon Dioxide Biogenic | 0 | 0 | C
325180 | 1002709 | 2023 |  | GP-DuPont Memphis Combustion | Natural Gas (Weighted U.S. Average) | Carbon Dioxide Non-Biogenic | 33451.6 | 0 | C
325180 | 1002709 | 2023 |  | GP-DuPont Memphis Combustion | Natural Gas (Weighted U.S. Average) | Carbon Dioxide Total | 33451.6 | 0 | C
325180 | 1002709 | 2023 |  | GP-DuPont Memphis Combustion | Natural Gas (Weighted U.S. Average) | Methane | 0.63 | 0 | C
325180 | 1002709 | 2023 |  | GP-DuPont Memphis Combustion | Natural Gas (Weighted U.S. Average) | Methane (Co2 eq) | 15.8 | 0 | C
325180 | 1002709 | 2023 |  | GP-DuPont Memphis Combustion | Natural Gas (Weighted U.S. Average) | Nitrous Oxide | 0.063 | 0 | C
325180 | 1002709 | 2023 |  | GP-DuPont Memphis Combustion | Natural Gas (Weighted U.S. Average) | Nitrous Oxide (Co2 eq) | 18.8 | 0 | C
311615 | 1002710 | 2023 |  | GP- 1 & 2 & 3 | Liquefied petroleum gases (LPG) | Carbon Dioxide Biogenic | 0 | 0 | C
311615 | 1002710 | 2023 |  | GP- 1 & 2 & 3 | Liquefied petroleum gases (LPG) | Carbon Dioxide Non-Biogenic | 9402.6 | 0 | C
311615 | 1002710 | 2023 |  | GP- 1 & 2 & 3 | Liquefied petroleum gases (LPG) | Carbon Dioxide Total | 9402.6 | 0 | C
311615 | 1002710 | 2023 |  | GP- 1 & 2 & 3 | Liquefied petroleum gases (LPG) | Methane | 0.46 | 0 | C
311615 | 1002710 | 2023 |  | GP- 1 & 2 & 3 | Liquefied petroleum gases (LPG) | Methane (Co2 eq) | 11.4 | 0 | C
311615 | 1002710 | 2023 |  | GP- 1 & 2 & 3 | Liquefied petroleum gases (LPG) | Nitrous Oxide | 0.091 | 0 | C
311615 | 1002710 | 2023 |  | GP- 1 & 2 & 3 | Liquefied petroleum gases (LPG) | Nitrous Oxide (Co2 eq) | 27.2 | 0 | C
311224 | 1002713 | 2023 |  | GP-1,2,3,4 | Natural Gas (Weighted U.S. Average) | Carbon Dioxide Biogenic | 0 | 568250000 | C
311224 | 1002713 | 2023 |  | GP-1,2,3,4 | Natural Gas (Weighted U.S. Average) | Carbon Dioxide Non-Biogenic | 30935.3 | 568250000 | C
311224 | 1002713 | 2023 |  | GP-1,2,3,4 | Natural Gas (Weighted U.S. Average) | Carbon Dioxide Total | 30935.3 | 568250000 | C
311224 | 1002713 | 2023 |  | GP-1,2,3,4 | Natural Gas (Weighted U.S. Average) | Methane | 0.58 | 568250000 | C
311224 | 1002713 | 2023 |  | GP-1,2,3,4 | Natural Gas (Weighted U.S. Average) | Methane (Co2 eq) | 14.6 | 568250000 | C
311224 | 1002713 | 2023 |  | GP-1,2,3,4 | Natural Gas (Weighted U.S. Average) | Nitrous Oxide | 0.058 | 568250000 | C
311224 | 1002713 | 2023 |  | GP-1,2,3,4 | Natural Gas (Weighted U.S. Average) | Nitrous Oxide (Co2 eq) | 17.4 | 568250000 | C
311224 | 1002715 | 2023 |  | GP-1 & 2 & 3 & 4 & 5 & 6 & 7 & 8 & 9 &10 | Natural Gas (Weighted U.S. Average) | Carbon Dioxide Biogenic | 0 | 826130000 | C
311224 | 1002715 | 2023 |  | GP-1 & 2 & 3 & 4 & 5 & 6 & 7 & 8 & 9 &10 | Natural Gas (Weighted U.S. Average) | Carbon Dioxide Non-Biogenic | 44974.2 | 826130000 | C
311224 | 1002715 | 2023 |  | GP-1 & 2 & 3 & 4 & 5 & 6 & 7 & 8 & 9 &10 | Natural Gas (Weighted U.S. Average) | Carbon Dioxide Total | 44974.2 | 826130000 | C
311224 | 1002715 | 2023 |  | GP-1 & 2 & 3 & 4 & 5 & 6 & 7 & 8 & 9 &10 | Natural Gas (Weighted U.S. Average) | Methane | 0.85 | 826130000 | C
311224 | 1002715 | 2023 |  | GP-1 & 2 & 3 & 4 & 5 & 6 & 7 & 8 & 9 &10 | Natural Gas (Weighted U.S. Average) | Methane (Co2 eq) | 21.2 | 826130000 | C
311224 | 1002715 | 2023 |  | GP-1 & 2 & 3 & 4 & 5 & 6 & 7 & 8 & 9 &10 | Natural Gas (Weighted U.S. Average) | Nitrous Oxide | 0.085 | 826130000 | C
311224 | 1002715 | 2023 |  | GP-1 & 2 & 3 & 4 & 5 & 6 & 7 & 8 & 9 &10 | Natural Gas (Weighted U.S. Average) | Nitrous Oxide (Co2 eq) | 25.3 | 826130000 | C
322110 | 1002733 | 2023 | Pulp Mill Lime Kiln | L537 |  | Carbon Dioxide Biogenic (Spent Liquor) | 0 |  | AA
322110 | 1002733 | 2023 | Pulp Mill Lime Kiln | L537 |  | Carbon Dioxide Non-Biogenic | 46204.8 |  | AA
322110 | 1002733 | 2023 | Pulp Mill Lime Kiln | L537 |  | Methane | 2.3 |  | AA
322110 | 1002733 | 2023 | Pulp Mill Lime Kiln | L537 |  | Methane Spent Liquor | 0 |  | AA
322110 | 1002733 | 2023 | Pulp Mill Lime Kiln | L537 |  | Nitrous Oxide | 0 |  | AA
322110 | 1002733 | 2023 | Pulp Mill Lime Kiln | L537 |  | Nitrous Oxide Spent Liquor | 0 |  | AA
322110 | 1002733 | 2023 | Chemical Recovery Furnace | R401 |  | Carbon Dioxide Biogenic (Spent Liquor) | 1102729.8 |  | AA | [9 empty] | 53 | 1972 | B&W | 3.3 | 3.9 | 2 | SR | 1450 | 1275 | 825
322110 | 1002733 | 2023 | Chemical Recovery Furnace | R401 |  | Carbon Dioxide Non-Biogenic | 34908.2 |  | AA | [9 empty] | 53 | 1972 | B&W | 3.3 | 3.9 | 2 | SR | 1450 | 1275 | 825
322110 | 1002733 | 2023 | Chemical Recovery Furnace | R401 |  | Methane | 1.33 |  | AA | [9 empty] | 53 | 1972 | B&W | 3.3 | 3.9 | 2 | SR | 1450 | 1275 | 825
322110 | 1002733 | 2023 | Chemical Recovery Furnace | R401 |  | Methane Spent Liquor | 22.2 |  | AA | [9 empty] | 53 | 1972 | B&W | 3.3 | 3.9 | 2 | SR | 1450 | 1275 | 825
322110 | 1002733 | 2023 | Chemical Recovery Furnace | R401 |  | Nitrous Oxide | 0.262 |  | AA | [9 empty] | 53 | 1972 | B&W | 3.3 | 3.9 | 2 | SR | 1450 | 1275 | 825
322110 | 1002733 | 2023 | Chemical Recovery Furnace | R401 |  | Nitrous Oxide Spent Liquor | 4.906 |  | AA | [9 empty] | 53 | 1972 | B&W | 3.3 | 3.9 | 2 | SR | 1450 | 1275 | 825
322110 | 1002733 | 2023 | Chemical Recovery Furnace | R407 |  | Carbon Dioxide Biogenic (Spent Liquor) | 815446 |  | AA | [9 empty] | 35 | 1990 | KV/TAM | 4.5 | 5.8 | 1 | D | 1440 | 1275 | 825
322110 | 1002733 | 2023 | Chemical Recovery Furnace | R407 |  | Carbon Dioxide Non-Biogenic | 49692.9 |  | AA | [9 empty] | 35 | 1990 | KV/TAM | 4.5 | 5.8 | 1 | D | 1440 | 1275 | 825
322110 | 1002733 | 2023 | Chemical Recovery Furnace | R407 |  | Methane | 0.94 |  | AA | [9 empty] | 35 | 1990 | KV/TAM | 4.5 | 5.8 | 1 | D | 1440 | 1275 | 825
322110 | 1002733 | 2023 | Chemical Recovery Furnace | R407 |  | Methane Spent Liquor | 16.41 |  | AA | [9 empty] | 35 | 1990 | KV/TAM | 4.5 | 5.8 | 1 | D | 1440 | 1275 | 825
322110 | 1002733 | 2023 | Chemical Recovery Furnace | R407 |  | Nitrous Oxide | 0.094 |  | AA | [9 empty] | 35 | 1990 | KV/TAM | 4.5 | 5.8 | 1 | D | 1440 | 1275 | 825
322110 | 1002733 | 2023 | Chemical Recovery Furnace | R407 |  | Nitrous Oxide Spent Liquor | 3.628 |  | AA | [9 empty] | 35 | 1990 | KV/TAM | 4.5 | 5.8 | 1 | D | 1440 | 1275 | 825
322110 | 1002733 | 2023 | TODF (Thermal oxidizer, direct fired, no heat recovery) | R480 | Natural Gas (Weighted U.S. Average) | Carbon Dioxide Biogenic | 0 | 0 | C
322110 | 1002733 | 2023 | TODF (Thermal oxidizer, direct fired, no heat recovery) | R480 | Natural Gas (Weighted U.S. Average) | Carbon Dioxide Non-Biogenic | 2832.5 | 0 | C
322110 | 1002733 | 2023 | TODF (Thermal oxidizer, direct fired, no heat recovery) | R480 | Natural Gas (Weighted U.S. Average) | Carbon Dioxide Total | 2832.5 | 0 | C
322110 | 1002733 | 2023 | TODF (Thermal oxidizer, direct fired, no heat recovery) | R480 | Natural Gas (Weighted U.S. Average) | Methane | 0.05 | 0 | C
322110 | 1002733 | 2023 | TODF (Thermal oxidizer, direct fired, no heat recovery) | R480 | Natural Gas (Weighted U.S. Average) | Methane (Co2 eq) | 1.3 | 0 | C
322110 | 1002733 | 2023 | TODF (Thermal oxidizer, direct fired, no heat recovery) | R480 | Natural Gas (Weighted U.S. Average) | Nitrous Oxide | 0.005 | 0 | C
322110 | 1002733 | 2023 | TODF (Thermal oxidizer, direct fired, no heat recovery) | R480 | Natural Gas (Weighted U.S. Average) | Nitrous Oxide (Co2 eq) | 1.6 | 0 | C
322110 | 1002733 | 2023 | S (Stoker Boiler) | U700 | Natural Gas (Weighted U.S. Average) | Carbon Dioxide Biogenic | 0 | 0 | C
322110 | 1002733 | 2023 | S (Stoker Boiler) | U700 | Natural Gas (Weighted U.S. Average) | Carbon Dioxide Non-Biogenic | 99064.6 | 0 | C
322110 | 1002733 | 2023 | S (Stoker Boiler) | U700 | Natural Gas (Weighted U.S. Average) | Carbon Dioxide Total | 99064.6 | 0 | C
322110 | 1002733 | 2023 | S (Stoker Boiler) | U700 | Natural Gas (Weighted U.S. Average) | Methane | 1.87 | 0 | C
322110 | 1002733 | 2023 | S (Stoker Boiler) | U700 | Natural Gas (Weighted U.S. Average) | Methane (Co2 eq) | 46.7 | 0 | C
322110 | 1002733 | 2023 | S (Stoker Boiler) | U700 | Natural Gas (Weighted U.S. Average) | Nitrous Oxide | 0.187 | 0 | C
322110 | 1002733 | 2023 | S (Stoker Boiler) | U700 | Natural Gas (Weighted U.S. Average) | Nitrous Oxide (Co2 eq) | 55.6 | 0 | C
322110 | 1002733 | 2023 | S (Stoker Boiler) | U700 | Residual Fuel Oil No. 6 | Carbon Dioxide Biogenic | 0 | 0 | C
322110 | 1002733 | 2023 | S (Stoker Boiler) | U700 | Residual Fuel Oil No. 6 | Carbon Dioxide Non-Biogenic | 2057.1 | 0 | C
322110 | 1002733 | 2023 | S (Stoker Boiler) | U700 | Residual Fuel Oil No. 6 | Carbon Dioxide Total | 2057.1 | 0 | C
322110 | 1002733 | 2023 | S (Stoker Boiler) | U700 | Residual Fuel Oil No. 6 | Methane | 0.08 | 0 | C
322110 | 1002733 | 2023 | S (Stoker Boiler) | U700 | Residual Fuel Oil No. 6 | Methane (Co2 eq) | 2 | 0 | C
322110 | 1002733 | 2023 | S (Stoker Boiler) | U700 | Residual Fuel Oil No. 6 | Nitrous Oxide | 0.016 | 0 | C
322110 | 1002733 | 2023 | S (Stoker Boiler) | U700 | Residual Fuel Oil No. 6 | Nitrous Oxide (Co2 eq) | 4.8 | 0 | C
322110 | 1002733 | 2023 | S (Stoker Boiler) | U700 | Tires | Carbon Dioxide Biogenic | 0 | 0 | C
322110 | 1002733 | 2023 | S (Stoker Boiler) | U700 | Tires | Carbon Dioxide Non-Biogenic | 4904.4 | 0 | C
322110 | 1002733 | 2023 | S (Stoker Boiler) | U700 | Tires | Carbon Dioxide Total | 4904.4 | 0 | C
322110 | 1002733 | 2023 | S (Stoker Boiler) | U700 | Tires | Methane | 1.85 | 0 | C
322110 | 1002733 | 2023 | S (Stoker Boiler) | U700 | Tires | Methane (Co2 eq) | 46.2 | 0 | C
322110 | 1002733 | 2023 | S (Stoker Boiler) | U700 | Tires | Nitrous Oxide | 0.243 | 0 | C
322110 | 1002733 | 2023 | S (Stoker Boiler) | U700 | Tires | Nitrous Oxide (Co2 eq) | 72.3 | 0 | C
322110 | 1002733 | 2023 | S (Stoker Boiler) | U700 | Wood and Wood Residuals (dry basis) | Carbon Dioxide Biogenic | 157318.6 | 0 | C
322110 | 1002733 | 2023 | S (Stoker Boiler) | U700 | Wood and Wood Residuals (dry basis) | Carbon Dioxide Non-Biogenic | 0 | 0 | C
322110 | 1002733 | 2023 | S (Stoker Boiler) | U700 | Wood and Wood Residuals (dry basis) | Carbon Dioxide Total | 157318.6 | 0 | C
322110 | 1002733 | 2023 | S (Stoker Boiler) | U700 | Wood and Wood Residuals (dry basis) | Methane | 12.08 | 0 | C
322110 | 1002733 | 2023 | S (Stoker Boiler) | U700 | Wood and Wood Residuals (dry basis) | Methane (Co2 eq) | 301.9 | 0 | C
322110 | 1002733 | 2023 | S (Stoker Boiler) | U700 | Wood and Wood Residuals (dry basis) | Nitrous Oxide | 6.038 | 0 | C
322110 | 1002733 | 2023 | S (Stoker Boiler) | U700 | Wood and Wood Residuals (dry basis) | Nitrous Oxide (Co2 eq) | 1799.3 | 0 | C
322110 | 1002733 | 2023 | OB (Boiler, other) | U706 | Natural Gas (Weighted U.S. Average) | Carbon Dioxide Biogenic | 0 | 0 | C
322110 | 1002733 | 2023 | OB (Boiler, other) | U706 | Natural Gas (Weighted U.S. Average) | Carbon Dioxide Non-Biogenic | 84815.3 | 0 | C
322110 | 1002733 | 2023 | OB (Boiler, other) | U706 | Natural Gas (Weighted U.S. Average) | Carbon Dioxide Total | 84815.3 | 0 | C
322110 | 1002733 | 2023 | OB (Boiler, other) | U706 | Natural Gas (Weighted U.S. Average) | Methane | 1.6 | 0 | C
322110 | 1002733 | 2023 | OB (Boiler, other) | U706 | Natural Gas (Weighted U.S. Average) | Methane (Co2 eq) | 40 | 0 | C
322110 | 1002733 | 2023 | OB (Boiler, other) | U706 | Natural Gas (Weighted U.S. Average) | Nitrous Oxide | 0.16 | 0 | C
322110 | 1002733 | 2023 | OB (Boiler, other) | U706 | Natural Gas (Weighted U.S. Average) | Nitrous Oxide (Co2 eq) | 47.6 | 0 | C
322110 | 1002733 | 2023 | OB (Boiler, other) | U707 | Distillate Fuel Oil No. 2 | Carbon Dioxide Biogenic | 0 | 0 | C
322110 | 1002733 | 2023 | OB (Boiler, other) | U707 | Distillate Fuel Oil No. 2 | Carbon Dioxide Non-Biogenic | 0 | 0 | C
322110 | 1002733 | 2023 | OB (Boiler, other) | U707 | Distillate Fuel Oil No. 2 | Carbon Dioxide Total | 0 | 0 | C
322110 | 1002733 | 2023 | OB (Boiler, other) | U707 | Distillate Fuel Oil No. 2 | Methane | 0 | 0 | C
322110 | 1002733 | 2023 | OB (Boiler, other) | U707 | Distillate Fuel Oil No. 2 | Methane (Co2 eq) | 0 | 0 | C
322110 | 1002733 | 2023 | OB (Boiler, other) | U707 | Distillate Fuel Oil No. 2 | Nitrous Oxide | 0 | 0 | C
322110 | 1002733 | 2023 | OB (Boiler, other) | U707 | Distillate Fuel Oil No. 2 | Nitrous Oxide (Co2 eq) | 0 | 0 | C
322110 | 1002733 | 2023 | OB (Boiler, other) | U707 | Natural Gas (Weighted U.S. Average) | Carbon Dioxide Biogenic | 0 | 0 | C
322110 | 1002733 | 2023 | OB (Boiler, other) | U707 | Natural Gas (Weighted U.S. Average) | Carbon Dioxide Non-Biogenic | 32363.4 | 0 | C
322110 | 1002733 | 2023 | OB (Boiler, other) | U707 | Natural Gas (Weighted U.S. Average) | Carbon Dioxide Total | 32363.4 | 0 | C
322110 | 1002733 | 2023 | OB (Boiler, other) | U707 | Natural Gas (Weighted U.S. Average) | Methane | 0.61 | 0 | C
322110 | 1002733 | 2023 | OB (Boiler, other) | U707 | Natural Gas (Weighted U.S. Average) | Methane (Co2 eq) | 15.2 | 0 | C
322110 | 1002733 | 2023 | OB (Boiler, other) | U707 | Natural Gas (Weighted U.S. Average) | Nitrous Oxide | 0.061 | 0 | C
322110 | 1002733 | 2023 | OB (Boiler, other) | U707 | Natural Gas (Weighted U.S. Average) | Nitrous Oxide (Co2 eq) | 18.2 | 0 | C
325180 | 1002736 | 2023 |  | GP-Aggregated NG Combustion Units | Natural Gas (Weighted U.S. Average) | Carbon Dioxide Biogenic | 0 | 0 | C
325180 | 1002736 | 2023 |  | GP-Aggregated NG Combustion Units | Natural Gas (Weighted U.S. Average) | Carbon Dioxide Non-Biogenic | 51874.5 | 0 | C
325180 | 1002736 | 2023 |  | GP-Aggregated NG Combustion Units | Natural Gas (Weighted U.S. Average) | Carbon Dioxide Total | 51874.5 | 0 | C
325180 | 1002736 | 2023 |  | GP-Aggregated NG Combustion Units | Natural Gas (Weighted U.S. Average) | Methane | 0.98 | 0 | C
325180 | 1002736 | 2023 |  | GP-Aggregated NG Combustion Units | Natural Gas (Weighted U.S. Average) | Methane (Co2 eq) | 24.4 | 0 | C
325180 | 1002736 | 2023 |  | GP-Aggregated NG Combustion Units | Natural Gas (Weighted U.S. Average) | Nitrous Oxide | 0.098 | 0 | C
325180 | 1002736 | 2023 |  | GP-Aggregated NG Combustion Units | Natural Gas (Weighted U.S. Average) | Nitrous Oxide (Co2 eq) | 29.1 | 0 | C
311615 | 1002737 | 2023 |  | GP- 1 & 2 | Natural Gas (Weighted U.S. Average) | Carbon Dioxide Biogenic | 0 | 0 | C
311615 | 1002737 | 2023 |  | GP- 1 & 2 | Natural Gas (Weighted U.S. Average) | Carbon Dioxide Non-Biogenic | 7815.9 | 0 | C
311615 | 1002737 | 2023 |  | GP- 1 & 2 | Natural Gas (Weighted U.S. Average) | Carbon Dioxide Total | 7815.9 | 0 | C
311615 | 1002737 | 2023 |  | GP- 1 & 2 | Natural Gas (Weighted U.S. Average) | Methane | 0.15 | 0 | C
311615 | 1002737 | 2023 |  | GP- 1 & 2 | Natural Gas (Weighted U.S. Average) | Methane (Co2 eq) | 3.7 | 0 | C
311615 | 1002737 | 2023 |  | GP- 1 & 2 | Natural Gas (Weighted U.S. Average) | Nitrous Oxide | 0.015 | 0 | C
311615 | 1002737 | 2023 |  | GP- 1 & 2 | Natural Gas (Weighted U.S. Average) | Nitrous Oxide (Co2 eq) | 4.4 | 0 | C
311615 | 1002737 | 2023 |  | GP- 1 & 2 | Propane | Carbon Dioxide Biogenic | 0 | 0 | C
311615 | 1002737 | 2023 |  | GP- 1 & 2 | Propane | Carbon Dioxide Non-Biogenic | 104.3 | 0 | C
311615 | 1002737 | 2023 |  | GP- 1 & 2 | Propane | Carbon Dioxide Total | 104.3 | 0 | C
311615 | 1002737 | 2023 |  | GP- 1 & 2 | Propane | Methane | 0 | 0 | C
311615 | 1002737 | 2023 |  | GP- 1 & 2 | Propane | Methane (Co2 eq) | 0.1 | 0 | C
311615 | 1002737 | 2023 |  | GP- 1 & 2 | Propane | Nitrous Oxide | 0.001 | 0 | C
311615 | 1002737 | 2023 |  | GP- 1 & 2 | Propane | Nitrous Oxide (Co2 eq) | 0.3 | 0 | C
325320 | 1002749 | 2023 | RICE (Reciprocating internal combustion engine) | EO 001 storm water diesel pump 2406JCD | Distillate Fuel Oil No. 2 | Carbon Dioxide Biogenic | 0 | 708.4 | C
325320 | 1002749 | 2023 | RICE (Reciprocating internal combustion engine) | EO 001 storm water diesel pump 2406JCD | Distillate Fuel Oil No. 2 | Carbon Dioxide Non-Biogenic | 7.2 | 708.4 | C
325320 | 1002749 | 2023 | RICE (Reciprocating internal combustion engine) | EO 001 storm water diesel pump 2406JCD | Distillate Fuel Oil No. 2 | Carbon Dioxide Total | 7.2 | 708.4 | C
325320 | 1002749 | 2023 | RICE (Reciprocating internal combustion engine) | EO 001 storm water diesel pump 2406JCD | Distillate Fuel Oil No. 2 | Methane | 0 | 708.4 | C
325320 | 1002749 | 2023 | RICE (Reciprocating internal combustion engine) | EO 001 storm water diesel pump 2406JCD | Distillate Fuel Oil No. 2 | Methane (Co2 eq) | 0 | 708.4 | C
325320 | 1002749 | 2023 | RICE (Reciprocating internal combustion engine) | EO 001 storm water diesel pump 2406JCD | Distillate Fuel Oil No. 2 | Nitrous Oxide | 0 | 708.4 | C
325320 | 1002749 | 2023 | RICE (Reciprocating internal combustion engine) | EO 001 storm water diesel pump 2406JCD | Distillate Fuel Oil No. 2 | Nitrous Oxide (Co2 eq) | 0 | 708.4 | C
325320 | 1002749 | 2023 | F (Furnace) | EO Carbon Regeneration Furnace | Natural Gas (Weighted U.S. Average) | Carbon Dioxide Biogenic | 0 | 25342000 | C
325320 | 1002749 | 2023 | F (Furnace) | EO Carbon Regeneration Furnace | Natural Gas (Weighted U.S. Average) | Carbon Dioxide Non-Biogenic | 1377.6 | 25342000 | C
325320 | 1002749 | 2023 | F (Furnace) | EO Carbon Regeneration Furnace | Natural Gas (Weighted U.S. Average) | Carbon Dioxide Total | 1377.6 | 25342000 | C
325320 | 1002749 | 2023 | F (Furnace) | EO Carbon Regeneration Furnace | Natural Gas (Weighted U.S. Average) | Methane | 0.03 | 25342000 | C
325320 | 1002749 | 2023 | F (Furnace) | EO Carbon Regeneration Furnace | Natural Gas (Weighted U.S. Average) | Methane (Co2 eq) | 0.7 | 25342000 | C
325320 | 1002749 | 2023 | F (Furnace) | EO Carbon Regeneration Furnace | Natural Gas (Weighted U.S. Average) | Nitrous Oxide | 0.003 | 25342000 | C
325320 | 1002749 | 2023 | F (Furnace) | EO Carbon Regeneration Furnace | Natural Gas (Weighted U.S. Average) | Nitrous Oxide (Co2 eq) | 0.8 | 25342000 | C
325320 | 1002749 | 2023 | OB (Boiler, other) | HCN Waste Gas Boiler | Natural Gas (Weighted U.S. Average) | Carbon Dioxide Biogenic | 0 | 254922000 | C
325320 | 1002749 | 2023 | OB (Boiler, other) | HCN Waste Gas Boiler | Natural Gas (Weighted U.S. Average) | Carbon Dioxide Non-Biogenic | 13857.6 | 254922000 | C
325320 | 1002749 | 2023 | OB (Boiler, other) | HCN Waste Gas Boiler | Natural Gas (Weighted U.S. Average) | Carbon Dioxide Total | 13857.6 | 254922000 | C
325320 | 1002749 | 2023 | OB (Boiler, other) | HCN Waste Gas Boiler | Natural Gas (Weighted U.S. Average) | Methane | 0.26 | 254922000 | C
325320 | 1002749 | 2023 | OB (Boiler, other) | HCN Waste Gas Boiler | Natural Gas (Weighted U.S. Average) | Methane (Co2 eq) | 6.5 | 254922000 | C
325320 | 1002749 | 2023 | OB (Boiler, other) | HCN Waste Gas Boiler | Natural Gas (Weighted U.S. Average) | Nitrous Oxide | 0.026 | 254922000 | C
325320 | 1002749 | 2023 | OB (Boiler, other) | HCN Waste Gas Boiler | Natural Gas (Weighted U.S. Average) | Nitrous Oxide (Co2 eq) | 7.8 | 254922000 | C
325320 | 1002749 | 2023 | HMH (Heater, heat medium for heat exchange) | HPF Dowtherm Heater | Natural Gas (Weighted U.S. Average) | Carbon Dioxide Biogenic | 0 | 2583000 | C
325320 | 1002749 | 2023 | HMH (Heater, heat medium for heat exchange) | HPF Dowtherm Heater | Natural Gas (Weighted U.S. Average) | Carbon Dioxide Non-Biogenic | 140.4 | 2583000 | C
325320 | 1002749 | 2023 | HMH (Heater, heat medium for heat exchange) | HPF Dowtherm Heater | Natural Gas (Weighted U.S. Average) | Carbon Dioxide Total | 140.4 | 2583000 | C
325320 | 1002749 | 2023 | HMH (Heater, heat medium for heat exchange) | HPF Dowtherm Heater | Natural Gas (Weighted U.S. Average) | Methane | 0 | 2583000 | C
325320 | 1002749 | 2023 | HMH (Heater, heat medium for heat exchange) | HPF Dowtherm Heater | Natural Gas (Weighted U.S. Average) | Methane (Co2 eq) | 0.1 | 2583000 | C
325320 | 1002749 | 2023 | HMH (Heater, heat medium for heat exchange) | HPF Dowtherm Heater | Natural Gas (Weighted U.S. Average) | Nitrous Oxide | 0 | 2583000 | C
325320 | 1002749 | 2023 | HMH (Heater, heat medium for heat exchange) | HPF Dowtherm Heater | Natural Gas (Weighted U.S. Average) | Nitrous Oxide (Co2 eq) | 0.1 | 2583000 | C
325320 | 1002749 | 2023 | PD (Product or intermediate product dryer) | HPF Spray Dryer | Natural Gas (Weighted U.S. Average) | Carbon Dioxide Biogenic | 0 | 149653000 | C
325320 | 1002749 | 2023 | PD (Product or intermediate product dryer) | HPF Spray Dryer | Natural Gas (Weighted U.S. Average) | Carbon Dioxide Non-Biogenic | 8135.1 | 149653000 | C
325320 | 1002749 | 2023 | PD (Product or intermediate product dryer) | HPF Spray Dryer | Natural Gas (Weighted U.S. Average) | Carbon Dioxide Total | 8135.1 | 149653000 | C
325320 | 1002749 | 2023 | PD (Product or intermediate product dryer) | HPF Spray Dryer | Natural Gas (Weighted U.S. Average) | Methane | 0.15 | 149653000 | C
325320 | 1002749 | 2023 | PD (Product or intermediate product dryer) | HPF Spray Dryer | Natural Gas (Weighted U.S. Average) | Methane (Co2 eq) | 3.8 | 149653000 | C
325320 | 1002749 | 2023 | PD (Product or intermediate product dryer) | HPF Spray Dryer | Natural Gas (Weighted U.S. Average) | Nitrous Oxide | 0.015 | 149653000 | C
325320 | 1002749 | 2023 | PD (Product or intermediate product dryer) | HPF Spray Dryer | Natural Gas (Weighted U.S. Average) | Nitrous Oxide (Co2 eq) | 4.6 | 149653000 | C
325320 | 1002749 | 2023 | TODF (Thermal oxidizer, direct fired, no heat recovery) | HPF Thermal Oxidizer | Natural Gas (Weighted U.S. Average) | Carbon Dioxide Biogenic | 0 | 40026000 | C
325320 | 1002749 | 2023 | TODF (Thermal oxidizer, direct fired, no heat recovery) | HPF Thermal Oxidizer | Natural Gas (Weighted U.S. Average) | Carbon Dioxide Non-Biogenic | 2175.8 | 40026000 | C
325320 | 1002749 | 2023 | TODF (Thermal oxidizer, direct fired, no heat recovery) | HPF Thermal Oxidizer | Natural Gas (Weighted U.S. Average) | Carbon Dioxide Total | 2175.8 | 40026000 | C
325320 | 1002749 | 2023 | TODF (Thermal oxidizer, direct fired, no heat recovery) | HPF Thermal Oxidizer | Natural Gas (Weighted U.S. Average) | Methane | 0.04 | 40026000 | C
325320 | 1002749 | 2023 | TODF (Thermal oxidizer, direct fired, no heat recovery) | HPF Thermal Oxidizer | Natural Gas (Weighted U.S. Average) | Methane (Co2 eq) | 1 | 40026000 | C
325320 | 1002749 | 2023 | TODF (Thermal oxidizer, direct fired, no heat recovery) | HPF Thermal Oxidizer | Natural Gas (Weighted U.S. Average) | Nitrous Oxide | 0.004 | 40026000 | C
325320 | 1002749 | 2023 | TODF (Thermal oxidizer, direct fired, no heat recovery) | HPF Thermal Oxidizer | Natural Gas (Weighted U.S. Average) | Nitrous Oxide (Co2 eq) | 1.2 | 40026000 | C
325320 | 1002749 | 2023 | TODF (Thermal oxidizer, direct fired, no heat recovery) | HPF Vent Gas Combustor | Natural Gas (Weighted U.S. Average) | Carbon Dioxide Biogenic | 0 | 13661000 | C
325320 | 1002749 | 2023 | TODF (Thermal oxidizer, direct fired, no heat recovery) | HPF Vent Gas Combustor | Natural Gas (Weighted U.S. Average) | Carbon Dioxide Non-Biogenic | 742.6 | 13661000 | C
325320 | 1002749 | 2023 | TODF (Thermal oxidizer, direct fired, no heat recovery) | HPF Vent Gas Combustor | Natural Gas (Weighted U.S. Average) | Carbon Dioxide Total | 742.6 | 13661000 | C
325320 | 1002749 | 2023 | TODF (Thermal oxidizer, direct fired, no heat recovery) | HPF Vent Gas Combustor | Natural Gas (Weighted U.S. Average) | Methane | 0.01 | 13661000 | C
325320 | 1002749 | 2023 | TODF (Thermal oxidizer, direct fired, no heat recovery) | HPF Vent Gas Combustor | Natural Gas (Weighted U.S. Average) | Methane (Co2 eq) | 0.3 | 13661000 | C
325320 | 1002749 | 2023 | TODF (Thermal oxidizer, direct fired, no heat recovery) | HPF Vent Gas Combustor | Natural Gas (Weighted U.S. Average) | Nitrous Oxide | 0.001 | 13661000 | C
325320 | 1002749 | 2023 | TODF (Thermal oxidizer, direct fired, no heat recovery) | HPF Vent Gas Combustor | Natural Gas (Weighted U.S. Average) | Nitrous Oxide (Co2 eq) | 0.4 | 13661000 | C
325320 | 1002749 | 2023 | TODF (Thermal oxidizer, direct fired, no heat recovery) | MMU Thermal Oxidizer | Natural Gas (Weighted U.S. Average) | Carbon Dioxide Biogenic | 0 | 20823000 | C
325320 | 1002749 | 2023 | TODF (Thermal oxidizer, direct fired, no heat recovery) | MMU Thermal Oxidizer | Natural Gas (Weighted U.S. Average) | Carbon Dioxide Non-Biogenic | 1133.6 | 20823000 | C
325320 | 1002749 | 2023 | TODF (Thermal oxidizer, direct fired, no heat recovery) | MMU Thermal Oxidizer | Natural Gas (Weighted U.S. Average) | Carbon Dioxide Total | 1133.6 | 20823000 | C
325320 | 1002749 | 2023 | TODF (Thermal oxidizer, direct fired, no heat recovery) | MMU Thermal Oxidizer | Natural Gas (Weighted U.S. Average) | Methane | 0.02 | 20823000 | C
325320 | 1002749 | 2023 | TODF (Thermal oxidizer, direct fired, no heat recovery) | MMU Thermal Oxidizer | Natural Gas (Weighted U.S. Average) | Methane (Co2 eq) | 0.5 | 20823000 | C
325320 | 1002749 | 2023 | TODF (Thermal oxidizer, direct fired, no heat recovery) | MMU Thermal Oxidizer | Natural Gas (Weighted U.S. Average) | Nitrous Oxide | 0.002 | 20823000 | C
325320 | 1002749 | 2023 | TODF (Thermal oxidizer, direct fired, no heat recovery) | MMU Thermal Oxidizer | Natural Gas (Weighted U.S. Average) | Nitrous Oxide (Co2 eq) | 0.6 | 20823000 | C
325320 | 1002749 | 2023 | RICE (Reciprocating internal combustion engine) | MNT Block diesel storm water pump 2604JM | Distillate Fuel Oil No. 2 | Carbon Dioxide Biogenic | 0 | 90 | C
325320 | 1002749 | 2023 | RICE (Reciprocating internal combustion engine) | MNT Block diesel storm water pump 2604JM | Distillate Fuel Oil No. 2 | Carbon Dioxide Non-Biogenic | 0.9 | 90 | C
325320 | 1002749 | 2023 | RICE (Reciprocating internal combustion engine) | MNT Block diesel storm water pump 2604JM | Distillate Fuel Oil No. 2 | Carbon Dioxide Total | 0.9 | 90 | C
325320 | 1002749 | 2023 | RICE (Reciprocating internal combustion engine) | MNT Block diesel storm water pump 2604JM | Distillate Fuel Oil No. 2 | Methane | 0 | 90 | C
325320 | 1002749 | 2023 | RICE (Reciprocating internal combustion engine) | MNT Block diesel storm water pump 2604JM | Distillate Fuel Oil No. 2 | Methane (Co2 eq) | 0 | 90 | C
325320 | 1002749 | 2023 | RICE (Reciprocating internal combustion engine) | MNT Block diesel storm water pump 2604JM | Distillate Fuel Oil No. 2 | Nitrous Oxide | 0 | 90 | C
325320 | 1002749 | 2023 | RICE (Reciprocating internal combustion engine) | MNT Block diesel storm water pump 2604JM | Distillate Fuel Oil No. 2 | Nitrous Oxide (Co2 eq) | 0 | 90 | C
325320 | 1002749 | 2023 | TODF (Thermal oxidizer, direct fired, no heat recovery) | MPF Vent Gas Combustor | Natural Gas (Weighted U.S. Average) | Carbon Dioxide Biogenic | 0 | 36329000 | C
325320 | 1002749 | 2023 | TODF (Thermal oxidizer, direct fired, no heat recovery) | MPF Vent Gas Combustor | Natural Gas (Weighted U.S. Average) | Carbon Dioxide Non-Biogenic | 1974.8 | 36329000 | C
325320 | 1002749 | 2023 | TODF (Thermal oxidizer, direct fired, no heat recovery) | MPF Vent Gas Combustor | Natural Gas (Weighted U.S. Average) | Carbon Dioxide Total | 1974.8 | 36329000 | C
325320 | 1002749 | 2023 | TODF (Thermal oxidizer, direct fired, no heat recovery) | MPF Vent Gas Combustor | Natural Gas (Weighted U.S. Average) | Methane | 0.04 | 36329000 | C
325320 | 1002749 | 2023 | TODF (Thermal oxidizer, direct fired, no heat recovery) | MPF Vent Gas Combustor | Natural Gas (Weighted U.S. Average) | Methane (Co2 eq) | 0.9 | 36329000 | C
325320 | 1002749 | 2023 | TODF (Thermal oxidizer, direct fired, no heat recovery) | MPF Vent Gas Combustor | Natural Gas (Weighted U.S. Average) | Nitrous Oxide | 0.004 | 36329000 | C
325320 | 1002749 | 2023 | TODF (Thermal oxidizer, direct fired, no heat recovery) | MPF Vent Gas Combustor | Natural Gas (Weighted U.S. Average) | Nitrous Oxide (Co2 eq) | 1.1 | 36329000 | C
325320 | 1002749 | 2023 | OB (Boiler, other) | Utility Boiler B | Natural Gas (Weighted U.S. Average) | Carbon Dioxide Biogenic | 0 | 416693000 | C
325320 | 1002749 | 2023 | OB (Boiler, other) | Utility Boiler B | Natural Gas (Weighted U.S. Average) | Carbon Dioxide Non-Biogenic | 22651.4 | 416693000 | C
325320 | 1002749 | 2023 | OB (Boiler, other) | Utility Boiler B | Natural Gas (Weighted U.S. Average) | Carbon Dioxide Total | 22651.4 | 416693000 | C
325320 | 1002749 | 2023 | OB (Boiler, other) | Utility Boiler B | Natural Gas (Weighted U.S. Average) | Methane | 0.43 | 416693000 | C
325320 | 1002749 | 2023 | OB (Boiler, other) | Utility Boiler B | Natural Gas (Weighted U.S. Average) | Methane (Co2 eq) | 10.7 | 416693000 | C
325320 | 1002749 | 2023 | OB (Boiler, other) | Utility Boiler B | Natural Gas (Weighted U.S. Average) | Nitrous Oxide | 0.043 | 416693000 | C
325320 | 1002749 | 2023 | OB (Boiler, other) | Utility Boiler B | Natural Gas (Weighted U.S. Average) | Nitrous Oxide (Co2 eq) | 12.7 | 416693000 | C
325110 | 1002758 | 2023 | Flare | ARU Flare |  | Carbon Dioxide | 4520.2 |  | X
325110 | 1002758 | 2023 | Flare | ARU Flare |  | Methane | 22.13 |  | X
325110 | 1002758 | 2023 | Flare | ARU Flare |  | Nitrous Oxide | 0.045 |  | X
325110 | 1002758 | 2023 | TODF (Thermal oxidizer, direct fired, no heat recovery) | BARGETO | Natural Gas (Weighted U.S. Average) | Carbon Dioxide Biogenic | 0 | 75628.9606 | C
325110 | 1002758 | 2023 | TODF (Thermal oxidizer, direct fired, no heat recovery) | BARGETO | Natural Gas (Weighted U.S. Average) | Carbon Dioxide Non-Biogenic | 4.1 | 75628.9606 | C
325110 | 1002758 | 2023 | TODF (Thermal oxidizer, direct fired, no heat recovery) | BARGETO | Natural Gas (Weighted U.S. Average) | Carbon Dioxide Total | 4.1 | 75628.9606 | C
325110 | 1002758 | 2023 | TODF (Thermal oxidizer, direct fired, no heat recovery) | BARGETO | Natural Gas (Weighted U.S. Average) | Methane | 0 | 75628.9606 | C
325110 | 1002758 | 2023 | TODF (Thermal oxidizer, direct fired, no heat recovery) | BARGETO | Natural Gas (Weighted U.S. Average) | Methane (Co2 eq) | 0 | 75628.9606 | C
325110 | 1002758 | 2023 | TODF (Thermal oxidizer, direct fired, no heat recovery) | BARGETO | Natural Gas (Weighted U.S. Average) | Nitrous Oxide | 0 | 75628.9606 | C
325110 | 1002758 | 2023 | TODF (Thermal oxidizer, direct fired, no heat recovery) | BARGETO | Natural Gas (Weighted U.S. Average) | Nitrous Oxide (Co2 eq) | 0 | 75628.9606 | C
325110 | 1002758 | 2023 | OB (Boiler, other) | Boiler A | Fuel Gas | Carbon Dioxide Biogenic | 0 | 1897902229.1477 | C
325110 | 1002758 | 2023 | OB (Boiler, other) | Boiler A | Fuel Gas | Carbon Dioxide Non-Biogenic | 45477.2 | 1897902229.1477 | C
325110 | 1002758 | 2023 | OB (Boiler, other) | Boiler A | Fuel Gas | Carbon Dioxide Total | 45477.2 | 1897902229.1477 | C
325110 | 1002758 | 2023 | OB (Boiler, other) | Boiler A | Fuel Gas | Methane | 3.58 | 1897902229.1477 | C
325110 | 1002758 | 2023 | OB (Boiler, other) | Boiler A | Fuel Gas | Methane (Co2 eq) | 89.5 | 1897902229.1477 | C
325110 | 1002758 | 2023 | OB (Boiler, other) | Boiler A | Fuel Gas | Nitrous Oxide | 0.716 | 1897902229.1477 | C
325110 | 1002758 | 2023 | OB (Boiler, other) | Boiler A | Fuel Gas | Nitrous Oxide (Co2 eq) | 213.4 | 1897902229.1477 | C
325110 | 1002758 | 2023 | OB (Boiler, other) | Boiler B | Fuel Gas | Carbon Dioxide Biogenic | 0 | 1898756884.3059 | C
325110 | 1002758 | 2023 | OB (Boiler, other) | Boiler B | Fuel Gas | Carbon Dioxide Non-Biogenic | 45395.2 | 1898756884.3059 | C
325110 | 1002758 | 2023 | OB (Boiler, other) | Boiler B | Fuel Gas | Carbon Dioxide Total | 45395.2 | 1898756884.3059 | C
325110 | 1002758 | 2023 | OB (Boiler, other) | Boiler B | Fuel Gas | Methane | 3.58 | 1898756884.3059 | C
325110 | 1002758 | 2023 | OB (Boiler, other) | Boiler B | Fuel Gas | Methane (Co2 eq) | 89.6 | 1898756884.3059 | C
325110 | 1002758 | 2023 | OB (Boiler, other) | Boiler B | Fuel Gas | Nitrous Oxide | 0.717 | 1898756884.3059 | C
325110 | 1002758 | 2023 | OB (Boiler, other) | Boiler B | Fuel Gas | Nitrous Oxide (Co2 eq) | 213.5 | 1898756884.3059 | C
325110 | 1002758 | 2023 | OB (Boiler, other) | CE Boiler | Natural Gas (Weighted U.S. Average) | Carbon Dioxide Biogenic | 0 | 155286690.39 | C
325110 | 1002758 | 2023 | OB (Boiler, other) | CE Boiler | Natural Gas (Weighted U.S. Average) | Carbon Dioxide Non-Biogenic | 8453.7 | 155286690.39 | C
325110 | 1002758 | 2023 | OB (Boiler, other) | CE Boiler | Natural Gas (Weighted U.S. Average) | Carbon Dioxide Total | 8453.7 | 155286690.39 | C
325110 | 1002758 | 2023 | OB (Boiler, other) | CE Boiler | Natural Gas (Weighted U.S. Average) | Methane | 0.16 | 155286690.39 | C
325110 | 1002758 | 2023 | OB (Boiler, other) | CE Boiler | Natural Gas (Weighted U.S. Average) | Methane (Co2 eq) | 4 | 155286690.39 | C
325110 | 1002758 | 2023 | OB (Boiler, other) | CE Boiler | Natural Gas (Weighted U.S. Average) | Nitrous Oxide | 0.016 | 155286690.39 | C
325110 | 1002758 | 2023 | OB (Boiler, other) | CE Boiler | Natural Gas (Weighted U.S. Average) | Nitrous Oxide (Co2 eq) | 4.7 | 155286690.39 | C
325110 | 1002758 | 2023 |  | CP-A | Natural Gas (Weighted U.S. Average) | Carbon Dioxide Biogenic | 0 | 3321980436.807 | C
325110 | 1002758 | 2023 |  | CP-A | Natural Gas (Weighted U.S. Average) | Carbon Dioxide Non-Biogenic | 179985.2 | 3321980436.807 | C
325110 | 1002758 | 2023 |  | CP-A | Natural Gas (Weighted U.S. Average) | Carbon Dioxide Total | 179985.2 | 3321980436.807 | C
325110 | 1002758 | 2023 |  | CP-A | Natural Gas (Weighted U.S. Average) | Methane | 3.39 | 3321980436.807 | C
325110 | 1002758 | 2023 |  | CP-A | Natural Gas (Weighted U.S. Average) | Methane (Co2 eq) | 84.8 | 3321980436.807 | C
325110 | 1002758 | 2023 |  | CP-A | Natural Gas (Weighted U.S. Average) | Nitrous Oxide | 0.339 | 3321980436.807 | C
325110 | 1002758 | 2023 |  | CP-A | Natural Gas (Weighted U.S. Average) | Nitrous Oxide (Co2 eq) | 101.1 | 3321980436.807 | C
325110 | 1002758 | 2023 | F (Furnace) | Furnace 1 | Fuel Gas | Carbon Dioxide Biogenic | 0 | 2857450067.8533 | C
325110 | 1002758 | 2023 | F (Furnace) | Furnace 1 | Fuel Gas | Carbon Dioxide Non-Biogenic | 63174.5 | 2857450067.8533 | C
325110 | 1002758 | 2023 | F (Furnace) | Furnace 1 | Fuel Gas | Carbon Dioxide Total | 63174.5 | 2857450067.8533 | C
325110 | 1002758 | 2023 | F (Furnace) | Furnace 1 | Fuel Gas | Methane | 5.18 | 2857450067.8533 | C
325110 | 1002758 | 2023 | F (Furnace) | Furnace 1 | Fuel Gas | Methane (Co2 eq) | 129.4 | 2857450067.8533 | C
325110 | 1002758 | 2023 | F (Furnace) | Furnace 1 | Fuel Gas | Nitrous Oxide | 1.036 | 2857450067.8533 | C
325110 | 1002758 | 2023 | F (Furnace) | Furnace 1 | Fuel Gas | Nitrous Oxide (Co2 eq) | 308.6 | 2857450067.8533 | C
325110 | 1002758 | 2023 | F (Furnace) | Furnace 10 | Fuel Gas | Carbon Dioxide Biogenic | 0 | 6376343650.3831 | C
325110 | 1002758 | 2023 | F (Furnace) | Furnace 10 | Fuel Gas | Carbon Dioxide Non-Biogenic | 141794.1 | 6376343650.3831 | C
325110 | 1002758 | 2023 | F (Furnace) | Furnace 10 | Fuel Gas | Carbon Dioxide Total | 141794.1 | 6376343650.3831 | C
325110 | 1002758 | 2023 | F (Furnace) | Furnace 10 | Fuel Gas | Methane | 11.57 | 6376343650.3831 | C
325110 | 1002758 | 2023 | F (Furnace) | Furnace 10 | Fuel Gas | Methane (Co2 eq) | 289.3 | 6376343650.3831 | C
325110 | 1002758 | 2023 | F (Furnace) | Furnace 10 | Fuel Gas | Nitrous Oxide | 2.315 | 6376343650.3831 | C
325110 | 1002758 | 2023 | F (Furnace) | Furnace 10 | Fuel Gas | Nitrous Oxide (Co2 eq) | 689.8 | 6376343650.3831 | C
325110 | 1002758 | 2023 | F (Furnace) | Furnace 11 | Fuel Gas | Carbon Dioxide Biogenic | 0 | 6802159694.6002 | C
325110 | 1002758 | 2023 | F (Furnace) | Furnace 11 | Fuel Gas | Carbon Dioxide Non-Biogenic | 150907.2 | 6802159694.6002 | C
325110 | 1002758 | 2023 | F (Furnace) | Furnace 11 | Fuel Gas | Carbon Dioxide Total | 150907.2 | 6802159694.6002 | C
325110 | 1002758 | 2023 | F (Furnace) | Furnace 11 | Fuel Gas | Methane | 12.35 | 6802159694.6002 | C
325110 | 1002758 | 2023 | F (Furnace) | Furnace 11 | Fuel Gas | Methane (Co2 eq) | 308.6 | 6802159694.6002 | C
325110 | 1002758 | 2023 | F (Furnace) | Furnace 11 | Fuel Gas | Nitrous Oxide | 2.469 | 6802159694.6002 | C
325110 | 1002758 | 2023 | F (Furnace) | Furnace 11 | Fuel Gas | Nitrous Oxide (Co2 eq) | 735.8 | 6802159694.6002 | C
325110 | 1002758 | 2023 | F (Furnace) | Furnace 2 | Fuel Gas | Carbon Dioxide Biogenic | 0 | 2958405607.0724 | C
325110 | 1002758 | 2023 | F (Furnace) | Furnace 2 | Fuel Gas | Carbon Dioxide Non-Biogenic | 65635.6 | 2958405607.0724 | C
325110 | 1002758 | 2023 | F (Furnace) | Furnace 2 | Fuel Gas | Carbon Dioxide Total | 65635.6 | 2958405607.0724 | C
325110 | 1002758 | 2023 | F (Furnace) | Furnace 2 | Fuel Gas | Methane | 5.37 | 2958405607.0724 | C
325110 | 1002758 | 2023 | F (Furnace) | Furnace 2 | Fuel Gas | Methane (Co2 eq) | 134.2 | 2958405607.0724 | C
325110 | 1002758 | 2023 | F (Furnace) | Furnace 2 | Fuel Gas | Nitrous Oxide | 1.074 | 2958405607.0724 | C
325110 | 1002758 | 2023 | F (Furnace) | Furnace 2 | Fuel Gas | Nitrous Oxide (Co2 eq) | 320 | 2958405607.0724 | C
325110 | 1002758 | 2023 | F (Furnace) | Furnace 3 | Fuel Gas | Carbon Dioxide Biogenic | 0 | 2867004468.1486 | C
325110 | 1002758 | 2023 | F (Furnace) | Furnace 3 | Fuel Gas | Carbon Dioxide Non-Biogenic | 63508 | 2867004468.1486 | C
325110 | 1002758 | 2023 | F (Furnace) | Furnace 3 | Fuel Gas | Carbon Dioxide Total | 63508 | 2867004468.1486 | C
325110 | 1002758 | 2023 | F (Furnace) | Furnace 3 | Fuel Gas | Methane | 5.2 | 2867004468.1486 | C
325110 | 1002758 | 2023 | F (Furnace) | Furnace 3 | Fuel Gas | Methane (Co2 eq) | 129.9 | 2867004468.1486 | C
325110 | 1002758 | 2023 | F (Furnace) | Furnace 3 | Fuel Gas | Nitrous Oxide | 1.039 | 2867004468.1486 | C
325110 | 1002758 | 2023 | F (Furnace) | Furnace 3 | Fuel Gas | Nitrous Oxide (Co2 eq) | 309.6 | 2867004468.1486 | C
325110 | 1002758 | 2023 | F (Furnace) | Furnace 4 | Fuel Gas | Carbon Dioxide Biogenic | 0 | 2919976423.461 | C
325110 | 1002758 | 2023 | F (Furnace) | Furnace 4 | Fuel Gas | Carbon Dioxide Non-Biogenic | 64708.1 | 2919976423.461 | C
325110 | 1002758 | 2023 | F (Furnace) | Furnace 4 | Fuel Gas | Carbon Dioxide Total | 64708.1 | 2919976423.461 | C
325110 | 1002758 | 2023 | F (Furnace) | Furnace 4 | Fuel Gas | Methane | 5.29 | 2919976423.461 | C
325110 | 1002758 | 2023 | F (Furnace) | Furnace 4 | Fuel Gas | Methane (Co2 eq) | 132.3 | 2919976423.461 | C
325110 | 1002758 | 2023 | F (Furnace) | Furnace 4 | Fuel Gas | Nitrous Oxide | 1.058 | 2919976423.461 | C
325110 | 1002758 | 2023 | F (Furnace) | Furnace 4 | Fuel Gas | Nitrous Oxide (Co2 eq) | 315.3 | 2919976423.461 | C
325110 | 1002758 | 2023 | F (Furnace) | Furnace 5 | Fuel Gas | Carbon Dioxide Biogenic | 0 | 2844291721.8699 | C
325110 | 1002758 | 2023 | F (Furnace) | Furnace 5 | Fuel Gas | Carbon Dioxide Non-Biogenic | 62954.5 | 2844291721.8699 | C
325110 | 1002758 | 2023 | F (Furnace) | Furnace 5 | Fuel Gas | Carbon Dioxide Total | 62954.5 | 2844291721.8699 | C
325110 | 1002758 | 2023 | F (Furnace) | Furnace 5 | Fuel Gas | Methane | 5.15 | 2844291721.8699 | C
325110 | 1002758 | 2023 | F (Furnace) | Furnace 5 | Fuel Gas | Methane (Co2 eq) | 128.8 | 2844291721.8699 | C
325110 | 1002758 | 2023 | F (Furnace) | Furnace 5 | Fuel Gas | Nitrous Oxide | 1.031 | 2844291721.8699 | C
325110 | 1002758 | 2023 | F (Furnace) | Furnace 5 | Fuel Gas | Nitrous Oxide (Co2 eq) | 307.2 | 2844291721.8699 | C
325110 | 1002758 | 2023 | F (Furnace) | Furnace 6 | Fuel Gas | Carbon Dioxide Biogenic | 0 | 2862559543.6327 | C
325110 | 1002758 | 2023 | F (Furnace) | Furnace 6 | Fuel Gas | Carbon Dioxide Non-Biogenic | 63400.8 | 2862559543.6327 | C
325110 | 1002758 | 2023 | F (Furnace) | Furnace 6 | Fuel Gas | Carbon Dioxide Total | 63400.8 | 2862559543.6327 | C
325110 | 1002758 | 2023 | F (Furnace) | Furnace 6 | Fuel Gas | Methane | 5.19 | 2862559543.6327 | C
325110 | 1002758 | 2023 | F (Furnace) | Furnace 6 | Fuel Gas | Methane (Co2 eq) | 129.7 | 2862559543.6327 | C
325110 | 1002758 | 2023 | F (Furnace) | Furnace 6 | Fuel Gas | Nitrous Oxide | 1.037 | 2862559543.6327 | C
325110 | 1002758 | 2023 | F (Furnace) | Furnace 6 | Fuel Gas | Nitrous Oxide (Co2 eq) | 309.1 | 2862559543.6327 | C
325110 | 1002758 | 2023 | F (Furnace) | Furnace 7 | Fuel Gas | Carbon Dioxide Biogenic | 0 | 2883009487.7366 | C
325110 | 1002758 | 2023 | F (Furnace) | Furnace 7 | Fuel Gas | Carbon Dioxide Non-Biogenic | 63793.5 | 2883009487.7366 | C
325110 | 1002758 | 2023 | F (Furnace) | Furnace 7 | Fuel Gas | Carbon Dioxide Total | 63793.5 | 2883009487.7366 | C
325110 | 1002758 | 2023 | F (Furnace) | Furnace 7 | Fuel Gas | Methane | 5.22 | 2883009487.7366 | C
325110 | 1002758 | 2023 | F (Furnace) | Furnace 7 | Fuel Gas | Methane (Co2 eq) | 130.6 | 2883009487.7366 | C
325110 | 1002758 | 2023 | F (Furnace) | Furnace 7 | Fuel Gas | Nitrous Oxide | 1.045 | 2883009487.7366 | C
325110 | 1002758 | 2023 | F (Furnace) | Furnace 7 | Fuel Gas | Nitrous Oxide (Co2 eq) | 311.4 | 2883009487.7366 | C
325110 | 1002758 | 2023 | F (Furnace) | Furnace 8 | Fuel Gas | Carbon Dioxide Biogenic | 0 | 2814311485.953 | C
325110 | 1002758 | 2023 | F (Furnace) | Furnace 8 | Fuel Gas | Carbon Dioxide Non-Biogenic | 62122.4 | 2814311485.953 | C
325110 | 1002758 | 2023 | F (Furnace) | Furnace 8 | Fuel Gas | Carbon Dioxide Total | 62122.4 | 2814311485.953 | C
325110 | 1002758 | 2023 | F (Furnace) | Furnace 8 | Fuel Gas | Methane | 5.09 | 2814311485.953 | C
325110 | 1002758 | 2023 | F (Furnace) | Furnace 8 | Fuel Gas | Methane (Co2 eq) | 127.3 | 2814311485.953 | C
325110 | 1002758 | 2023 | F (Furnace) | Furnace 8 | Fuel Gas | Nitrous Oxide | 1.018 | 2814311485.953 | C
325110 | 1002758 | 2023 | F (Furnace) | Furnace 8 | Fuel Gas | Nitrous Oxide (Co2 eq) | 303.4 | 2814311485.953 | C
325110 | 1002758 | 2023 | F (Furnace) | Furnace 9 | Fuel Gas | Carbon Dioxide Biogenic | 0 | 3112012660.744 | C
325110 | 1002758 | 2023 | F (Furnace) | Furnace 9 | Fuel Gas | Carbon Dioxide Non-Biogenic | 69253.6 | 3112012660.744 | C
325110 | 1002758 | 2023 | F (Furnace) | Furnace 9 | Fuel Gas | Carbon Dioxide Total | 69253.6 | 3112012660.744 | C
325110 | 1002758 | 2023 | F (Furnace) | Furnace 9 | Fuel Gas | Methane | 5.65 | 3112012660.744 | C
325110 | 1002758 | 2023 | F (Furnace) | Furnace 9 | Fuel Gas | Methane (Co2 eq) | 141.4 | 3112012660.744 | C
325110 | 1002758 | 2023 | F (Furnace) | Furnace 9 | Fuel Gas | Nitrous Oxide | 1.131 | 3112012660.744 | C
325110 | 1002758 | 2023 | F (Furnace) | Furnace 9 | Fuel Gas | Nitrous Oxide (Co2 eq) | 337 | 3112012660.744 | C
325110 | 1002758 | 2023 | Flare | H2 Flare |  | Carbon Dioxide | 145.8 |  | X
325110 | 1002758 | 2023 | Flare | H2 Flare |  | Methane | 0.45 |  | X
325110 | 1002758 | 2023 | Flare | H2 Flare |  | Nitrous Oxide | 0.002 |  | X
325110 | 1002758 | 2023 | Flare | Main Flare |  | Carbon Dioxide | 10438.1 |  | X
325110 | 1002758 | 2023 | Flare | Main Flare |  | Methane | 29.03 |  | X
325110 | 1002758 | 2023 | Flare | Main Flare |  | Nitrous Oxide | 0.104 |  | X
325110 | 1002758 | 2023 | Flare | Main Flare - Supplemental NG |  | Carbon Dioxide | 100.2 |  | X
325110 | 1002758 | 2023 | Flare | Main Flare - Supplemental NG |  | Methane | 0.69 |  | X
325110 | 1002758 | 2023 | Flare | Main Flare - Supplemental NG |  | Nitrous Oxide | 0.001 |  | X
325110 | 1002758 | 2023 | Petrochemical process unit | Methanol Plant |  | Carbon Dioxide | 92485.8 |  | X
325110 | 1002758 | 2023 | RICE (Reciprocating internal combustion engine) | PWBLAST | Distillate Fuel Oil No. 2 | Carbon Dioxide Biogenic | 0 | 4006 | C
325110 | 1002758 | 2023 | RICE (Reciprocating internal combustion engine) | PWBLAST | Distillate Fuel Oil No. 2 | Carbon Dioxide Non-Biogenic | 40.9 | 4006 | C
325110 | 1002758 | 2023 | RICE (Reciprocating internal combustion engine) | PWBLAST | Distillate Fuel Oil No. 2 | Carbon Dioxide Total | 40.9 | 4006 | C
325110 | 1002758 | 2023 | RICE (Reciprocating internal combustion engine) | PWBLAST | Distillate Fuel Oil No. 2 | Methane | 0 | 4006 | C
325110 | 1002758 | 2023 | RICE (Reciprocating internal combustion engine) | PWBLAST | Distillate Fuel Oil No. 2 | Methane (Co2 eq) | 0 | 4006 | C
325110 | 1002758 | 2023 | RICE (Reciprocating internal combustion engine) | PWBLAST | Distillate Fuel Oil No. 2 | Nitrous Oxide | 0 | 4006 | C
325110 | 1002758 | 2023 | RICE (Reciprocating internal combustion engine) | PWBLAST | Distillate Fuel Oil No. 2 | Nitrous Oxide (Co2 eq) | 0.1 | 4006 | C
325110 | 1002758 | 2023 | PRH (Process Heater) | Superheater | Natural Gas (Weighted U.S. Average) | Carbon Dioxide Biogenic | 0 | 521327939.36 | C
325110 | 1002758 | 2023 | PRH (Process Heater) | Superheater | Natural Gas (Weighted U.S. Average) | Carbon Dioxide Non-Biogenic | 28380.9 | 521327939.36 | C
325110 | 1002758 | 2023 | PRH (Process Heater) | Superheater | Natural Gas (Weighted U.S. Average) | Carbon Dioxide Total | 28380.9 | 521327939.36 | C
325110 | 1002758 | 2023 | PRH (Process Heater) | Superheater | Natural Gas (Weighted U.S. Average) | Methane | 0.53 | 521327939.36 | C
325110 | 1002758 | 2023 | PRH (Process Heater) | Superheater | Natural Gas (Weighted U.S. Average) | Methane (Co2 eq) | 13.4 | 521327939.36 | C
325110 | 1002758 | 2023 | PRH (Process Heater) | Superheater | Natural Gas (Weighted U.S. Average) | Nitrous Oxide | 0.053 | 521327939.36 | C
325110 | 1002758 | 2023 | PRH (Process Heater) | Superheater | Natural Gas (Weighted U.S. Average) | Nitrous Oxide (Co2 eq) | 15.9 | 521327939.36 | C
325110 | 1002758 | 2023 | OB (Boiler, other) | UTBG |  | Carbon Dioxide Biogenic | 0 | 98871673.7753 | C
325110 | 1002758 | 2023 | OB (Boiler, other) | UTBG |  | Carbon Dioxide Non-Biogenic | 11559.8 | 98871673.7753 | C
325110 | 1002758 | 2023 | OB (Boiler, other) | UTBG |  | Carbon Dioxide Total | 11559.8 | 98871673.7753 | C
325110 | 1002758 | 2023 | OB (Boiler, other) | UTBG |  | Methane | 0 | 98871673.7753 | C
325110 | 1002758 | 2023 | OB (Boiler, other) | UTBG |  | Methane (Co2 eq) | 0 | 98871673.7753 | C
325110 | 1002758 | 2023 | OB (Boiler, other) | UTBG |  | Nitrous Oxide | 0 | 98871673.7753 | C
325110 | 1002758 | 2023 | OB (Boiler, other) | UTBG |  | Nitrous Oxide (Co2 eq) | 0 | 98871673.7753 | C
325110 | 1002758 | 2023 | OB (Boiler, other) | UTBH |  | Carbon Dioxide Biogenic | 0 | 78763700.1765 | C
325110 | 1002758 | 2023 | OB (Boiler, other) | UTBH |  | Carbon Dioxide Non-Biogenic | 9053.1 | 78763700.1765 | C
325110 | 1002758 | 2023 | OB (Boiler, other) | UTBH |  | Carbon Dioxide Total | 9053.1 | 78763700.1765 | C
325110 | 1002758 | 2023 | OB (Boiler, other) | UTBH |  | Methane | 0 | 78763700.1765 | C
325110 | 1002758 | 2023 | OB (Boiler, other) | UTBH |  | Methane (Co2 eq) | 0 | 78763700.1765 | C
325110 | 1002758 | 2023 | OB (Boiler, other) | UTBH |  | Nitrous Oxide | 0 | 78763700.1765 | C
325110 | 1002758 | 2023 | OB (Boiler, other) | UTBH |  | Nitrous Oxide (Co2 eq) | 0 | 78763700.1765 | C
325110 | 1002758 | 2023 | RICE (Reciprocating internal combustion engine) | VAWWENG | Distillate Fuel Oil No. 2 | Carbon Dioxide Biogenic | 0 | 3664 | C
325110 | 1002758 | 2023 | RICE (Reciprocating internal combustion engine) | VAWWENG | Distillate Fuel Oil No. 2 | Carbon Dioxide Non-Biogenic | 37.4 | 3664 | C
325110 | 1002758 | 2023 | RICE (Reciprocating internal combustion engine) | VAWWENG | Distillate Fuel Oil No. 2 | Carbon Dioxide Total | 37.4 | 3664 | C
325110 | 1002758 | 2023 | RICE (Reciprocating internal combustion engine) | VAWWENG | Distillate Fuel Oil No. 2 | Methane | 0 | 3664 | C
325110 | 1002758 | 2023 | RICE (Reciprocating internal combustion engine) | VAWWENG | Distillate Fuel Oil No. 2 | Methane (Co2 eq) | 0 | 3664 | C
325110 | 1002758 | 2023 | RICE (Reciprocating internal combustion engine) | VAWWENG | Distillate Fuel Oil No. 2 | Nitrous Oxide | 0 | 3664 | C
325110 | 1002758 | 2023 | RICE (Reciprocating internal combustion engine) | VAWWENG | Distillate Fuel Oil No. 2 | Nitrous Oxide (Co2 eq) | 0.1 | 3664 | C
325199 | 1002789 | 2023 |  | CP-1 | Natural Gas (Weighted U.S. Average) | Carbon Dioxide Biogenic | 0 | 1880226000 | C
325199 | 1002789 | 2023 |  | CP-1 | Natural Gas (Weighted U.S. Average) | Carbon Dioxide Non-Biogenic | 100523 | 1880226000 | C
325199 | 1002789 | 2023 |  | CP-1 | Natural Gas (Weighted U.S. Average) | Carbon Dioxide Total | 100523 | 1880226000 | C
325199 | 1002789 | 2023 |  | CP-1 | Natural Gas (Weighted U.S. Average) | Methane | 1.89 | 1880226000 | C
325199 | 1002789 | 2023 |  | CP-1 | Natural Gas (Weighted U.S. Average) | Methane (Co2 eq) | 47.4 | 1880226000 | C
325199 | 1002789 | 2023 |  | CP-1 | Natural Gas (Weighted U.S. Average) | Nitrous Oxide | 0.189 | 1880226000 | C
325199 | 1002789 | 2023 |  | CP-1 | Natural Gas (Weighted U.S. Average) | Nitrous Oxide (Co2 eq) | 56.5 | 1880226000 | C
325311 | 1002790 | 2023 | OB (Boiler, other) | EU-06 | Natural Gas (Weighted U.S. Average) | Carbon Dioxide Biogenic | 0 | 0 | C
325311 | 1002790 | 2023 | OB (Boiler, other) | EU-06 | Natural Gas (Weighted U.S. Average) | Carbon Dioxide Non-Biogenic | 2639.9 | 0 | C
325311 | 1002790 | 2023 | OB (Boiler, other) | EU-06 | Natural Gas (Weighted U.S. Average) | Carbon Dioxide Total | 2639.9 | 0 | C
325311 | 1002790 | 2023 | OB (Boiler, other) | EU-06 | Natural Gas (Weighted U.S. Average) | Methane | 0.05 | 0 | C
325311 | 1002790 | 2023 | OB (Boiler, other) | EU-06 | Natural Gas (Weighted U.S. Average) | Methane (Co2 eq) | 1.2 | 0 | C
325311 | 1002790 | 2023 | OB (Boiler, other) | EU-06 | Natural Gas (Weighted U.S. Average) | Nitrous Oxide | 0.005 | 0 | C
325311 | 1002790 | 2023 | OB (Boiler, other) | EU-06 | Natural Gas (Weighted U.S. Average) | Nitrous Oxide (Co2 eq) | 1.5 | 0 | C
325311 | 1002790 | 2023 | HWH (Heater, hot water) | EU-27 | Propane Gas | Carbon Dioxide Biogenic | 0 | 163663.5 | C
325311 | 1002790 | 2023 | HWH (Heater, hot water) | EU-27 | Propane Gas | Carbon Dioxide Non-Biogenic | 25.3 | 163663.5 | C
325311 | 1002790 | 2023 | HWH (Heater, hot water) | EU-27 | Propane Gas | Carbon Dioxide Total | 25.3 | 163663.5 | C
325311 | 1002790 | 2023 | HWH (Heater, hot water) | EU-27 | Propane Gas | Methane | 0 | 163663.5 | C
325311 | 1002790 | 2023 | HWH (Heater, hot water) | EU-27 | Propane Gas | Methane (Co2 eq) | 0 | 163663.5 | C
325311 | 1002790 | 2023 | HWH (Heater, hot water) | EU-27 | Propane Gas | Nitrous Oxide | 0 | 163663.5 | C
325311 | 1002790 | 2023 | HWH (Heater, hot water) | EU-27 | Propane Gas | Nitrous Oxide (Co2 eq) | 0.1 | 163663.5 | C
325311 | 1002790 | 2023 |  | EU-3 |  | Carbon Dioxide | 20331.9 |  | G
325311 | 1002790 | 2023 |  | EU-4 |  | Carbon Dioxide | 42745.4 |  | G
311411 | 1002804 | 2023 |  | GP- Main Process Meter | Natural Gas (Weighted U.S. Average) | Carbon Dioxide Biogenic | 0 | 0 | C
311411 | 1002804 | 2023 |  | GP- Main Process Meter | Natural Gas (Weighted U.S. Average) | Carbon Dioxide Non-Biogenic | 53096.2 | 0 | C
311411 | 1002804 | 2023 |  | GP- Main Process Meter | Natural Gas (Weighted U.S. Average) | Carbon Dioxide Total | 53096.2 | 0 | C
311411 | 1002804 | 2023 |  | GP- Main Process Meter | Natural Gas (Weighted U.S. Average) | Methane | 1 | 0 | C
311411 | 1002804 | 2023 |  | GP- Main Process Meter | Natural Gas (Weighted U.S. Average) | Methane (Co2 eq) | 25 | 0 | C
311411 | 1002804 | 2023 |  | GP- Main Process Meter | Natural Gas (Weighted U.S. Average) | Nitrous Oxide | 0.1 | 0 | C
311411 | 1002804 | 2023 |  | GP- Main Process Meter | Natural Gas (Weighted U.S. Average) | Nitrous Oxide (Co2 eq) | 29.8 | 0 | C
311411 | 1002804 | 2023 |  | GP- Scalehouse meter | Natural Gas (Weighted U.S. Average) | Carbon Dioxide Biogenic | 0 | 0 | C
311411 | 1002804 | 2023 |  | GP- Scalehouse meter | Natural Gas (Weighted U.S. Average) | Carbon Dioxide Non-Biogenic | 34.7 | 0 | C
311411 | 1002804 | 2023 |  | GP- Scalehouse meter | Natural Gas (Weighted U.S. Average) | Carbon Dioxide Total | 34.7 | 0 | C
311411 | 1002804 | 2023 |  | GP- Scalehouse meter | Natural Gas (Weighted U.S. Average) | Methane | 0 | 0 | C
311411 | 1002804 | 2023 |  | GP- Scalehouse meter | Natural Gas (Weighted U.S. Average) | Methane (Co2 eq) | 0 | 0 | C
311411 | 1002804 | 2023 |  | GP- Scalehouse meter | Natural Gas (Weighted U.S. Average) | Nitrous Oxide | 0 | 0 | C
311411 | 1002804 | 2023 |  | GP- Scalehouse meter | Natural Gas (Weighted U.S. Average) | Nitrous Oxide (Co2 eq) | 0 | 0 | C
311411 | 1002804 | 2023 |  | GP-Auto Shop Meter | Natural Gas (Weighted U.S. Average) | Carbon Dioxide Biogenic | 0 | 0 | C
311411 | 1002804 | 2023 |  | GP-Auto Shop Meter | Natural Gas (Weighted U.S. Average) | Carbon Dioxide Non-Biogenic | 43.7 | 0 | C
311411 | 1002804 | 2023 |  | GP-Auto Shop Meter | Natural Gas (Weighted U.S. Average) | Carbon Dioxide Total | 43.7 | 0 | C
311411 | 1002804 | 2023 |  | GP-Auto Shop Meter | Natural Gas (Weighted U.S. Average) | Methane | 0 | 0 | C
311411 | 1002804 | 2023 |  | GP-Auto Shop Meter | Natural Gas (Weighted U.S. Average) | Methane (Co2 eq) | 0 | 0 | C
311411 | 1002804 | 2023 |  | GP-Auto Shop Meter | Natural Gas (Weighted U.S. Average) | Nitrous Oxide | 0 | 0 | C
311411 | 1002804 | 2023 |  | GP-Auto Shop Meter | Natural Gas (Weighted U.S. Average) | Nitrous Oxide (Co2 eq) | 0 | 0 | C
325193 | 1002809 | 2023 |  | GP-Siouxland Energy Boilers | Natural Gas (Weighted U.S. Average) | Carbon Dioxide Biogenic | 0 | 0 | C
325193 | 1002809 | 2023 |  | GP-Siouxland Energy Boilers | Natural Gas (Weighted U.S. Average) | Carbon Dioxide Non-Biogenic | 34161.8 | 0 | C
325193 | 1002809 | 2023 |  | GP-Siouxland Energy Boilers | Natural Gas (Weighted U.S. Average) | Carbon Dioxide Total | 34161.8 | 0 | C
325193 | 1002809 | 2023 |  | GP-Siouxland Energy Boilers | Natural Gas (Weighted U.S. Average) | Methane | 0.64 | 0 | C
325193 | 1002809 | 2023 |  | GP-Siouxland Energy Boilers | Natural Gas (Weighted U.S. Average) | Methane (Co2 eq) | 16.1 | 0 | C
325193 | 1002809 | 2023 |  | GP-Siouxland Energy Boilers | Natural Gas (Weighted U.S. Average) | Nitrous Oxide | 0.064 | 0 | C
325193 | 1002809 | 2023 |  | GP-Siouxland Energy Boilers | Natural Gas (Weighted U.S. Average) | Nitrous Oxide (Co2 eq) | 19.2 | 0 | C
325193 | 1002809 | 2023 |  | GP-Siouxland Energy CHP | Natural Gas (Weighted U.S. Average) | Carbon Dioxide Biogenic | 0 | 978328960 | C
325193 | 1002809 | 2023 |  | GP-Siouxland Energy CHP | Natural Gas (Weighted U.S. Average) | Carbon Dioxide Non-Biogenic | 53259.8 | 978328960 | C
325193 | 1002809 | 2023 |  | GP-Siouxland Energy CHP | Natural Gas (Weighted U.S. Average) | Carbon Dioxide Total | 53259.8 | 978328960 | C
325193 | 1002809 | 2023 |  | GP-Siouxland Energy CHP | Natural Gas (Weighted U.S. Average) | Methane | 1 | 978328960 | C
325193 | 1002809 | 2023 |  | GP-Siouxland Energy CHP | Natural Gas (Weighted U.S. Average) | Methane (Co2 eq) | 25.1 | 978328960 | C
325193 | 1002809 | 2023 |  | GP-Siouxland Energy CHP | Natural Gas (Weighted U.S. Average) | Nitrous Oxide | 0.1 | 978328960 | C
325193 | 1002809 | 2023 |  | GP-Siouxland Energy CHP | Natural Gas (Weighted U.S. Average) | Nitrous Oxide (Co2 eq) | 29.9 | 978328960 | C
322130 | 1002823 | 2023 | OB (Boiler, other) | GP - Package Boiler 5 | Natural Gas (Weighted U.S. Average) | Carbon Dioxide Biogenic | 0 | 0 | C
322130 | 1002823 | 2023 | OB (Boiler, other) | GP - Package Boiler 5 | Natural Gas (Weighted U.S. Average) | Carbon Dioxide Non-Biogenic | 12055.2 | 0 | C
322130 | 1002823 | 2023 | OB (Boiler, other) | GP - Package Boiler 5 | Natural Gas (Weighted U.S. Average) | Carbon Dioxide Total | 12055.2 | 0 | C
322130 | 1002823 | 2023 | OB (Boiler, other) | GP - Package Boiler 5 | Natural Gas (Weighted U.S. Average) | Methane | 0.23 | 0 | C
322130 | 1002823 | 2023 | OB (Boiler, other) | GP - Package Boiler 5 | Natural Gas (Weighted U.S. Average) | Methane (Co2 eq) | 5.7 | 0 | C
322130 | 1002823 | 2023 | OB (Boiler, other) | GP - Package Boiler 5 | Natural Gas (Weighted U.S. Average) | Nitrous Oxide | 0.023 | 0 | C
322130 | 1002823 | 2023 | OB (Boiler, other) | GP - Package Boiler 5 | Natural Gas (Weighted U.S. Average) | Nitrous Oxide (Co2 eq) | 6.8 | 0 | C
322130 | 1002823 | 2023 |  | GP- Propane Heaters | Propane Gas | Carbon Dioxide Biogenic | 0 | 0 | C
322130 | 1002823 | 2023 |  | GP- Propane Heaters | Propane Gas | Carbon Dioxide Non-Biogenic | 412.4 | 0 | C
322130 | 1002823 | 2023 |  | GP- Propane Heaters | Propane Gas | Carbon Dioxide Total | 412.4 | 0 | C
322130 | 1002823 | 2023 |  | GP- Propane Heaters | Propane Gas | Methane | 0.02 | 0 | C
322130 | 1002823 | 2023 |  | GP- Propane Heaters | Propane Gas | Methane (Co2 eq) | 0.5 | 0 | C
322130 | 1002823 | 2023 |  | GP- Propane Heaters | Propane Gas | Nitrous Oxide | 0.004 | 0 | C
322130 | 1002823 | 2023 |  | GP- Propane Heaters | Propane Gas | Nitrous Oxide (Co2 eq) | 1.2 | 0 | C
322130 | 1002823 | 2023 | Pulp Mill Lime Kiln | No. 1 Lime Kiln (L600) |  | Carbon Dioxide Biogenic (Spent Liquor) | 0 |  | AA
322130 | 1002823 | 2023 | Pulp Mill Lime Kiln | No. 1 Lime Kiln (L600) |  | Carbon Dioxide Non-Biogenic | 17486 |  | AA
322130 | 1002823 | 2023 | Pulp Mill Lime Kiln | No. 1 Lime Kiln (L600) |  | Methane | 0.89 |  | AA
322130 | 1002823 | 2023 | Pulp Mill Lime Kiln | No. 1 Lime Kiln (L600) |  | Methane Spent Liquor | 0 |  | AA
322130 | 1002823 | 2023 | Pulp Mill Lime Kiln | No. 1 Lime Kiln (L600) |  | Nitrous Oxide | 0 |  | AA
322130 | 1002823 | 2023 | Pulp Mill Lime Kiln | No. 1 Lime Kiln (L600) |  | Nitrous Oxide Spent Liquor | 0 |  | AA
322130 | 1002823 | 2023 | S (Stoker Boiler) | No. 1 Power Boiler U500 | Bituminous | Carbon Dioxide Biogenic | 0 | 0 | C
322130 | 1002823 | 2023 | S (Stoker Boiler) | No. 1 Power Boiler U500 | Bituminous | Carbon Dioxide Non-Biogenic | 0 | 0 | C
322130 | 1002823 | 2023 | S (Stoker Boiler) | No. 1 Power Boiler U500 | Bituminous | Carbon Dioxide Total | 0 | 0 | C
322130 | 1002823 | 2023 | S (Stoker Boiler) | No. 1 Power Boiler U500 | Bituminous | Methane | 18.88 | 0 | C
322130 | 1002823 | 2023 | S (Stoker Boiler) | No. 1 Power Boiler U500 | Bituminous | Methane (Co2 eq) | 472 | 0 | C
322130 | 1002823 | 2023 | S (Stoker Boiler) | No. 1 Power Boiler U500 | Bituminous | Nitrous Oxide | 2.746 | 0 | C
322130 | 1002823 | 2023 | S (Stoker Boiler) | No. 1 Power Boiler U500 | Bituminous | Nitrous Oxide (Co2 eq) | 818.4 | 0 | C
322130 | 1002823 | 2023 | S (Stoker Boiler) | No. 1 Power Boiler U500 | Natural Gas (Weighted U.S. Average) | Carbon Dioxide Biogenic | 0 | 0 | C
322130 | 1002823 | 2023 | S (Stoker Boiler) | No. 1 Power Boiler U500 | Natural Gas (Weighted U.S. Average) | Carbon Dioxide Non-Biogenic | 0 | 0 | C
322130 | 1002823 | 2023 | S (Stoker Boiler) | No. 1 Power Boiler U500 | Natural Gas (Weighted U.S. Average) | Carbon Dioxide Total | 0 | 0 | C
322130 | 1002823 | 2023 | S (Stoker Boiler) | No. 1 Power Boiler U500 | Natural Gas (Weighted U.S. Average) | Methane | 0.41 | 0 | C
322130 | 1002823 | 2023 | S (Stoker Boiler) | No. 1 Power Boiler U500 | Natural Gas (Weighted U.S. Average) | Methane (Co2 eq) | 10.2 | 0 | C
322130 | 1002823 | 2023 | S (Stoker Boiler) | No. 1 Power Boiler U500 | Natural Gas (Weighted U.S. Average) | Nitrous Oxide | 0.041 | 0 | C
322130 | 1002823 | 2023 | S (Stoker Boiler) | No. 1 Power Boiler U500 | Natural Gas (Weighted U.S. Average) | Nitrous Oxide (Co2 eq) | 12.1 | 0 | C
322130 | 1002823 | 2023 | S (Stoker Boiler) | No. 1 Power Boiler U500 | Wood and Wood Residuals (dry basis) | Carbon Dioxide Biogenic | 0 | 0 | C
322130 | 1002823 | 2023 | S (Stoker Boiler) | No. 1 Power Boiler U500 | Wood and Wood Residuals (dry basis) | Carbon Dioxide Non-Biogenic | 0 | 0 | C
322130 | 1002823 | 2023 | S (Stoker Boiler) | No. 1 Power Boiler U500 | Wood and Wood Residuals (dry basis) | Carbon Dioxide Total | 0 | 0 | C
322130 | 1002823 | 2023 | S (Stoker Boiler) | No. 1 Power Boiler U500 | Wood and Wood Residuals (dry basis) | Methane | 17.59 | 0 | C
322130 | 1002823 | 2023 | S (Stoker Boiler) | No. 1 Power Boiler U500 | Wood and Wood Residuals (dry basis) | Methane (Co2 eq) | 439.7 | 0 | C
322130 | 1002823 | 2023 | S (Stoker Boiler) | No. 1 Power Boiler U500 | Wood and Wood Residuals (dry basis) | Nitrous Oxide | 8.793 | 0 | C
322130 | 1002823 | 2023 | S (Stoker Boiler) | No. 1 Power Boiler U500 | Wood and Wood Residuals (dry basis) | Nitrous Oxide (Co2 eq) | 2620.3 | 0 | C
322130 | 1002823 | 2023 | Chemical Recovery Furnace | No. 1 Recovery Furnace (R400) |  | Carbon Dioxide Biogenic (Spent Liquor) | 216414.3 |  | AA | [9 empty] | 34 | 1991 | B&W | 2.65 | 2.65 | 1 | SF | 1075 | 850 | 900
322130 | 1002823 | 2023 | Chemical Recovery Furnace | No. 1 Recovery Furnace (R400) |  | Carbon Dioxide Non-Biogenic | 27170.4 |  | AA | [9 empty] | 34 | 1991 | B&W | 2.65 | 2.65 | 1 | SF | 1075 | 850 | 900
322130 | 1002823 | 2023 | Chemical Recovery Furnace | No. 1 Recovery Furnace (R400) |  | Methane | 0.51 |  | AA | [9 empty] | 34 | 1991 | B&W | 2.65 | 2.65 | 1 | SF | 1075 | 850 | 900
322130 | 1002823 | 2023 | Chemical Recovery Furnace | No. 1 Recovery Furnace (R400) |  | Methane Spent Liquor | 4.36 |  | AA | [9 empty] | 34 | 1991 | B&W | 2.65 | 2.65 | 1 | SF | 1075 | 850 | 900
322130 | 1002823 | 2023 | Chemical Recovery Furnace | No. 1 Recovery Furnace (R400) |  | Nitrous Oxide | 0.051 |  | AA | [9 empty] | 34 | 1991 | B&W | 2.65 | 2.65 | 1 | SF | 1075 | 850 | 900
322130 | 1002823 | 2023 | Chemical Recovery Furnace | No. 1 Recovery Furnace (R400) |  | Nitrous Oxide Spent Liquor | 0.964 |  | AA | [9 empty] | 34 | 1991 | B&W | 2.65 | 2.65 | 1 | SF | 1075 | 850 | 900
322130 | 1002823 | 2023 | Pulp Mill Lime Kiln | No. 2 Lime Kiln (L601) |  | Carbon Dioxide Biogenic (Spent Liquor) | 0 |  | AA
322130 | 1002823 | 2023 | Pulp Mill Lime Kiln | No. 2 Lime Kiln (L601) |  | Carbon Dioxide Non-Biogenic | 15069 |  | AA
322130 | 1002823 | 2023 | Pulp Mill Lime Kiln | No. 2 Lime Kiln (L601) |  | Methane | 0.77 |  | AA
322130 | 1002823 | 2023 | Pulp Mill Lime Kiln | No. 2 Lime Kiln (L601) |  | Methane Spent Liquor | 0 |  | AA
322130 | 1002823 | 2023 | Pulp Mill Lime Kiln | No. 2 Lime Kiln (L601) |  | Nitrous Oxide | 0 |  | AA
322130 | 1002823 | 2023 | Pulp Mill Lime Kiln | No. 2 Lime Kiln (L601) |  | Nitrous Oxide Spent Liquor | 0 |  | AA
322130 | 1002823 | 2023 | S (Stoker Boiler) | No. 2 Power Boiler U501 | Bituminous | Carbon Dioxide Biogenic | 0 | 0 | C
322130 | 1002823 | 2023 | S (Stoker Boiler) | No. 2 Power Boiler U501 | Bituminous | Carbon Dioxide Non-Biogenic | 0 | 0 | C
322130 | 1002823 | 2023 | S (Stoker Boiler) | No. 2 Power Boiler U501 | Bituminous | Carbon Dioxide Total | 0 | 0 | C
322130 | 1002823 | 2023 | S (Stoker Boiler) | No. 2 Power Boiler U501 | Bituminous | Methane | 17.53 | 0 | C
322130 | 1002823 | 2023 | S (Stoker Boiler) | No. 2 Power Boiler U501 | Bituminous | Methane (Co2 eq) | 438.3 | 0 | C
322130 | 1002823 | 2023 | S (Stoker Boiler) | No. 2 Power Boiler U501 | Bituminous | Nitrous Oxide | 2.55 | 0 | C
322130 | 1002823 | 2023 | S (Stoker Boiler) | No. 2 Power Boiler U501 | Bituminous | Nitrous Oxide (Co2 eq) | 759.9 | 0 | C
322130 | 1002823 | 2023 | S (Stoker Boiler) | No. 2 Power Boiler U501 | Natural Gas (Weighted U.S. Average) | Carbon Dioxide Biogenic | 0 | 0 | C
322130 | 1002823 | 2023 | S (Stoker Boiler) | No. 2 Power Boiler U501 | Natural Gas (Weighted U.S. Average) | Carbon Dioxide Non-Biogenic | 0 | 0 | C
322130 | 1002823 | 2023 | S (Stoker Boiler) | No. 2 Power Boiler U501 | Natural Gas (Weighted U.S. Average) | Carbon Dioxide Total | 0 | 0 | C
322130 | 1002823 | 2023 | S (Stoker Boiler) | No. 2 Power Boiler U501 | Natural Gas (Weighted U.S. Average) | Methane | 0.48 | 0 | C
322130 | 1002823 | 2023 | S (Stoker Boiler) | No. 2 Power Boiler U501 | Natural Gas (Weighted U.S. Average) | Methane (Co2 eq) | 12.1 | 0 | C
322130 | 1002823 | 2023 | S (Stoker Boiler) | No. 2 Power Boiler U501 | Natural Gas (Weighted U.S. Average) | Nitrous Oxide | 0.048 | 0 | C
322130 | 1002823 | 2023 | S (Stoker Boiler) | No. 2 Power Boiler U501 | Natural Gas (Weighted U.S. Average) | Nitrous Oxide (Co2 eq) | 14.4 | 0 | C
322130 | 1002823 | 2023 | S (Stoker Boiler) | No. 2 Power Boiler U501 | Wood and Wood Residuals (dry basis) | Carbon Dioxide Biogenic | 0 | 0 | C
322130 | 1002823 | 2023 | S (Stoker Boiler) | No. 2 Power Boiler U501 | Wood and Wood Residuals (dry basis) | Carbon Dioxide Non-Biogenic | 0 | 0 | C
322130 | 1002823 | 2023 | S (Stoker Boiler) | No. 2 Power Boiler U501 | Wood and Wood Residuals (dry basis) | Carbon Dioxide Total | 0 | 0 | C
322130 | 1002823 | 2023 | S (Stoker Boiler) | No. 2 Power Boiler U501 | Wood and Wood Residuals (dry basis) | Methane | 23.68 | 0 | C
322130 | 1002823 | 2023 | S (Stoker Boiler) | No. 2 Power Boiler U501 | Wood and Wood Residuals (dry basis) | Methane (Co2 eq) | 592 | 0 | C
322130 | 1002823 | 2023 | S (Stoker Boiler) | No. 2 Power Boiler U501 | Wood and Wood Residuals (dry basis) | Nitrous Oxide | 11.841 | 0 | C
322130 | 1002823 | 2023 | S (Stoker Boiler) | No. 2 Power Boiler U501 | Wood and Wood Residuals (dry basis) | Nitrous Oxide (Co2 eq) | 3528.6 | 0 | C
322130 | 1002823 | 2023 | Chemical Recovery Furnace | No. 2 Recovery Furnace (R401) |  | Carbon Dioxide Biogenic (Spent Liquor) | 222260.8 |  | AA | [9 empty] | 34 | 1991 | B&W | 2.65 | 2.65 | 1 | SF | 1075 | 850 | 900
322130 | 1002823 | 2023 | Chemical Recovery Furnace | No. 2 Recovery Furnace (R401) |  | Carbon Dioxide Non-Biogenic | 32334.9 |  | AA | [9 empty] | 34 | 1991 | B&W | 2.65 | 2.65 | 1 | SF | 1075 | 850 | 900
322130 | 1002823 | 2023 | Chemical Recovery Furnace | No. 2 Recovery Furnace (R401) |  | Methane | 1.31 |  | AA | [9 empty] | 34 | 1991 | B&W | 2.65 | 2.65 | 1 | SF | 1075 | 850 | 900
322130 | 1002823 | 2023 | Chemical Recovery Furnace | No. 2 Recovery Furnace (R401) |  | Methane Spent Liquor | 4.48 |  | AA | [9 empty] | 34 | 1991 | B&W | 2.65 | 2.65 | 1 | SF | 1075 | 850 | 900
322130 | 1002823 | 2023 | Chemical Recovery Furnace | No. 2 Recovery Furnace (R401) |  | Nitrous Oxide | 0.262 |  | AA | [9 empty] | 34 | 1991 | B&W | 2.65 | 2.65 | 1 | SF | 1075 | 850 | 900
322130 | 1002823 | 2023 | Chemical Recovery Furnace | No. 2 Recovery Furnace (R401) |  | Nitrous Oxide Spent Liquor | 0.99 |  | AA | [9 empty] | 34 | 1991 | B&W | 2.65 | 2.65 | 1 | SF | 1075 | 850 | 900
322130 | 1002823 | 2023 | Chemical Recovery Furnace | No. 3 Recovery Furnace (R402) |  | Carbon Dioxide Biogenic (Spent Liquor) | 357586 |  | AA | [9 empty] | 51 | 1974 | B&W | 3 | 3 | 2 | SR | 1025 | 850 | 880
322130 | 1002823 | 2023 | Chemical Recovery Furnace | No. 3 Recovery Furnace (R402) |  | Carbon Dioxide Non-Biogenic | 47713.7 |  | AA | [9 empty] | 51 | 1974 | B&W | 3 | 3 | 2 | SR | 1025 | 850 | 880
322130 | 1002823 | 2023 | Chemical Recovery Furnace | No. 3 Recovery Furnace (R402) |  | Methane | 1.91 |  | AA | [9 empty] | 51 | 1974 | B&W | 3 | 3 | 2 | SR | 1025 | 850 | 880
322130 | 1002823 | 2023 | Chemical Recovery Furnace | No. 3 Recovery Furnace (R402) |  | Methane Spent Liquor | 7.21 |  | AA | [9 empty] | 51 | 1974 | B&W | 3 | 3 | 2 | SR | 1025 | 850 | 880
322130 | 1002823 | 2023 | Chemical Recovery Furnace | No. 3 Recovery Furnace (R402) |  | Nitrous Oxide | 0.381 |  | AA | [9 empty] | 51 | 1974 | B&W | 3 | 3 | 2 | SR | 1025 | 850 | 880
322130 | 1002823 | 2023 | Chemical Recovery Furnace | No. 3 Recovery Furnace (R402) |  | Nitrous Oxide Spent Liquor | 1.593 |  | AA | [9 empty] | 51 | 1974 | B&W | 3 | 3 | 2 | SR | 1025 | 850 | 880
322130 | 1002823 | 2023 | OB (Boiler, other) | Thermal Oxidizer (R425) | Natural Gas (Weighted U.S. Average) | Carbon Dioxide Biogenic | 0 | 0 | C
322130 | 1002823 | 2023 | OB (Boiler, other) | Thermal Oxidizer (R425) | Natural Gas (Weighted U.S. Average) | Carbon Dioxide Non-Biogenic | 9284.5 | 0 | C
322130 | 1002823 | 2023 | OB (Boiler, other) | Thermal Oxidizer (R425) | Natural Gas (Weighted U.S. Average) | Carbon Dioxide Total | 9284.5 | 0 | C
322130 | 1002823 | 2023 | OB (Boiler, other) | Thermal Oxidizer (R425) | Natural Gas (Weighted U.S. Average) | Methane | 0.17 | 0 | C
322130 | 1002823 | 2023 | OB (Boiler, other) | Thermal Oxidizer (R425) | Natural Gas (Weighted U.S. Average) | Methane (Co2 eq) | 4.4 | 0 | C
322130 | 1002823 | 2023 | OB (Boiler, other) | Thermal Oxidizer (R425) | Natural Gas (Weighted U.S. Average) | Nitrous Oxide | 0.017 | 0 | C
322130 | 1002823 | 2023 | OB (Boiler, other) | Thermal Oxidizer (R425) | Natural Gas (Weighted U.S. Average) | Nitrous Oxide (Co2 eq) | 5.2 | 0 | C
325311 | 1002830 | 2023 |  | NTRIC ACID TRAIN |  | Nitrous Oxide | 371.47 |  | V
311411 | 1002832 | 2023 | OB (Boiler, other) | Boiler | Other Biomass Gases | Carbon Dioxide Biogenic | 3632.7 | 106512161 | C
311411 | 1002832 | 2023 | OB (Boiler, other) | Boiler | Other Biomass Gases | Carbon Dioxide Non-Biogenic | 0 | 106512161 | C
311411 | 1002832 | 2023 | OB (Boiler, other) | Boiler | Other Biomass Gases | Carbon Dioxide Total | 3632.7 | 106512161 | C
311411 | 1002832 | 2023 | OB (Boiler, other) | Boiler | Other Biomass Gases | Methane | 0.22 | 106512161 | C
311411 | 1002832 | 2023 | OB (Boiler, other) | Boiler | Other Biomass Gases | Methane (Co2 eq) | 5.6 | 106512161 | C
311411 | 1002832 | 2023 | OB (Boiler, other) | Boiler | Other Biomass Gases | Nitrous Oxide | 0.044 | 106512161 | C
311411 | 1002832 | 2023 | OB (Boiler, other) | Boiler | Other Biomass Gases | Nitrous Oxide (Co2 eq) | 13.1 | 106512161 | C
311411 | 1002832 | 2023 | FLR (Flare) | Digester Flare | Natural Gas (Weighted U.S. Average) | Carbon Dioxide Biogenic | 0 | 0 | C
311411 | 1002832 | 2023 | FLR (Flare) | Digester Flare | Natural Gas (Weighted U.S. Average) | Carbon Dioxide Non-Biogenic | 2.6 | 0 | C
311411 | 1002832 | 2023 | FLR (Flare) | Digester Flare | Natural Gas (Weighted U.S. Average) | Carbon Dioxide Total | 2.6 | 0 | C
311411 | 1002832 | 2023 | FLR (Flare) | Digester Flare | Natural Gas (Weighted U.S. Average) | Methane | 0 | 0 | C
311411 | 1002832 | 2023 | FLR (Flare) | Digester Flare | Natural Gas (Weighted U.S. Average) | Methane (Co2 eq) | 0 | 0 | C
311411 | 1002832 | 2023 | FLR (Flare) | Digester Flare | Natural Gas (Weighted U.S. Average) | Nitrous Oxide | 0 | 0 | C
311411 | 1002832 | 2023 | FLR (Flare) | Digester Flare | Natural Gas (Weighted U.S. Average) | Nitrous Oxide (Co2 eq) | 0 | 0 | C
311411 | 1002832 | 2023 | FLR (Flare) | Digester Flare | Other Biomass Gases | Carbon Dioxide Biogenic | 525.8 | 15417470 | C
311411 | 1002832 | 2023 | FLR (Flare) | Digester Flare | Other Biomass Gases | Carbon Dioxide Non-Biogenic | 0 | 15417470 | C
311411 | 1002832 | 2023 | FLR (Flare) | Digester Flare | Other Biomass Gases | Carbon Dioxide Total | 525.8 | 15417470 | C
311411 | 1002832 | 2023 | FLR (Flare) | Digester Flare | Other Biomass Gases | Methane | 0.03 | 15417470 | C
311411 | 1002832 | 2023 | FLR (Flare) | Digester Flare | Other Biomass Gases | Methane (Co2 eq) | 0.8 | 15417470 | C
311411 | 1002832 | 2023 | FLR (Flare) | Digester Flare | Other Biomass Gases | Nitrous Oxide | 0.006 | 15417470 | C
311411 | 1002832 | 2023 | FLR (Flare) | Digester Flare | Other Biomass Gases | Nitrous Oxide (Co2 eq) | 1.9 | 15417470 | C
311411 | 1002832 | 2023 |  | GP-FRY MAIN PLANT | Natural Gas (Weighted U.S. Average) | Carbon Dioxide Biogenic | 0 | 0 | C
311411 | 1002832 | 2023 |  | GP-FRY MAIN PLANT | Natural Gas (Weighted U.S. Average) | Carbon Dioxide Non-Biogenic | 17835.5 | 0 | C
311411 | 1002832 | 2023 |  | GP-FRY MAIN PLANT | Natural Gas (Weighted U.S. Average) | Carbon Dioxide Total | 17835.5 | 0 | C
311411 | 1002832 | 2023 |  | GP-FRY MAIN PLANT | Natural Gas (Weighted U.S. Average) | Methane | 0.34 | 0 | C
311411 | 1002832 | 2023 |  | GP-FRY MAIN PLANT | Natural Gas (Weighted U.S. Average) | Methane (Co2 eq) | 8.4 | 0 | C
311411 | 1002832 | 2023 |  | GP-FRY MAIN PLANT | Natural Gas (Weighted U.S. Average) | Nitrous Oxide | 0.034 | 0 | C
311411 | 1002832 | 2023 |  | GP-FRY MAIN PLANT | Natural Gas (Weighted U.S. Average) | Nitrous Oxide (Co2 eq) | 10 | 0 | C
311411 | 1002832 | 2023 |  | GP-GRANULE PLANT | Natural Gas (Weighted U.S. Average) | Carbon Dioxide Biogenic | 0 | 0 | C
311411 | 1002832 | 2023 |  | GP-GRANULE PLANT | Natural Gas (Weighted U.S. Average) | Carbon Dioxide Non-Biogenic | 408.1 | 0 | C
311411 | 1002832 | 2023 |  | GP-GRANULE PLANT | Natural Gas (Weighted U.S. Average) | Carbon Dioxide Total | 408.1 | 0 | C
311411 | 1002832 | 2023 |  | GP-GRANULE PLANT | Natural Gas (Weighted U.S. Average) | Methane | 0.01 | 0 | C
311411 | 1002832 | 2023 |  | GP-GRANULE PLANT | Natural Gas (Weighted U.S. Average) | Methane (Co2 eq) | 0.2 | 0 | C
311411 | 1002832 | 2023 |  | GP-GRANULE PLANT | Natural Gas (Weighted U.S. Average) | Nitrous Oxide | 0.001 | 0 | C
311411 | 1002832 | 2023 |  | GP-GRANULE PLANT | Natural Gas (Weighted U.S. Average) | Nitrous Oxide (Co2 eq) | 0.2 | 0 | C
322120 | 1002834 | 2023 | PRH (Process Heater) | TM6 Burner | Natural Gas (Weighted U.S. Average) | Carbon Dioxide Biogenic | 0 | 0 | C
322120 | 1002834 | 2023 | PRH (Process Heater) | TM6 Burner | Natural Gas (Weighted U.S. Average) | Carbon Dioxide Non-Biogenic | 5631.7 | 0 | C
322120 | 1002834 | 2023 | PRH (Process Heater) | TM6 Burner | Natural Gas (Weighted U.S. Average) | Carbon Dioxide Total | 5631.7 | 0 | C
322120 | 1002834 | 2023 | PRH (Process Heater) | TM6 Burner | Natural Gas (Weighted U.S. Average) | Methane | 0.11 | 0 | C
322120 | 1002834 | 2023 | PRH (Process Heater) | TM6 Burner | Natural Gas (Weighted U.S. Average) | Methane (Co2 eq) | 2.7 | 0 | C
322120 | 1002834 | 2023 | PRH (Process Heater) | TM6 Burner | Natural Gas (Weighted U.S. Average) | Nitrous Oxide | 0.011 | 0 | C
322120 | 1002834 | 2023 | PRH (Process Heater) | TM6 Burner | Natural Gas (Weighted U.S. Average) | Nitrous Oxide (Co2 eq) | 3.2 | 0 | C
322120 | 1002834 | 2023 | OB (Boiler, other) | WARE Package Boiler | Natural Gas (Weighted U.S. Average) | Carbon Dioxide Biogenic | 0 | 0 | C
322120 | 1002834 | 2023 | OB (Boiler, other) | WARE Package Boiler | Natural Gas (Weighted U.S. Average) | Carbon Dioxide Non-Biogenic | 6982.1 | 0 | C
322120 | 1002834 | 2023 | OB (Boiler, other) | WARE Package Boiler | Natural Gas (Weighted U.S. Average) | Carbon Dioxide Total | 6982.1 | 0 | C
322120 | 1002834 | 2023 | OB (Boiler, other) | WARE Package Boiler | Natural Gas (Weighted U.S. Average) | Methane | 0.13 | 0 | C
322120 | 1002834 | 2023 | OB (Boiler, other) | WARE Package Boiler | Natural Gas (Weighted U.S. Average) | Methane (Co2 eq) | 3.3 | 0 | C
322120 | 1002834 | 2023 | OB (Boiler, other) | WARE Package Boiler | Natural Gas (Weighted U.S. Average) | Nitrous Oxide | 0.013 | 0 | C
322120 | 1002834 | 2023 | OB (Boiler, other) | WARE Package Boiler | Natural Gas (Weighted U.S. Average) | Nitrous Oxide (Co2 eq) | 3.9 | 0 | C
322130 | 1002846 | 2023 |  | CP-1 | Natural Gas (Weighted U.S. Average) | Carbon Dioxide Biogenic | 0 | 0 | C
322130 | 1002846 | 2023 |  | CP-1 | Natural Gas (Weighted U.S. Average) | Carbon Dioxide Non-Biogenic | 150253.7 | 0 | C
322130 | 1002846 | 2023 |  | CP-1 | Natural Gas (Weighted U.S. Average) | Carbon Dioxide Total | 150253.7 | 0 | C
322130 | 1002846 | 2023 |  | CP-1 | Natural Gas (Weighted U.S. Average) | Methane | 2.83 | 0 | C
322130 | 1002846 | 2023 |  | CP-1 | Natural Gas (Weighted U.S. Average) | Methane (Co2 eq) | 70.8 | 0 | C
322130 | 1002846 | 2023 |  | CP-1 | Natural Gas (Weighted U.S. Average) | Nitrous Oxide | 0.283 | 0 | C
322130 | 1002846 | 2023 |  | CP-1 | Natural Gas (Weighted U.S. Average) | Nitrous Oxide (Co2 eq) | 84.4 | 0 | C
322130 | 1002846 | 2023 | Pulp Mill Lime Kiln | Lime Kiln |  | Carbon Dioxide Biogenic (Spent Liquor) | 0 |  | AA
322130 | 1002846 | 2023 | Pulp Mill Lime Kiln | Lime Kiln |  | Carbon Dioxide Non-Biogenic | 17835 |  | AA
322130 | 1002846 | 2023 | Pulp Mill Lime Kiln | Lime Kiln |  | Methane | 0.91 |  | AA
322130 | 1002846 | 2023 | Pulp Mill Lime Kiln | Lime Kiln |  | Methane Spent Liquor | 0 |  | AA
322130 | 1002846 | 2023 | Pulp Mill Lime Kiln | Lime Kiln |  | Nitrous Oxide | 0 |  | AA
322130 | 1002846 | 2023 | Pulp Mill Lime Kiln | Lime Kiln |  | Nitrous Oxide Spent Liquor | 0 |  | AA
322130 | 1002846 | 2023 | Chemical Recovery Furnace | Recovery Furnace |  | Carbon Dioxide Biogenic (Spent Liquor) | 347546.1 |  | AA | [9 empty] | 61 | 1964 | B&W | 3 |  | 2 | SF | 675 | 600 | 750
322130 | 1002846 | 2023 | Chemical Recovery Furnace | Recovery Furnace |  | Carbon Dioxide Non-Biogenic | 20099.5 |  | AA | [9 empty] | 61 | 1964 | B&W | 3 |  | 2 | SF | 675 | 600 | 750
322130 | 1002846 | 2023 | Chemical Recovery Furnace | Recovery Furnace |  | Methane | 0.38 |  | AA | [9 empty] | 61 | 1964 | B&W | 3 |  | 2 | SF | 675 | 600 | 750
322130 | 1002846 | 2023 | Chemical Recovery Furnace | Recovery Furnace |  | Methane Spent Liquor | 7 |  | AA | [9 empty] | 61 | 1964 | B&W | 3 |  | 2 | SF | 675 | 600 | 750
322130 | 1002846 | 2023 | Chemical Recovery Furnace | Recovery Furnace |  | Nitrous Oxide | 0.038 |  | AA | [9 empty] | 61 | 1964 | B&W | 3 |  | 2 | SF | 675 | 600 | 750
322130 | 1002846 | 2023 | Chemical Recovery Furnace | Recovery Furnace |  | Nitrous Oxide Spent Liquor | 1.546 |  | AA | [9 empty] | 61 | 1964 | B&W | 3 |  | 2 | SF | 675 | 600 | 750
325110 | 1002859 | 2023 | RICE (Reciprocating internal combustion engine) | EUTENAIR1 | Distillate Fuel Oil No. 4 | Carbon Dioxide Biogenic | 0 | 0 | C
325110 | 1002859 | 2023 | RICE (Reciprocating internal combustion engine) | EUTENAIR1 | Distillate Fuel Oil No. 4 | Carbon Dioxide Non-Biogenic | 43.4 | 0 | C
325110 | 1002859 | 2023 | RICE (Reciprocating internal combustion engine) | EUTENAIR1 | Distillate Fuel Oil No. 4 | Carbon Dioxide Total | 43.4 | 0 | C
325110 | 1002859 | 2023 | RICE (Reciprocating internal combustion engine) | EUTENAIR1 | Distillate Fuel Oil No. 4 | Methane | 0 | 0 | C
325110 | 1002859 | 2023 | RICE (Reciprocating internal combustion engine) | EUTENAIR1 | Distillate Fuel Oil No. 4 | Methane (Co2 eq) | 0 | 0 | C
325110 | 1002859 | 2023 | RICE (Reciprocating internal combustion engine) | EUTENAIR1 | Distillate Fuel Oil No. 4 | Nitrous Oxide | 0 | 0 | C
325110 | 1002859 | 2023 | RICE (Reciprocating internal combustion engine) | EUTENAIR1 | Distillate Fuel Oil No. 4 | Nitrous Oxide (Co2 eq) | 0.1 | 0 | C
325110 | 1002859 | 2023 | F (Furnace) | F-1203 | Natural Gas (Weighted U.S. Average) | Carbon Dioxide Biogenic | 0 | 0 | C
325110 | 1002859 | 2023 | F (Furnace) | F-1203 | Natural Gas (Weighted U.S. Average) | Carbon Dioxide Non-Biogenic | 170.1 | 0 | C
325110 | 1002859 | 2023 | F (Furnace) | F-1203 | Natural Gas (Weighted U.S. Average) | Carbon Dioxide Total | 170.1 | 0 | C
325110 | 1002859 | 2023 | F (Furnace) | F-1203 | Natural Gas (Weighted U.S. Average) | Methane | 0 | 0 | C
325110 | 1002859 | 2023 | F (Furnace) | F-1203 | Natural Gas (Weighted U.S. Average) | Methane (Co2 eq) | 0.1 | 0 | C
325110 | 1002859 | 2023 | F (Furnace) | F-1203 | Natural Gas (Weighted U.S. Average) | Nitrous Oxide | 0 | 0 | C
325110 | 1002859 | 2023 | F (Furnace) | F-1203 | Natural Gas (Weighted U.S. Average) | Nitrous Oxide (Co2 eq) | 0.1 | 0 | C
325110 | 1002859 | 2023 | F (Furnace) | F-302 | Natural Gas (Weighted U.S. Average) | Carbon Dioxide Biogenic | 0 | 0 | C
325110 | 1002859 | 2023 | F (Furnace) | F-302 | Natural Gas (Weighted U.S. Average) | Carbon Dioxide Non-Biogenic | 133.1 | 0 | C
325110 | 1002859 | 2023 | F (Furnace) | F-302 | Natural Gas (Weighted U.S. Average) | Carbon Dioxide Total | 133.1 | 0 | C
325110 | 1002859 | 2023 | F (Furnace) | F-302 | Natural Gas (Weighted U.S. Average) | Methane | 0 | 0 | C
325110 | 1002859 | 2023 | F (Furnace) | F-302 | Natural Gas (Weighted U.S. Average) | Methane (Co2 eq) | 0.1 | 0 | C
325110 | 1002859 | 2023 | F (Furnace) | F-302 | Natural Gas (Weighted U.S. Average) | Nitrous Oxide | 0 | 0 | C
325110 | 1002859 | 2023 | F (Furnace) | F-302 | Natural Gas (Weighted U.S. Average) | Nitrous Oxide (Co2 eq) | 0.1 | 0 | C
325110 | 1002859 | 2023 | F (Furnace) | F-3401 | Fuel Gas | Carbon Dioxide Biogenic | 0 | 0 | C
325110 | 1002859 | 2023 | F (Furnace) | F-3401 | Fuel Gas | Carbon Dioxide Non-Biogenic | 32008.2 | 0 | C
325110 | 1002859 | 2023 | F (Furnace) | F-3401 | Fuel Gas | Carbon Dioxide Total | 32008.2 | 0 | C
325110 | 1002859 | 2023 | F (Furnace) | F-3401 | Fuel Gas | Methane | 1.85 | 0 | C
325110 | 1002859 | 2023 | F (Furnace) | F-3401 | Fuel Gas | Methane (Co2 eq) | 46.3 | 0 | C
325110 | 1002859 | 2023 | F (Furnace) | F-3401 | Fuel Gas | Nitrous Oxide | 0.37 | 0 | C
325110 | 1002859 | 2023 | F (Furnace) | F-3401 | Fuel Gas | Nitrous Oxide (Co2 eq) | 110.4 | 0 | C
325110 | 1002859 | 2023 | F (Furnace) | F-3402 | Fuel Gas | Carbon Dioxide Biogenic | 0 | 0 | C
325110 | 1002859 | 2023 | F (Furnace) | F-3402 | Fuel Gas | Carbon Dioxide Non-Biogenic | 32769.9 | 0 | C
325110 | 1002859 | 2023 | F (Furnace) | F-3402 | Fuel Gas | Carbon Dioxide Total | 32769.9 | 0 | C
325110 | 1002859 | 2023 | F (Furnace) | F-3402 | Fuel Gas | Methane | 1.92 | 0 | C
325110 | 1002859 | 2023 | F (Furnace) | F-3402 | Fuel Gas | Methane (Co2 eq) | 47.9 | 0 | C
325110 | 1002859 | 2023 | F (Furnace) | F-3402 | Fuel Gas | Nitrous Oxide | 0.383 | 0 | C
325110 | 1002859 | 2023 | F (Furnace) | F-3402 | Fuel Gas | Nitrous Oxide (Co2 eq) | 114.2 | 0 | C
325110 | 1002859 | 2023 | F (Furnace) | F-3403 | Fuel Gas | Carbon Dioxide Biogenic | 0 | 0 | C
325110 | 1002859 | 2023 | F (Furnace) | F-3403 | Fuel Gas | Carbon Dioxide Non-Biogenic | 37397.1 | 0 | C
325110 | 1002859 | 2023 | F (Furnace) | F-3403 | Fuel Gas | Carbon Dioxide Total | 37397.1 | 0 | C
325110 | 1002859 | 2023 | F (Furnace) | F-3403 | Fuel Gas | Methane | 2.19 | 0 | C
325110 | 1002859 | 2023 | F (Furnace) | F-3403 | Fuel Gas | Methane (Co2 eq) | 54.7 | 0 | C
325110 | 1002859 | 2023 | F (Furnace) | F-3403 | Fuel Gas | Nitrous Oxide | 0.438 | 0 | C
325110 | 1002859 | 2023 | F (Furnace) | F-3403 | Fuel Gas | Nitrous Oxide (Co2 eq) | 130.4 | 0 | C
325110 | 1002859 | 2023 | F (Furnace) | F-3404 | Fuel Gas | Carbon Dioxide Biogenic | 0 | 0 | C
325110 | 1002859 | 2023 | F (Furnace) | F-3404 | Fuel Gas | Carbon Dioxide Non-Biogenic | 34776.9 | 0 | C
325110 | 1002859 | 2023 | F (Furnace) | F-3404 | Fuel Gas | Carbon Dioxide Total | 34776.9 | 0 | C
325110 | 1002859 | 2023 | F (Furnace) | F-3404 | Fuel Gas | Methane | 2.03 | 0 | C
325110 | 1002859 | 2023 | F (Furnace) | F-3404 | Fuel Gas | Methane (Co2 eq) | 50.9 | 0 | C
325110 | 1002859 | 2023 | F (Furnace) | F-3404 | Fuel Gas | Nitrous Oxide | 0.407 | 0 | C
325110 | 1002859 | 2023 | F (Furnace) | F-3404 | Fuel Gas | Nitrous Oxide (Co2 eq) | 121.3 | 0 | C
325110 | 1002859 | 2023 | F (Furnace) | F-3405 | Fuel Gas | Carbon Dioxide Biogenic | 0 | 0 | C
325110 | 1002859 | 2023 | F (Furnace) | F-3405 | Fuel Gas | Carbon Dioxide Non-Biogenic | 32041.8 | 0 | C
325110 | 1002859 | 2023 | F (Furnace) | F-3405 | Fuel Gas | Carbon Dioxide Total | 32041.8 | 0 | C
325110 | 1002859 | 2023 | F (Furnace) | F-3405 | Fuel Gas | Methane | 1.87 | 0 | C
325110 | 1002859 | 2023 | F (Furnace) | F-3405 | Fuel Gas | Methane (Co2 eq) | 46.9 | 0 | C
325110 | 1002859 | 2023 | F (Furnace) | F-3405 | Fuel Gas | Nitrous Oxide | 0.375 | 0 | C
325110 | 1002859 | 2023 | F (Furnace) | F-3405 | Fuel Gas | Nitrous Oxide (Co2 eq) | 111.7 | 0 | C
325110 | 1002859 | 2023 | F (Furnace) | F-3406 | Fuel Gas | Carbon Dioxide Biogenic | 0 | 0 | C
325110 | 1002859 | 2023 | F (Furnace) | F-3406 | Fuel Gas | Carbon Dioxide Non-Biogenic | 32684.8 | 0 | C
325110 | 1002859 | 2023 | F (Furnace) | F-3406 | Fuel Gas | Carbon Dioxide Total | 32684.8 | 0 | C
325110 | 1002859 | 2023 | F (Furnace) | F-3406 | Fuel Gas | Methane | 1.92 | 0 | C
325110 | 1002859 | 2023 | F (Furnace) | F-3406 | Fuel Gas | Methane (Co2 eq) | 47.9 | 0 | C
325110 | 1002859 | 2023 | F (Furnace) | F-3406 | Fuel Gas | Nitrous Oxide | 0.383 | 0 | C
325110 | 1002859 | 2023 | F (Furnace) | F-3406 | Fuel Gas | Nitrous Oxide (Co2 eq) | 114.2 | 0 | C
325110 | 1002859 | 2023 | F (Furnace) | F-3407 | Fuel Gas | Carbon Dioxide Biogenic | 0 | 0 | C
325110 | 1002859 | 2023 | F (Furnace) | F-3407 | Fuel Gas | Carbon Dioxide Non-Biogenic | 37411.9 | 0 | C
325110 | 1002859 | 2023 | F (Furnace) | F-3407 | Fuel Gas | Carbon Dioxide Total | 37411.9 | 0 | C
325110 | 1002859 | 2023 | F (Furnace) | F-3407 | Fuel Gas | Methane | 2.19 | 0 | C
325110 | 1002859 | 2023 | F (Furnace) | F-3407 | Fuel Gas | Methane (Co2 eq) | 54.7 | 0 | C
325110 | 1002859 | 2023 | F (Furnace) | F-3407 | Fuel Gas | Nitrous Oxide | 0.438 | 0 | C
325110 | 1002859 | 2023 | F (Furnace) | F-3407 | Fuel Gas | Nitrous Oxide (Co2 eq) | 130.4 | 0 | C
325110 | 1002859 | 2023 | F (Furnace) | F-3408 | Fuel Gas | Carbon Dioxide Biogenic | 0 | 0 | C
325110 | 1002859 | 2023 | F (Furnace) | F-3408 | Fuel Gas | Carbon Dioxide Non-Biogenic | 34883.8 | 0 | C
325110 | 1002859 | 2023 | F (Furnace) | F-3408 | Fuel Gas | Carbon Dioxide Total | 34883.8 | 0 | C
325110 | 1002859 | 2023 | F (Furnace) | F-3408 | Fuel Gas | Methane | 2.03 | 0 | C
325110 | 1002859 | 2023 | F (Furnace) | F-3408 | Fuel Gas | Methane (Co2 eq) | 50.9 | 0 | C
325110 | 1002859 | 2023 | F (Furnace) | F-3408 | Fuel Gas | Nitrous Oxide | 0.407 | 0 | C
325110 | 1002859 | 2023 | F (Furnace) | F-3408 | Fuel Gas | Nitrous Oxide (Co2 eq) | 121.3 | 0 | C
325110 | 1002859 | 2023 | F (Furnace) | F-3409 | Fuel Gas | Carbon Dioxide Biogenic | 0 | 0 | C
325110 | 1002859 | 2023 | F (Furnace) | F-3409 | Fuel Gas | Carbon Dioxide Non-Biogenic | 33313.6 | 0 | C
325110 | 1002859 | 2023 | F (Furnace) | F-3409 | Fuel Gas | Carbon Dioxide Total | 33313.6 | 0 | C
325110 | 1002859 | 2023 | F (Furnace) | F-3409 | Fuel Gas | Methane | 1.95 | 0 | C
325110 | 1002859 | 2023 | F (Furnace) | F-3409 | Fuel Gas | Methane (Co2 eq) | 48.7 | 0 | C
325110 | 1002859 | 2023 | F (Furnace) | F-3409 | Fuel Gas | Nitrous Oxide | 0.39 | 0 | C
325110 | 1002859 | 2023 | F (Furnace) | F-3409 | Fuel Gas | Nitrous Oxide (Co2 eq) | 116.1 | 0 | C
325110 | 1002859 | 2023 | F (Furnace) | F-3410 | Fuel Gas | Carbon Dioxide Biogenic | 0 | 0 | C
325110 | 1002859 | 2023 | F (Furnace) | F-3410 | Fuel Gas | Carbon Dioxide Non-Biogenic | 36612.5 | 0 | C
325110 | 1002859 | 2023 | F (Furnace) | F-3410 | Fuel Gas | Carbon Dioxide Total | 36612.5 | 0 | C
325110 | 1002859 | 2023 | F (Furnace) | F-3410 | Fuel Gas | Methane | 2.14 | 0 | C
325110 | 1002859 | 2023 | F (Furnace) | F-3410 | Fuel Gas | Methane (Co2 eq) | 53.5 | 0 | C
325110 | 1002859 | 2023 | F (Furnace) | F-3410 | Fuel Gas | Nitrous Oxide | 0.428 | 0 | C
325110 | 1002859 | 2023 | F (Furnace) | F-3410 | Fuel Gas | Nitrous Oxide (Co2 eq) | 127.5 | 0 | C
325110 | 1002859 | 2023 | F (Furnace) | F-3411 | Fuel Gas | Carbon Dioxide Biogenic | 0 | 0 | C
325110 | 1002859 | 2023 | F (Furnace) | F-3411 | Fuel Gas | Carbon Dioxide Non-Biogenic | 29231.9 | 0 | C
325110 | 1002859 | 2023 | F (Furnace) | F-3411 | Fuel Gas | Carbon Dioxide Total | 29231.9 | 0 | C
325110 | 1002859 | 2023 | F (Furnace) | F-3411 | Fuel Gas | Methane | 1.71 | 0 | C
325110 | 1002859 | 2023 | F (Furnace) | F-3411 | Fuel Gas | Methane (Co2 eq) | 42.8 | 0 | C
325110 | 1002859 | 2023 | F (Furnace) | F-3411 | Fuel Gas | Nitrous Oxide | 0.342 | 0 | C
325110 | 1002859 | 2023 | F (Furnace) | F-3411 | Fuel Gas | Nitrous Oxide (Co2 eq) | 102 | 0 | C
325110 | 1002859 | 2023 | F (Furnace) | F-3412 | Fuel Gas | Carbon Dioxide Biogenic | 0 | 0 | C
325110 | 1002859 | 2023 | F (Furnace) | F-3412 | Fuel Gas | Carbon Dioxide Non-Biogenic | 27665.8 | 0 | C
325110 | 1002859 | 2023 | F (Furnace) | F-3412 | Fuel Gas | Carbon Dioxide Total | 27665.8 | 0 | C
325110 | 1002859 | 2023 | F (Furnace) | F-3412 | Fuel Gas | Methane | 1.63 | 0 | C
325110 | 1002859 | 2023 | F (Furnace) | F-3412 | Fuel Gas | Methane (Co2 eq) | 40.8 | 0 | C
325110 | 1002859 | 2023 | F (Furnace) | F-3412 | Fuel Gas | Nitrous Oxide | 0.327 | 0 | C
325110 | 1002859 | 2023 | F (Furnace) | F-3412 | Fuel Gas | Nitrous Oxide (Co2 eq) | 97.4 | 0 | C
325110 | 1002859 | 2023 | F (Furnace) | F-3413 | Fuel Gas | Carbon Dioxide Biogenic | 0 | 0 | C
325110 | 1002859 | 2023 | F (Furnace) | F-3413 | Fuel Gas | Carbon Dioxide Non-Biogenic | 34756.6 | 0 | C
325110 | 1002859 | 2023 | F (Furnace) | F-3413 | Fuel Gas | Carbon Dioxide Total | 34756.6 | 0 | C
325110 | 1002859 | 2023 | F (Furnace) | F-3413 | Fuel Gas | Methane | 2.03 | 0 | C
325110 | 1002859 | 2023 | F (Furnace) | F-3413 | Fuel Gas | Methane (Co2 eq) | 50.8 | 0 | C
325110 | 1002859 | 2023 | F (Furnace) | F-3413 | Fuel Gas | Nitrous Oxide | 0.406 | 0 | C
325110 | 1002859 | 2023 | F (Furnace) | F-3413 | Fuel Gas | Nitrous Oxide (Co2 eq) | 121.1 | 0 | C
325110 | 1002859 | 2023 | F (Furnace) | F-3414 | Fuel Gas | Carbon Dioxide Biogenic | 0 | 0 | C
325110 | 1002859 | 2023 | F (Furnace) | F-3414 | Fuel Gas | Carbon Dioxide Non-Biogenic | 26630.6 | 0 | C
325110 | 1002859 | 2023 | F (Furnace) | F-3414 | Fuel Gas | Carbon Dioxide Total | 26630.6 | 0 | C
325110 | 1002859 | 2023 | F (Furnace) | F-3414 | Fuel Gas | Methane | 1.57 | 0 | C
325110 | 1002859 | 2023 | F (Furnace) | F-3414 | Fuel Gas | Methane (Co2 eq) | 39.2 | 0 | C
325110 | 1002859 | 2023 | F (Furnace) | F-3414 | Fuel Gas | Nitrous Oxide | 0.314 | 0 | C
325110 | 1002859 | 2023 | F (Furnace) | F-3414 | Fuel Gas | Nitrous Oxide (Co2 eq) | 93.5 | 0 | C
325110 | 1002859 | 2023 | F (Furnace) | F-3415 | Fuel Gas | Carbon Dioxide Biogenic | 0 | 0 | C
325110 | 1002859 | 2023 | F (Furnace) | F-3415 | Fuel Gas | Carbon Dioxide Non-Biogenic | 45323.5 | 0 | C
325110 | 1002859 | 2023 | F (Furnace) | F-3415 | Fuel Gas | Carbon Dioxide Total | 45323.5 | 0 | C
325110 | 1002859 | 2023 | F (Furnace) | F-3415 | Fuel Gas | Methane | 2.64 | 0 | C
325110 | 1002859 | 2023 | F (Furnace) | F-3415 | Fuel Gas | Methane (Co2 eq) | 66 | 0 | C
325110 | 1002859 | 2023 | F (Furnace) | F-3415 | Fuel Gas | Nitrous Oxide | 0.528 | 0 | C
325110 | 1002859 | 2023 | F (Furnace) | F-3415 | Fuel Gas | Nitrous Oxide (Co2 eq) | 157.4 | 0 | C
325110 | 1002859 | 2023 | F (Furnace) | F-3418 | Fuel Gas | Carbon Dioxide Biogenic | 0 | 0 | C
325110 | 1002859 | 2023 | F (Furnace) | F-3418 | Fuel Gas | Carbon Dioxide Non-Biogenic | 40586.2 | 0 | C
325110 | 1002859 | 2023 | F (Furnace) | F-3418 | Fuel Gas | Carbon Dioxide Total | 40586.2 | 0 | C
325110 | 1002859 | 2023 | F (Furnace) | F-3418 | Fuel Gas | Methane | 2.36 | 0 | C
325110 | 1002859 | 2023 | F (Furnace) | F-3418 | Fuel Gas | Methane (Co2 eq) | 59.1 | 0 | C
325110 | 1002859 | 2023 | F (Furnace) | F-3418 | Fuel Gas | Nitrous Oxide | 0.473 | 0 | C
325110 | 1002859 | 2023 | F (Furnace) | F-3418 | Fuel Gas | Nitrous Oxide (Co2 eq) | 140.9 | 0 | C
325110 | 1002859 | 2023 | F (Furnace) | F-3419 | Fuel Gas | Carbon Dioxide Biogenic | 0 | 0 | C
325110 | 1002859 | 2023 | F (Furnace) | F-3419 | Fuel Gas | Carbon Dioxide Non-Biogenic | 78331.6 | 0 | C
325110 | 1002859 | 2023 | F (Furnace) | F-3419 | Fuel Gas | Carbon Dioxide Total | 78331.6 | 0 | C
325110 | 1002859 | 2023 | F (Furnace) | F-3419 | Fuel Gas | Methane | 4.5 | 0 | C
325110 | 1002859 | 2023 | F (Furnace) | F-3419 | Fuel Gas | Methane (Co2 eq) | 112.5 | 0 | C
325110 | 1002859 | 2023 | F (Furnace) | F-3419 | Fuel Gas | Nitrous Oxide | 0.9 | 0 | C
325110 | 1002859 | 2023 | F (Furnace) | F-3419 | Fuel Gas | Nitrous Oxide (Co2 eq) | 268.3 | 0 | C
325110 | 1002859 | 2023 | F (Furnace) | F-3601 | Fuel Gas | Carbon Dioxide Biogenic | 0 | 0 | C
325110 | 1002859 | 2023 | F (Furnace) | F-3601 | Fuel Gas | Carbon Dioxide Non-Biogenic | 97.1 | 0 | C
325110 | 1002859 | 2023 | F (Furnace) | F-3601 | Fuel Gas | Carbon Dioxide Total | 97.1 | 0 | C
325110 | 1002859 | 2023 | F (Furnace) | F-3601 | Fuel Gas | Methane | 0.01 | 0 | C
325110 | 1002859 | 2023 | F (Furnace) | F-3601 | Fuel Gas | Methane (Co2 eq) | 0.2 | 0 | C
325110 | 1002859 | 2023 | F (Furnace) | F-3601 | Fuel Gas | Nitrous Oxide | 0.002 | 0 | C
325110 | 1002859 | 2023 | F (Furnace) | F-3601 | Fuel Gas | Nitrous Oxide (Co2 eq) | 0.5 | 0 | C
325110 | 1002859 | 2023 | F (Furnace) | F-3701 | Fuel Gas | Carbon Dioxide Biogenic | 0 | 0 | C
325110 | 1002859 | 2023 | F (Furnace) | F-3701 | Fuel Gas | Carbon Dioxide Non-Biogenic | 2366.8 | 0 | C
325110 | 1002859 | 2023 | F (Furnace) | F-3701 | Fuel Gas | Carbon Dioxide Total | 2366.8 | 0 | C
325110 | 1002859 | 2023 | F (Furnace) | F-3701 | Fuel Gas | Methane | 0.15 | 0 | C
325110 | 1002859 | 2023 | F (Furnace) | F-3701 | Fuel Gas | Methane (Co2 eq) | 3.9 | 0 | C
325110 | 1002859 | 2023 | F (Furnace) | F-3701 | Fuel Gas | Nitrous Oxide | 0.031 | 0 | C
325110 | 1002859 | 2023 | F (Furnace) | F-3701 | Fuel Gas | Nitrous Oxide (Co2 eq) | 9.2 | 0 | C
325110 | 1002859 | 2023 | F (Furnace) | F-38001A | Fuel Gas | Carbon Dioxide Biogenic | 0 | 0 | C
325110 | 1002859 | 2023 | F (Furnace) | F-38001A | Fuel Gas | Carbon Dioxide Non-Biogenic | 39991.2 | 0 | C
325110 | 1002859 | 2023 | F (Furnace) | F-38001A | Fuel Gas | Carbon Dioxide Total | 39991.2 | 0 | C
325110 | 1002859 | 2023 | F (Furnace) | F-38001A | Fuel Gas | Methane | 3.07 | 0 | C
325110 | 1002859 | 2023 | F (Furnace) | F-38001A | Fuel Gas | Methane (Co2 eq) | 76.8 | 0 | C
325110 | 1002859 | 2023 | F (Furnace) | F-38001A | Fuel Gas | Nitrous Oxide | 0.615 | 0 | C
325110 | 1002859 | 2023 | F (Furnace) | F-38001A | Fuel Gas | Nitrous Oxide (Co2 eq) | 183.2 | 0 | C
325110 | 1002859 | 2023 | F (Furnace) | F-38001B | Fuel Gas | Carbon Dioxide Biogenic | 0 | 0 | C
325110 | 1002859 | 2023 | F (Furnace) | F-38001B | Fuel Gas | Carbon Dioxide Non-Biogenic | 43556.3 | 0 | C
325110 | 1002859 | 2023 | F (Furnace) | F-38001B | Fuel Gas | Carbon Dioxide Total | 43556.3 | 0 | C
325110 | 1002859 | 2023 | F (Furnace) | F-38001B | Fuel Gas | Methane | 3.34 | 0 | C
325110 | 1002859 | 2023 | F (Furnace) | F-38001B | Fuel Gas | Methane (Co2 eq) | 83.4 | 0 | C
325110 | 1002859 | 2023 | F (Furnace) | F-38001B | Fuel Gas | Nitrous Oxide | 0.667 | 0 | C
325110 | 1002859 | 2023 | F (Furnace) | F-38001B | Fuel Gas | Nitrous Oxide (Co2 eq) | 198.8 | 0 | C
325110 | 1002859 | 2023 | F (Furnace) | F-4351 | Natural Gas (Weighted U.S. Average) | Carbon Dioxide Biogenic | 0 | 0 | C
325110 | 1002859 | 2023 | F (Furnace) | F-4351 | Natural Gas (Weighted U.S. Average) | Carbon Dioxide Non-Biogenic | 330.5 | 0 | C
325110 | 1002859 | 2023 | F (Furnace) | F-4351 | Natural Gas (Weighted U.S. Average) | Carbon Dioxide Total | 330.5 | 0 | C
325110 | 1002859 | 2023 | F (Furnace) | F-4351 | Natural Gas (Weighted U.S. Average) | Methane | 0.01 | 0 | C
325110 | 1002859 | 2023 | F (Furnace) | F-4351 | Natural Gas (Weighted U.S. Average) | Methane (Co2 eq) | 0.2 | 0 | C
325110 | 1002859 | 2023 | F (Furnace) | F-4351 | Natural Gas (Weighted U.S. Average) | Nitrous Oxide | 0.001 | 0 | C
325110 | 1002859 | 2023 | F (Furnace) | F-4351 | Natural Gas (Weighted U.S. Average) | Nitrous Oxide (Co2 eq) | 0.2 | 0 | C
325110 | 1002859 | 2023 | F (Furnace) | F-4360 | Natural Gas (Weighted U.S. Average) | Carbon Dioxide Biogenic | 0 | 0 | C
325110 | 1002859 | 2023 | F (Furnace) | F-4360 | Natural Gas (Weighted U.S. Average) | Carbon Dioxide Non-Biogenic | 2694.8 | 0 | C
325110 | 1002859 | 2023 | F (Furnace) | F-4360 | Natural Gas (Weighted U.S. Average) | Carbon Dioxide Total | 2694.8 | 0 | C
325110 | 1002859 | 2023 | F (Furnace) | F-4360 | Natural Gas (Weighted U.S. Average) | Methane | 0.05 | 0 | C
325110 | 1002859 | 2023 | F (Furnace) | F-4360 | Natural Gas (Weighted U.S. Average) | Methane (Co2 eq) | 1.3 | 0 | C
325110 | 1002859 | 2023 | F (Furnace) | F-4360 | Natural Gas (Weighted U.S. Average) | Nitrous Oxide | 0.005 | 0 | C
325110 | 1002859 | 2023 | F (Furnace) | F-4360 | Natural Gas (Weighted U.S. Average) | Nitrous Oxide (Co2 eq) | 1.5 | 0 | C
325110 | 1002859 | 2023 | F (Furnace) | F-4360C | Natural Gas (Weighted U.S. Average) | Carbon Dioxide Biogenic | 0 | 0 | C
325110 | 1002859 | 2023 | F (Furnace) | F-4360C | Natural Gas (Weighted U.S. Average) | Carbon Dioxide Non-Biogenic | 2917.3 | 0 | C
325110 | 1002859 | 2023 | F (Furnace) | F-4360C | Natural Gas (Weighted U.S. Average) | Carbon Dioxide Total | 2917.3 | 0 | C
325110 | 1002859 | 2023 | F (Furnace) | F-4360C | Natural Gas (Weighted U.S. Average) | Methane | 0.05 | 0 | C
325110 | 1002859 | 2023 | F (Furnace) | F-4360C | Natural Gas (Weighted U.S. Average) | Methane (Co2 eq) | 1.4 | 0 | C
325110 | 1002859 | 2023 | F (Furnace) | F-4360C | Natural Gas (Weighted U.S. Average) | Nitrous Oxide | 0.005 | 0 | C
325110 | 1002859 | 2023 | F (Furnace) | F-4360C | Natural Gas (Weighted U.S. Average) | Nitrous Oxide (Co2 eq) | 1.6 | 0 | C
325110 | 1002859 | 2023 | F (Furnace) | F-4361 | Natural Gas (Weighted U.S. Average) | Carbon Dioxide Biogenic | 0 | 0 | C
325110 | 1002859 | 2023 | F (Furnace) | F-4361 | Natural Gas (Weighted U.S. Average) | Carbon Dioxide Non-Biogenic | 526.6 | 0 | C
325110 | 1002859 | 2023 | F (Furnace) | F-4361 | Natural Gas (Weighted U.S. Average) | Carbon Dioxide Total | 526.6 | 0 | C
325110 | 1002859 | 2023 | F (Furnace) | F-4361 | Natural Gas (Weighted U.S. Average) | Methane | 0.01 | 0 | C
325110 | 1002859 | 2023 | F (Furnace) | F-4361 | Natural Gas (Weighted U.S. Average) | Methane (Co2 eq) | 0.2 | 0 | C
325110 | 1002859 | 2023 | F (Furnace) | F-4361 | Natural Gas (Weighted U.S. Average) | Nitrous Oxide | 0.001 | 0 | C
325110 | 1002859 | 2023 | F (Furnace) | F-4361 | Natural Gas (Weighted U.S. Average) | Nitrous Oxide (Co2 eq) | 0.3 | 0 | C
325110 | 1002859 | 2023 | F (Furnace) | F-4401 | Fuel Gas | Carbon Dioxide Biogenic | 0 | 0 | C
325110 | 1002859 | 2023 | F (Furnace) | F-4401 | Fuel Gas | Carbon Dioxide Non-Biogenic | 53171.4 | 0 | C
325110 | 1002859 | 2023 | F (Furnace) | F-4401 | Fuel Gas | Carbon Dioxide Total | 53171.4 | 0 | C
325110 | 1002859 | 2023 | F (Furnace) | F-4401 | Fuel Gas | Methane | 3.11 | 0 | C
325110 | 1002859 | 2023 | F (Furnace) | F-4401 | Fuel Gas | Methane (Co2 eq) | 77.8 | 0 | C
325110 | 1002859 | 2023 | F (Furnace) | F-4401 | Fuel Gas | Nitrous Oxide | 0.622 | 0 | C
325110 | 1002859 | 2023 | F (Furnace) | F-4401 | Fuel Gas | Nitrous Oxide (Co2 eq) | 185.4 | 0 | C
325110 | 1002859 | 2023 | F (Furnace) | F-4402 | Fuel Gas | Carbon Dioxide Biogenic | 0 | 0 | C
325110 | 1002859 | 2023 | F (Furnace) | F-4402 | Fuel Gas | Carbon Dioxide Non-Biogenic | 53172.6 | 0 | C
325110 | 1002859 | 2023 | F (Furnace) | F-4402 | Fuel Gas | Carbon Dioxide Total | 53172.6 | 0 | C
325110 | 1002859 | 2023 | F (Furnace) | F-4402 | Fuel Gas | Methane | 3.1 | 0 | C
325110 | 1002859 | 2023 | F (Furnace) | F-4402 | Fuel Gas | Methane (Co2 eq) | 77.5 | 0 | C
325110 | 1002859 | 2023 | F (Furnace) | F-4402 | Fuel Gas | Nitrous Oxide | 0.62 | 0 | C
325110 | 1002859 | 2023 | F (Furnace) | F-4402 | Fuel Gas | Nitrous Oxide (Co2 eq) | 184.8 | 0 | C
325110 | 1002859 | 2023 | F (Furnace) | F-4403 | Fuel Gas | Carbon Dioxide Biogenic | 0 | 0 | C
325110 | 1002859 | 2023 | F (Furnace) | F-4403 | Fuel Gas | Carbon Dioxide Non-Biogenic | 51275 | 0 | C
325110 | 1002859 | 2023 | F (Furnace) | F-4403 | Fuel Gas | Carbon Dioxide Total | 51275 | 0 | C
325110 | 1002859 | 2023 | F (Furnace) | F-4403 | Fuel Gas | Methane | 2.99 | 0 | C
325110 | 1002859 | 2023 | F (Furnace) | F-4403 | Fuel Gas | Methane (Co2 eq) | 74.9 | 0 | C
325110 | 1002859 | 2023 | F (Furnace) | F-4403 | Fuel Gas | Nitrous Oxide | 0.599 | 0 | C
325110 | 1002859 | 2023 | F (Furnace) | F-4403 | Fuel Gas | Nitrous Oxide (Co2 eq) | 178.5 | 0 | C
325110 | 1002859 | 2023 | F (Furnace) | F-4404 | Fuel Gas | Carbon Dioxide Biogenic | 0 | 0 | C
325110 | 1002859 | 2023 | F (Furnace) | F-4404 | Fuel Gas | Carbon Dioxide Non-Biogenic | 45065.6 | 0 | C
325110 | 1002859 | 2023 | F (Furnace) | F-4404 | Fuel Gas | Carbon Dioxide Total | 45065.6 | 0 | C
325110 | 1002859 | 2023 | F (Furnace) | F-4404 | Fuel Gas | Methane | 2.63 | 0 | C
325110 | 1002859 | 2023 | F (Furnace) | F-4404 | Fuel Gas | Methane (Co2 eq) | 65.7 | 0 | C
325110 | 1002859 | 2023 | F (Furnace) | F-4404 | Fuel Gas | Nitrous Oxide | 0.526 | 0 | C
325110 | 1002859 | 2023 | F (Furnace) | F-4404 | Fuel Gas | Nitrous Oxide (Co2 eq) | 156.6 | 0 | C
325110 | 1002859 | 2023 | F (Furnace) | F-4405 | Fuel Gas | Carbon Dioxide Biogenic | 0 | 0 | C
325110 | 1002859 | 2023 | F (Furnace) | F-4405 | Fuel Gas | Carbon Dioxide Non-Biogenic | 60914.4 | 0 | C
325110 | 1002859 | 2023 | F (Furnace) | F-4405 | Fuel Gas | Carbon Dioxide Total | 60914.4 | 0 | C
325110 | 1002859 | 2023 | F (Furnace) | F-4405 | Fuel Gas | Methane | 3.56 | 0 | C
325110 | 1002859 | 2023 | F (Furnace) | F-4405 | Fuel Gas | Methane (Co2 eq) | 89 | 0 | C
325110 | 1002859 | 2023 | F (Furnace) | F-4405 | Fuel Gas | Nitrous Oxide | 0.712 | 0 | C
325110 | 1002859 | 2023 | F (Furnace) | F-4405 | Fuel Gas | Nitrous Oxide (Co2 eq) | 212.2 | 0 | C
325110 | 1002859 | 2023 | F (Furnace) | F-4406 | Fuel Gas | Carbon Dioxide Biogenic | 0 | 0 | C
325110 | 1002859 | 2023 | F (Furnace) | F-4406 | Fuel Gas | Carbon Dioxide Non-Biogenic | 60846.6 | 0 | C
325110 | 1002859 | 2023 | F (Furnace) | F-4406 | Fuel Gas | Carbon Dioxide Total | 60846.6 | 0 | C
325110 | 1002859 | 2023 | F (Furnace) | F-4406 | Fuel Gas | Methane | 3.56 | 0 | C
325110 | 1002859 | 2023 | F (Furnace) | F-4406 | Fuel Gas | Methane (Co2 eq) | 88.9 | 0 | C
325110 | 1002859 | 2023 | F (Furnace) | F-4406 | Fuel Gas | Nitrous Oxide | 0.711 | 0 | C
325110 | 1002859 | 2023 | F (Furnace) | F-4406 | Fuel Gas | Nitrous Oxide (Co2 eq) | 212 | 0 | C
325110 | 1002859 | 2023 | F (Furnace) | F-4407 | Fuel Gas | Carbon Dioxide Biogenic | 0 | 0 | C
325110 | 1002859 | 2023 | F (Furnace) | F-4407 | Fuel Gas | Carbon Dioxide Non-Biogenic | 54539.5 | 0 | C
325110 | 1002859 | 2023 | F (Furnace) | F-4407 | Fuel Gas | Carbon Dioxide Total | 54539.5 | 0 | C
325110 | 1002859 | 2023 | F (Furnace) | F-4407 | Fuel Gas | Methane | 3.19 | 0 | C
325110 | 1002859 | 2023 | F (Furnace) | F-4407 | Fuel Gas | Methane (Co2 eq) | 79.9 | 0 | C
325110 | 1002859 | 2023 | F (Furnace) | F-4407 | Fuel Gas | Nitrous Oxide | 0.639 | 0 | C
325110 | 1002859 | 2023 | F (Furnace) | F-4407 | Fuel Gas | Nitrous Oxide (Co2 eq) | 190.4 | 0 | C
325110 | 1002859 | 2023 | F (Furnace) | F-4408 | Fuel Gas | Carbon Dioxide Biogenic | 0 | 0 | C
325110 | 1002859 | 2023 | F (Furnace) | F-4408 | Fuel Gas | Carbon Dioxide Non-Biogenic | 48070 | 0 | C
325110 | 1002859 | 2023 | F (Furnace) | F-4408 | Fuel Gas | Carbon Dioxide Total | 48070 | 0 | C
325110 | 1002859 | 2023 | F (Furnace) | F-4408 | Fuel Gas | Methane | 2.82 | 0 | C
325110 | 1002859 | 2023 | F (Furnace) | F-4408 | Fuel Gas | Methane (Co2 eq) | 70.6 | 0 | C
325110 | 1002859 | 2023 | F (Furnace) | F-4408 | Fuel Gas | Nitrous Oxide | 0.565 | 0 | C
325110 | 1002859 | 2023 | F (Furnace) | F-4408 | Fuel Gas | Nitrous Oxide (Co2 eq) | 168.3 | 0 | C
325110 | 1002859 | 2023 | F (Furnace) | F-4409 | Fuel Gas | Carbon Dioxide Biogenic | 0 | 0 | C
325110 | 1002859 | 2023 | F (Furnace) | F-4409 | Fuel Gas | Carbon Dioxide Non-Biogenic | 57508.8 | 0 | C
325110 | 1002859 | 2023 | F (Furnace) | F-4409 | Fuel Gas | Carbon Dioxide Total | 57508.8 | 0 | C
325110 | 1002859 | 2023 | F (Furnace) | F-4409 | Fuel Gas | Methane | 3.37 | 0 | C
325110 | 1002859 | 2023 | F (Furnace) | F-4409 | Fuel Gas | Methane (Co2 eq) | 84.3 | 0 | C
325110 | 1002859 | 2023 | F (Furnace) | F-4409 | Fuel Gas | Nitrous Oxide | 0.674 | 0 | C
325110 | 1002859 | 2023 | F (Furnace) | F-4409 | Fuel Gas | Nitrous Oxide (Co2 eq) | 201 | 0 | C
325110 | 1002859 | 2023 | F (Furnace) | F-4410 | Fuel Gas | Carbon Dioxide Biogenic | 0 | 0 | C
325110 | 1002859 | 2023 | F (Furnace) | F-4410 | Fuel Gas | Carbon Dioxide Non-Biogenic | 57910.6 | 0 | C
325110 | 1002859 | 2023 | F (Furnace) | F-4410 | Fuel Gas | Carbon Dioxide Total | 57910.6 | 0 | C
325110 | 1002859 | 2023 | F (Furnace) | F-4410 | Fuel Gas | Methane | 3.39 | 0 | C
325110 | 1002859 | 2023 | F (Furnace) | F-4410 | Fuel Gas | Methane (Co2 eq) | 84.8 | 0 | C
325110 | 1002859 | 2023 | F (Furnace) | F-4410 | Fuel Gas | Nitrous Oxide | 0.679 | 0 | C
325110 | 1002859 | 2023 | F (Furnace) | F-4410 | Fuel Gas | Nitrous Oxide (Co2 eq) | 202.2 | 0 | C
325110 | 1002859 | 2023 | F (Furnace) | F-4411 | Fuel Gas | Carbon Dioxide Biogenic | 0 | 0 | C
325110 | 1002859 | 2023 | F (Furnace) | F-4411 | Fuel Gas | Carbon Dioxide Non-Biogenic | 59833.7 | 0 | C
325110 | 1002859 | 2023 | F (Furnace) | F-4411 | Fuel Gas | Carbon Dioxide Total | 59833.7 | 0 | C
325110 | 1002859 | 2023 | F (Furnace) | F-4411 | Fuel Gas | Methane | 3.51 | 0 | C
325110 | 1002859 | 2023 | F (Furnace) | F-4411 | Fuel Gas | Methane (Co2 eq) | 87.6 | 0 | C
325110 | 1002859 | 2023 | F (Furnace) | F-4411 | Fuel Gas | Nitrous Oxide | 0.701 | 0 | C
325110 | 1002859 | 2023 | F (Furnace) | F-4411 | Fuel Gas | Nitrous Oxide (Co2 eq) | 209 | 0 | C
325110 | 1002859 | 2023 | F (Furnace) | F-4412 | Fuel Gas | Carbon Dioxide Biogenic | 0 | 0 | C
325110 | 1002859 | 2023 | F (Furnace) | F-4412 | Fuel Gas | Carbon Dioxide Non-Biogenic | 54198.9 | 0 | C
325110 | 1002859 | 2023 | F (Furnace) | F-4412 | Fuel Gas | Carbon Dioxide Total | 54198.9 | 0 | C
325110 | 1002859 | 2023 | F (Furnace) | F-4412 | Fuel Gas | Methane | 3.18 | 0 | C
325110 | 1002859 | 2023 | F (Furnace) | F-4412 | Fuel Gas | Methane (Co2 eq) | 79.4 | 0 | C
325110 | 1002859 | 2023 | F (Furnace) | F-4412 | Fuel Gas | Nitrous Oxide | 0.635 | 0 | C
325110 | 1002859 | 2023 | F (Furnace) | F-4412 | Fuel Gas | Nitrous Oxide (Co2 eq) | 189.3 | 0 | C
325110 | 1002859 | 2023 | F (Furnace) | F-4413 | Fuel Gas | Carbon Dioxide Biogenic | 0 | 0 | C
325110 | 1002859 | 2023 | F (Furnace) | F-4413 | Fuel Gas | Carbon Dioxide Non-Biogenic | 60228.3 | 0 | C
325110 | 1002859 | 2023 | F (Furnace) | F-4413 | Fuel Gas | Carbon Dioxide Total | 60228.3 | 0 | C
325110 | 1002859 | 2023 | F (Furnace) | F-4413 | Fuel Gas | Methane | 3.52 | 0 | C
325110 | 1002859 | 2023 | F (Furnace) | F-4413 | Fuel Gas | Methane (Co2 eq) | 88 | 0 | C
325110 | 1002859 | 2023 | F (Furnace) | F-4413 | Fuel Gas | Nitrous Oxide | 0.704 | 0 | C
325110 | 1002859 | 2023 | F (Furnace) | F-4413 | Fuel Gas | Nitrous Oxide (Co2 eq) | 209.7 | 0 | C
325110 | 1002859 | 2023 | F (Furnace) | F-4414 | Fuel Gas | Carbon Dioxide Biogenic | 0 | 0 | C
325110 | 1002859 | 2023 | F (Furnace) | F-4414 | Fuel Gas | Carbon Dioxide Non-Biogenic | 56485.6 | 0 | C
325110 | 1002859 | 2023 | F (Furnace) | F-4414 | Fuel Gas | Carbon Dioxide Total | 56485.6 | 0 | C
325110 | 1002859 | 2023 | F (Furnace) | F-4414 | Fuel Gas | Methane | 3.3 | 0 | C
325110 | 1002859 | 2023 | F (Furnace) | F-4414 | Fuel Gas | Methane (Co2 eq) | 82.4 | 0 | C
325110 | 1002859 | 2023 | F (Furnace) | F-4414 | Fuel Gas | Nitrous Oxide | 0.659 | 0 | C
325110 | 1002859 | 2023 | F (Furnace) | F-4414 | Fuel Gas | Nitrous Oxide (Co2 eq) | 196.5 | 0 | C
325110 | 1002859 | 2023 | F (Furnace) | F-4415 | Fuel Gas | Carbon Dioxide Biogenic | 0 | 0 | C
325110 | 1002859 | 2023 | F (Furnace) | F-4415 | Fuel Gas | Carbon Dioxide Non-Biogenic | 28207.4 | 0 | C
325110 | 1002859 | 2023 | F (Furnace) | F-4415 | Fuel Gas | Carbon Dioxide Total | 28207.4 | 0 | C
325110 | 1002859 | 2023 | F (Furnace) | F-4415 | Fuel Gas | Methane | 1.65 | 0 | C
325110 | 1002859 | 2023 | F (Furnace) | F-4415 | Fuel Gas | Methane (Co2 eq) | 41.4 | 0 | C
325110 | 1002859 | 2023 | F (Furnace) | F-4415 | Fuel Gas | Nitrous Oxide | 0.331 | 0 | C
325110 | 1002859 | 2023 | F (Furnace) | F-4415 | Fuel Gas | Nitrous Oxide (Co2 eq) | 98.6 | 0 | C
325110 | 1002859 | 2023 | F (Furnace) | F-4418 | Fuel Gas | Carbon Dioxide Biogenic | 0 | 0 | C
325110 | 1002859 | 2023 | F (Furnace) | F-4418 | Fuel Gas | Carbon Dioxide Non-Biogenic | 47180.4 | 0 | C
325110 | 1002859 | 2023 | F (Furnace) | F-4418 | Fuel Gas | Carbon Dioxide Total | 47180.4 | 0 | C
325110 | 1002859 | 2023 | F (Furnace) | F-4418 | Fuel Gas | Methane | 2.76 | 0 | C
325110 | 1002859 | 2023 | F (Furnace) | F-4418 | Fuel Gas | Methane (Co2 eq) | 68.9 | 0 | C
325110 | 1002859 | 2023 | F (Furnace) | F-4418 | Fuel Gas | Nitrous Oxide | 0.551 | 0 | C
325110 | 1002859 | 2023 | F (Furnace) | F-4418 | Fuel Gas | Nitrous Oxide (Co2 eq) | 164.3 | 0 | C
325110 | 1002859 | 2023 | F (Furnace) | F-4419 | Fuel Gas | Carbon Dioxide Biogenic | 0 | 0 | C
325110 | 1002859 | 2023 | F (Furnace) | F-4419 | Fuel Gas | Carbon Dioxide Non-Biogenic | 73192 | 0 | C
325110 | 1002859 | 2023 | F (Furnace) | F-4419 | Fuel Gas | Carbon Dioxide Total | 73192 | 0 | C
325110 | 1002859 | 2023 | F (Furnace) | F-4419 | Fuel Gas | Methane | 4.28 | 0 | C
325110 | 1002859 | 2023 | F (Furnace) | F-4419 | Fuel Gas | Methane (Co2 eq) | 106.9 | 0 | C
325110 | 1002859 | 2023 | F (Furnace) | F-4419 | Fuel Gas | Nitrous Oxide | 0.855 | 0 | C
325110 | 1002859 | 2023 | F (Furnace) | F-4419 | Fuel Gas | Nitrous Oxide (Co2 eq) | 254.8 | 0 | C
325110 | 1002859 | 2023 | F (Furnace) | F-4601 | Fuel Gas | Carbon Dioxide Biogenic | 0 | 0 | C
325110 | 1002859 | 2023 | F (Furnace) | F-4601 | Fuel Gas | Carbon Dioxide Non-Biogenic | 217.6 | 0 | C
325110 | 1002859 | 2023 | F (Furnace) | F-4601 | Fuel Gas | Carbon Dioxide Total | 217.6 | 0 | C
325110 | 1002859 | 2023 | F (Furnace) | F-4601 | Fuel Gas | Methane | 0.02 | 0 | C
325110 | 1002859 | 2023 | F (Furnace) | F-4601 | Fuel Gas | Methane (Co2 eq) | 0.6 | 0 | C
325110 | 1002859 | 2023 | F (Furnace) | F-4601 | Fuel Gas | Nitrous Oxide | 0.005 | 0 | C
325110 | 1002859 | 2023 | F (Furnace) | F-4601 | Fuel Gas | Nitrous Oxide (Co2 eq) | 1.4 | 0 | C
325110 | 1002859 | 2023 | F (Furnace) | F-48001A | Fuel Gas | Carbon Dioxide Biogenic | 0 | 0 | C
325110 | 1002859 | 2023 | F (Furnace) | F-48001A | Fuel Gas | Carbon Dioxide Non-Biogenic | 24018.2 | 0 | C
325110 | 1002859 | 2023 | F (Furnace) | F-48001A | Fuel Gas | Carbon Dioxide Total | 24018.2 | 0 | C
325110 | 1002859 | 2023 | F (Furnace) | F-48001A | Fuel Gas | Methane | 1.86 | 0 | C
325110 | 1002859 | 2023 | F (Furnace) | F-48001A | Fuel Gas | Methane (Co2 eq) | 46.4 | 0 | C
325110 | 1002859 | 2023 | F (Furnace) | F-48001A | Fuel Gas | Nitrous Oxide | 0.371 | 0 | C
325110 | 1002859 | 2023 | F (Furnace) | F-48001A | Fuel Gas | Nitrous Oxide (Co2 eq) | 110.7 | 0 | C
325110 | 1002859 | 2023 | F (Furnace) | F-48001B | Fuel Gas | Carbon Dioxide Biogenic | 0 | 0 | C
325110 | 1002859 | 2023 | F (Furnace) | F-48001B | Fuel Gas | Carbon Dioxide Non-Biogenic | 22636.7 | 0 | C
325110 | 1002859 | 2023 | F (Furnace) | F-48001B | Fuel Gas | Carbon Dioxide Total | 22636.7 | 0 | C
325110 | 1002859 | 2023 | F (Furnace) | F-48001B | Fuel Gas | Methane | 1.75 | 0 | C
325110 | 1002859 | 2023 | F (Furnace) | F-48001B | Fuel Gas | Methane (Co2 eq) | 43.8 | 0 | C
325110 | 1002859 | 2023 | F (Furnace) | F-48001B | Fuel Gas | Nitrous Oxide | 0.35 | 0 | C
325110 | 1002859 | 2023 | F (Furnace) | F-48001B | Fuel Gas | Nitrous Oxide (Co2 eq) | 104.4 | 0 | C
325110 | 1002859 | 2023 | Flare | FL-3801 |  | Carbon Dioxide | 20154.9 |  | X
325110 | 1002859 | 2023 | Flare | FL-3801 |  | Methane | 33.91 |  | X
325110 | 1002859 | 2023 | Flare | FL-3801 |  | Nitrous Oxide | 0.202 |  | X
325110 | 1002859 | 2023 | Flare | FL-4801 |  | Carbon Dioxide | 14379 |  | X
325110 | 1002859 | 2023 | Flare | FL-4801 |  | Methane | 20.99 |  | X
325110 | 1002859 | 2023 | Flare | FL-4801 |  | Nitrous Oxide | 0.144 |  | X
325110 | 1002859 | 2023 | OCS (Other combustion source) | FL-6901 | Natural Gas (Weighted U.S. Average) | Carbon Dioxide Biogenic | 0 | 0 | C
325110 | 1002859 | 2023 | OCS (Other combustion source) | FL-6901 | Natural Gas (Weighted U.S. Average) | Carbon Dioxide Non-Biogenic | 1982.4 | 0 | C
325110 | 1002859 | 2023 | OCS (Other combustion source) | FL-6901 | Natural Gas (Weighted U.S. Average) | Carbon Dioxide Total | 1982.4 | 0 | C
325110 | 1002859 | 2023 | OCS (Other combustion source) | FL-6901 | Natural Gas (Weighted U.S. Average) | Methane | 0.04 | 0 | C
325110 | 1002859 | 2023 | OCS (Other combustion source) | FL-6901 | Natural Gas (Weighted U.S. Average) | Methane (Co2 eq) | 0.9 | 0 | C
325110 | 1002859 | 2023 | OCS (Other combustion source) | FL-6901 | Natural Gas (Weighted U.S. Average) | Nitrous Oxide | 0.004 | 0 | C
325110 | 1002859 | 2023 | OCS (Other combustion source) | FL-6901 | Natural Gas (Weighted U.S. Average) | Nitrous Oxide (Co2 eq) | 1.1 | 0 | C
325110 | 1002859 | 2023 | Petrochemical process unit | Methanol Production |  | Carbon Dioxide | 204883.7 |  | X
325110 | 1002859 | 2023 | RICE (Reciprocating internal combustion engine) | OP1EN1 | Distillate Fuel Oil No. 4 | Carbon Dioxide Biogenic | 0 | 0 | C
325110 | 1002859 | 2023 | RICE (Reciprocating internal combustion engine) | OP1EN1 | Distillate Fuel Oil No. 4 | Carbon Dioxide Non-Biogenic | 537.7 | 0 | C
325110 | 1002859 | 2023 | RICE (Reciprocating internal combustion engine) | OP1EN1 | Distillate Fuel Oil No. 4 | Carbon Dioxide Total | 537.7 | 0 | C
325110 | 1002859 | 2023 | RICE (Reciprocating internal combustion engine) | OP1EN1 | Distillate Fuel Oil No. 4 | Methane | 0.02 | 0 | C
325110 | 1002859 | 2023 | RICE (Reciprocating internal combustion engine) | OP1EN1 | Distillate Fuel Oil No. 4 | Methane (Co2 eq) | 0.5 | 0 | C
325110 | 1002859 | 2023 | RICE (Reciprocating internal combustion engine) | OP1EN1 | Distillate Fuel Oil No. 4 | Nitrous Oxide | 0.004 | 0 | C
325110 | 1002859 | 2023 | RICE (Reciprocating internal combustion engine) | OP1EN1 | Distillate Fuel Oil No. 4 | Nitrous Oxide (Co2 eq) | 1.3 | 0 | C
325110 | 1002859 | 2023 | RICE (Reciprocating internal combustion engine) | OP2EN1 | Distillate Fuel Oil No. 4 | Carbon Dioxide Biogenic | 0 | 0 | C
325110 | 1002859 | 2023 | RICE (Reciprocating internal combustion engine) | OP2EN1 | Distillate Fuel Oil No. 4 | Carbon Dioxide Non-Biogenic | 377.9 | 0 | C
325110 | 1002859 | 2023 | RICE (Reciprocating internal combustion engine) | OP2EN1 | Distillate Fuel Oil No. 4 | Carbon Dioxide Total | 377.9 | 0 | C
325110 | 1002859 | 2023 | RICE (Reciprocating internal combustion engine) | OP2EN1 | Distillate Fuel Oil No. 4 | Methane | 0.02 | 0 | C
325110 | 1002859 | 2023 | RICE (Reciprocating internal combustion engine) | OP2EN1 | Distillate Fuel Oil No. 4 | Methane (Co2 eq) | 0.4 | 0 | C
325110 | 1002859 | 2023 | RICE (Reciprocating internal combustion engine) | OP2EN1 | Distillate Fuel Oil No. 4 | Nitrous Oxide | 0.003 | 0 | C
325110 | 1002859 | 2023 | RICE (Reciprocating internal combustion engine) | OP2EN1 | Distillate Fuel Oil No. 4 | Nitrous Oxide (Co2 eq) | 0.9 | 0 | C
325110 | 1002859 | 2023 | RICE (Reciprocating internal combustion engine) | ZMSENAIS | Distillate Fuel Oil No. 4 | Carbon Dioxide Biogenic | 0 | 0 | C
325110 | 1002859 | 2023 | RICE (Reciprocating internal combustion engine) | ZMSENAIS | Distillate Fuel Oil No. 4 | Carbon Dioxide Non-Biogenic | 186.2 | 0 | C
325110 | 1002859 | 2023 | RICE (Reciprocating internal combustion engine) | ZMSENAIS | Distillate Fuel Oil No. 4 | Carbon Dioxide Total | 186.2 | 0 | C
325110 | 1002859 | 2023 | RICE (Reciprocating internal combustion engine) | ZMSENAIS | Distillate Fuel Oil No. 4 | Methane | 0.01 | 0 | C
325110 | 1002859 | 2023 | RICE (Reciprocating internal combustion engine) | ZMSENAIS | Distillate Fuel Oil No. 4 | Methane (Co2 eq) | 0.2 | 0 | C
325110 | 1002859 | 2023 | RICE (Reciprocating internal combustion engine) | ZMSENAIS | Distillate Fuel Oil No. 4 | Nitrous Oxide | 0.001 | 0 | C
325110 | 1002859 | 2023 | RICE (Reciprocating internal combustion engine) | ZMSENAIS | Distillate Fuel Oil No. 4 | Nitrous Oxide (Co2 eq) | 0.4 | 0 | C
322130 | 1002861 | 2023 |  | CP-Boilers | Distillate Fuel Oil No. 2 | Carbon Dioxide Biogenic | 0 | 0 | C
322130 | 1002861 | 2023 |  | CP-Boilers | Distillate Fuel Oil No. 2 | Carbon Dioxide Non-Biogenic | 0 | 0 | C
322130 | 1002861 | 2023 |  | CP-Boilers | Distillate Fuel Oil No. 2 | Carbon Dioxide Total | 0 | 0 | C
322130 | 1002861 | 2023 |  | CP-Boilers | Distillate Fuel Oil No. 2 | Methane | 0 | 0 | C
322130 | 1002861 | 2023 |  | CP-Boilers | Distillate Fuel Oil No. 2 | Methane (Co2 eq) | 0 | 0 | C
322130 | 1002861 | 2023 |  | CP-Boilers | Distillate Fuel Oil No. 2 | Nitrous Oxide | 0 | 0 | C
322130 | 1002861 | 2023 |  | CP-Boilers | Distillate Fuel Oil No. 2 | Nitrous Oxide (Co2 eq) | 0 | 0 | C
322130 | 1002861 | 2023 |  | CP-Boilers | Natural Gas (Weighted U.S. Average) | Carbon Dioxide Biogenic | 0 | 0 | C
322130 | 1002861 | 2023 |  | CP-Boilers | Natural Gas (Weighted U.S. Average) | Carbon Dioxide Non-Biogenic | 29972.8 | 0 | C
322130 | 1002861 | 2023 |  | CP-Boilers | Natural Gas (Weighted U.S. Average) | Carbon Dioxide Total | 29972.8 | 0 | C
322130 | 1002861 | 2023 |  | CP-Boilers | Natural Gas (Weighted U.S. Average) | Methane | 0.56 | 0 | C
322130 | 1002861 | 2023 |  | CP-Boilers | Natural Gas (Weighted U.S. Average) | Methane (Co2 eq) | 14.1 | 0 | C
322130 | 1002861 | 2023 |  | CP-Boilers | Natural Gas (Weighted U.S. Average) | Nitrous Oxide | 0.056 | 0 | C
322130 | 1002861 | 2023 |  | CP-Boilers | Natural Gas (Weighted U.S. Average) | Nitrous Oxide (Co2 eq) | 16.8 | 0 | C
322130 | 1002862 | 2023 |  | CP-B01B03 | Natural Gas (Weighted U.S. Average) | Carbon Dioxide Biogenic | 0 | 0 | C
322130 | 1002862 | 2023 |  | CP-B01B03 | Natural Gas (Weighted U.S. Average) | Carbon Dioxide Non-Biogenic | 49627.2 | 0 | C
322130 | 1002862 | 2023 |  | CP-B01B03 | Natural Gas (Weighted U.S. Average) | Carbon Dioxide Total | 49627.2 | 0 | C
322130 | 1002862 | 2023 |  | CP-B01B03 | Natural Gas (Weighted U.S. Average) | Methane | 0.94 | 0 | C
322130 | 1002862 | 2023 |  | CP-B01B03 | Natural Gas (Weighted U.S. Average) | Methane (Co2 eq) | 23.4 | 0 | C
322130 | 1002862 | 2023 |  | CP-B01B03 | Natural Gas (Weighted U.S. Average) | Nitrous Oxide | 0.094 | 0 | C
322130 | 1002862 | 2023 |  | CP-B01B03 | Natural Gas (Weighted U.S. Average) | Nitrous Oxide (Co2 eq) | 27.9 | 0 | C
312140 | 1002865 | 2023 |  | GP-01 | Natural Gas (Weighted U.S. Average) | Carbon Dioxide Biogenic | 0 | 2122046000 | C
312140 | 1002865 | 2023 |  | GP-01 | Natural Gas (Weighted U.S. Average) | Carbon Dioxide Non-Biogenic | 115523.3 | 2122046000 | C
312140 | 1002865 | 2023 |  | GP-01 | Natural Gas (Weighted U.S. Average) | Carbon Dioxide Total | 115523.3 | 2122046000 | C
312140 | 1002865 | 2023 |  | GP-01 | Natural Gas (Weighted U.S. Average) | Methane | 2.18 | 2122046000 | C
312140 | 1002865 | 2023 |  | GP-01 | Natural Gas (Weighted U.S. Average) | Methane (Co2 eq) | 54.4 | 2122046000 | C
312140 | 1002865 | 2023 |  | GP-01 | Natural Gas (Weighted U.S. Average) | Nitrous Oxide | 0.218 | 2122046000 | C
312140 | 1002865 | 2023 |  | GP-01 | Natural Gas (Weighted U.S. Average) | Nitrous Oxide (Co2 eq) | 64.9 | 2122046000 | C
312140 | 1002865 | 2023 | FLR (Flare) | IA-WWTPFLARE | Propane | Carbon Dioxide Biogenic | 0 | 5980 | C
312140 | 1002865 | 2023 | FLR (Flare) | IA-WWTPFLARE | Propane | Carbon Dioxide Non-Biogenic | 34.2 | 5980 | C
312140 | 1002865 | 2023 | FLR (Flare) | IA-WWTPFLARE | Propane | Carbon Dioxide Total | 34.2 | 5980 | C
312140 | 1002865 | 2023 | FLR (Flare) | IA-WWTPFLARE | Propane | Methane | 0 | 5980 | C
312140 | 1002865 | 2023 | FLR (Flare) | IA-WWTPFLARE | Propane | Methane (Co2 eq) | 0 | 5980 | C
312140 | 1002865 | 2023 | FLR (Flare) | IA-WWTPFLARE | Propane | Nitrous Oxide | 0 | 5980 | C
312140 | 1002865 | 2023 | FLR (Flare) | IA-WWTPFLARE | Propane | Nitrous Oxide (Co2 eq) | 0.1 | 5980 | C
312120 | 1002867 | 2023 |  | GP-Boilers & Wtr Heater | Natural Gas (Weighted U.S. Average) | Carbon Dioxide Biogenic | 0 | 537029159.88 | C
312120 | 1002867 | 2023 |  | GP-Boilers & Wtr Heater | Natural Gas (Weighted U.S. Average) | Carbon Dioxide Non-Biogenic | 29520.6 | 537029159.88 | C
312120 | 1002867 | 2023 |  | GP-Boilers & Wtr Heater | Natural Gas (Weighted U.S. Average) | Carbon Dioxide Total | 29520.6 | 537029159.88 | C
312120 | 1002867 | 2023 |  | GP-Boilers & Wtr Heater | Natural Gas (Weighted U.S. Average) | Methane | 0.56 | 537029159.88 | C
312120 | 1002867 | 2023 |  | GP-Boilers & Wtr Heater | Natural Gas (Weighted U.S. Average) | Methane (Co2 eq) | 13.9 | 537029159.88 | C
312120 | 1002867 | 2023 |  | GP-Boilers & Wtr Heater | Natural Gas (Weighted U.S. Average) | Nitrous Oxide | 0.056 | 537029159.88 | C
312120 | 1002867 | 2023 |  | GP-Boilers & Wtr Heater | Natural Gas (Weighted U.S. Average) | Nitrous Oxide (Co2 eq) | 16.6 | 537029159.88 | C
312120 | 1002867 | 2023 |  | GP-Boilers & Wtr Heater | Other Biomass Gases | Carbon Dioxide Biogenic | 4080.9 | 119653613.51 | C
312120 | 1002867 | 2023 |  | GP-Boilers & Wtr Heater | Other Biomass Gases | Carbon Dioxide Non-Biogenic | 0 | 119653613.51 | C
312120 | 1002867 | 2023 |  | GP-Boilers & Wtr Heater | Other Biomass Gases | Carbon Dioxide Total | 4080.9 | 119653613.51 | C
312120 | 1002867 | 2023 |  | GP-Boilers & Wtr Heater | Other Biomass Gases | Methane | 0.25 | 119653613.51 | C
312120 | 1002867 | 2023 |  | GP-Boilers & Wtr Heater | Other Biomass Gases | Methane (Co2 eq) | 6.3 | 119653613.51 | C
312120 | 1002867 | 2023 |  | GP-Boilers & Wtr Heater | Other Biomass Gases | Nitrous Oxide | 0.049 | 119653613.51 | C
312120 | 1002867 | 2023 |  | GP-Boilers & Wtr Heater | Other Biomass Gases | Nitrous Oxide (Co2 eq) | 14.7 | 119653613.51 | C
322120 | 1002871 | 2023 | OB (Boiler, other) | B24 | Distillate Fuel Oil No. 2 | Carbon Dioxide Biogenic | 0 | 0 | C
322120 | 1002871 | 2023 | OB (Boiler, other) | B24 | Distillate Fuel Oil No. 2 | Carbon Dioxide Non-Biogenic | 0 | 0 | C
322120 | 1002871 | 2023 | OB (Boiler, other) | B24 | Distillate Fuel Oil No. 2 | Carbon Dioxide Total | 0 | 0 | C
322120 | 1002871 | 2023 | OB (Boiler, other) | B24 | Distillate Fuel Oil No. 2 | Methane | 0 | 0 | C
322120 | 1002871 | 2023 | OB (Boiler, other) | B24 | Distillate Fuel Oil No. 2 | Methane (Co2 eq) | 0 | 0 | C
322120 | 1002871 | 2023 | OB (Boiler, other) | B24 | Distillate Fuel Oil No. 2 | Nitrous Oxide | 0 | 0 | C
322120 | 1002871 | 2023 | OB (Boiler, other) | B24 | Distillate Fuel Oil No. 2 | Nitrous Oxide (Co2 eq) | 0 | 0 | C
322120 | 1002871 | 2023 | OB (Boiler, other) | B24 | Natural Gas (Weighted U.S. Average) | Carbon Dioxide Biogenic | 0 | 0 | C
322120 | 1002871 | 2023 | OB (Boiler, other) | B24 | Natural Gas (Weighted U.S. Average) | Carbon Dioxide Non-Biogenic | 13598.6 | 0 | C
322120 | 1002871 | 2023 | OB (Boiler, other) | B24 | Natural Gas (Weighted U.S. Average) | Carbon Dioxide Total | 13598.6 | 0 | C
322120 | 1002871 | 2023 | OB (Boiler, other) | B24 | Natural Gas (Weighted U.S. Average) | Methane | 0.26 | 0 | C
322120 | 1002871 | 2023 | OB (Boiler, other) | B24 | Natural Gas (Weighted U.S. Average) | Methane (Co2 eq) | 6.4 | 0 | C
322120 | 1002871 | 2023 | OB (Boiler, other) | B24 | Natural Gas (Weighted U.S. Average) | Nitrous Oxide | 0.026 | 0 | C
322120 | 1002871 | 2023 | OB (Boiler, other) | B24 | Natural Gas (Weighted U.S. Average) | Nitrous Oxide (Co2 eq) | 7.6 | 0 | C
322120 | 1002871 | 2023 | OB (Boiler, other) | B25 | Distillate Fuel Oil No. 2 | Carbon Dioxide Biogenic | 0 | 0 | C
322120 | 1002871 | 2023 | OB (Boiler, other) | B25 | Distillate Fuel Oil No. 2 | Carbon Dioxide Non-Biogenic | 0 | 0 | C
322120 | 1002871 | 2023 | OB (Boiler, other) | B25 | Distillate Fuel Oil No. 2 | Carbon Dioxide Total | 0 | 0 | C
322120 | 1002871 | 2023 | OB (Boiler, other) | B25 | Distillate Fuel Oil No. 2 | Methane | 0 | 0 | C
322120 | 1002871 | 2023 | OB (Boiler, other) | B25 | Distillate Fuel Oil No. 2 | Methane (Co2 eq) | 0 | 0 | C
322120 | 1002871 | 2023 | OB (Boiler, other) | B25 | Distillate Fuel Oil No. 2 | Nitrous Oxide | 0 | 0 | C
322120 | 1002871 | 2023 | OB (Boiler, other) | B25 | Distillate Fuel Oil No. 2 | Nitrous Oxide (Co2 eq) | 0 | 0 | C
322120 | 1002871 | 2023 | OB (Boiler, other) | B25 | Natural Gas (Weighted U.S. Average) | Carbon Dioxide Biogenic | 0 | 0 | C
322120 | 1002871 | 2023 | OB (Boiler, other) | B25 | Natural Gas (Weighted U.S. Average) | Carbon Dioxide Non-Biogenic | 10654.3 | 0 | C
322120 | 1002871 | 2023 | OB (Boiler, other) | B25 | Natural Gas (Weighted U.S. Average) | Carbon Dioxide Total | 10654.3 | 0 | C
322120 | 1002871 | 2023 | OB (Boiler, other) | B25 | Natural Gas (Weighted U.S. Average) | Methane | 0.2 | 0 | C
322120 | 1002871 | 2023 | OB (Boiler, other) | B25 | Natural Gas (Weighted U.S. Average) | Methane (Co2 eq) | 5 | 0 | C
322120 | 1002871 | 2023 | OB (Boiler, other) | B25 | Natural Gas (Weighted U.S. Average) | Nitrous Oxide | 0.02 | 0 | C
322120 | 1002871 | 2023 | OB (Boiler, other) | B25 | Natural Gas (Weighted U.S. Average) | Nitrous Oxide (Co2 eq) | 6 | 0 | C
322120 | 1002871 | 2023 | OB (Boiler, other) | P30 | Natural Gas (Weighted U.S. Average) | Carbon Dioxide Biogenic | 0 | 0 | C
322120 | 1002871 | 2023 | OB (Boiler, other) | P30 | Natural Gas (Weighted U.S. Average) | Carbon Dioxide Non-Biogenic | 1522.4 | 0 | C
322120 | 1002871 | 2023 | OB (Boiler, other) | P30 | Natural Gas (Weighted U.S. Average) | Carbon Dioxide Total | 1522.4 | 0 | C
322120 | 1002871 | 2023 | OB (Boiler, other) | P30 | Natural Gas (Weighted U.S. Average) | Methane | 0.03 | 0 | C
322120 | 1002871 | 2023 | OB (Boiler, other) | P30 | Natural Gas (Weighted U.S. Average) | Methane (Co2 eq) | 0.7 | 0 | C
322120 | 1002871 | 2023 | OB (Boiler, other) | P30 | Natural Gas (Weighted U.S. Average) | Nitrous Oxide | 0.003 | 0 | C
322120 | 1002871 | 2023 | OB (Boiler, other) | P30 | Natural Gas (Weighted U.S. Average) | Nitrous Oxide (Co2 eq) | 0.9 | 0 | C
322120 | 1002871 | 2023 | OB (Boiler, other) | P30 | Propane Gas | Carbon Dioxide Biogenic | 0 | 0 | C
322120 | 1002871 | 2023 | OB (Boiler, other) | P30 | Propane Gas | Carbon Dioxide Non-Biogenic | 0 | 0 | C
322120 | 1002871 | 2023 | OB (Boiler, other) | P30 | Propane Gas | Carbon Dioxide Total | 0 | 0 | C
322120 | 1002871 | 2023 | OB (Boiler, other) | P30 | Propane Gas | Methane | 0 | 0 | C
322120 | 1002871 | 2023 | OB (Boiler, other) | P30 | Propane Gas | Methane (Co2 eq) | 0 | 0 | C
322120 | 1002871 | 2023 | OB (Boiler, other) | P30 | Propane Gas | Nitrous Oxide | 0 | 0 | C
322120 | 1002871 | 2023 | OB (Boiler, other) | P30 | Propane Gas | Nitrous Oxide (Co2 eq) | 0 | 0 | C
322120 | 1002871 | 2023 | OB (Boiler, other) | P31 | Natural Gas (Weighted U.S. Average) | Carbon Dioxide Biogenic | 0 | 0 | C
322120 | 1002871 | 2023 | OB (Boiler, other) | P31 | Natural Gas (Weighted U.S. Average) | Carbon Dioxide Non-Biogenic | 1173.2 | 0 | C
322120 | 1002871 | 2023 | OB (Boiler, other) | P31 | Natural Gas (Weighted U.S. Average) | Carbon Dioxide Total | 1173.2 | 0 | C
322120 | 1002871 | 2023 | OB (Boiler, other) | P31 | Natural Gas (Weighted U.S. Average) | Methane | 0.02 | 0 | C
322120 | 1002871 | 2023 | OB (Boiler, other) | P31 | Natural Gas (Weighted U.S. Average) | Methane (Co2 eq) | 0.6 | 0 | C
322120 | 1002871 | 2023 | OB (Boiler, other) | P31 | Natural Gas (Weighted U.S. Average) | Nitrous Oxide | 0.002 | 0 | C
322120 | 1002871 | 2023 | OB (Boiler, other) | P31 | Natural Gas (Weighted U.S. Average) | Nitrous Oxide (Co2 eq) | 0.7 | 0 | C
322120 | 1002871 | 2023 | OB (Boiler, other) | P31 | Propane Gas | Carbon Dioxide Biogenic | 0 | 0 | C
322120 | 1002871 | 2023 | OB (Boiler, other) | P31 | Propane Gas | Carbon Dioxide Non-Biogenic | 0 | 0 | C
322120 | 1002871 | 2023 | OB (Boiler, other) | P31 | Propane Gas | Carbon Dioxide Total | 0 | 0 | C
322120 | 1002871 | 2023 | OB (Boiler, other) | P31 | Propane Gas | Methane | 0 | 0 | C
322120 | 1002871 | 2023 | OB (Boiler, other) | P31 | Propane Gas | Methane (Co2 eq) | 0 | 0 | C
322120 | 1002871 | 2023 | OB (Boiler, other) | P31 | Propane Gas | Nitrous Oxide | 0 | 0 | C
322120 | 1002871 | 2023 | OB (Boiler, other) | P31 | Propane Gas | Nitrous Oxide (Co2 eq) | 0 | 0 | C
322120 | 1002871 | 2023 | OB (Boiler, other) | P32 | Natural Gas (Weighted U.S. Average) | Carbon Dioxide Biogenic | 0 | 0 | C
322120 | 1002871 | 2023 | OB (Boiler, other) | P32 | Natural Gas (Weighted U.S. Average) | Carbon Dioxide Non-Biogenic | 6081.5 | 0 | C
322120 | 1002871 | 2023 | OB (Boiler, other) | P32 | Natural Gas (Weighted U.S. Average) | Carbon Dioxide Total | 6081.5 | 0 | C
322120 | 1002871 | 2023 | OB (Boiler, other) | P32 | Natural Gas (Weighted U.S. Average) | Methane | 0.11 | 0 | C
322120 | 1002871 | 2023 | OB (Boiler, other) | P32 | Natural Gas (Weighted U.S. Average) | Methane (Co2 eq) | 2.9 | 0 | C
322120 | 1002871 | 2023 | OB (Boiler, other) | P32 | Natural Gas (Weighted U.S. Average) | Nitrous Oxide | 0.011 | 0 | C
322120 | 1002871 | 2023 | OB (Boiler, other) | P32 | Natural Gas (Weighted U.S. Average) | Nitrous Oxide (Co2 eq) | 3.4 | 0 | C
322120 | 1002871 | 2023 | OB (Boiler, other) | P32 | Propane Gas | Carbon Dioxide Biogenic | 0 | 0 | C
322120 | 1002871 | 2023 | OB (Boiler, other) | P32 | Propane Gas | Carbon Dioxide Non-Biogenic | 0 | 0 | C
322120 | 1002871 | 2023 | OB (Boiler, other) | P32 | Propane Gas | Carbon Dioxide Total | 0 | 0 | C
322120 | 1002871 | 2023 | OB (Boiler, other) | P32 | Propane Gas | Methane | 0 | 0 | C
322120 | 1002871 | 2023 | OB (Boiler, other) | P32 | Propane Gas | Methane (Co2 eq) | 0 | 0 | C
322120 | 1002871 | 2023 | OB (Boiler, other) | P32 | Propane Gas | Nitrous Oxide | 0 | 0 | C
322120 | 1002871 | 2023 | OB (Boiler, other) | P32 | Propane Gas | Nitrous Oxide (Co2 eq) | 0 | 0 | C
311514 | 1002874 | 2023 |  | GP-1 | Natural Gas (Weighted U.S. Average) | Carbon Dioxide Biogenic | 0 | 0 | C
311514 | 1002874 | 2023 |  | GP-1 | Natural Gas (Weighted U.S. Average) | Carbon Dioxide Non-Biogenic | 60632.1 | 0 | C
311514 | 1002874 | 2023 |  | GP-1 | Natural Gas (Weighted U.S. Average) | Carbon Dioxide Total | 60632.1 | 0 | C
311514 | 1002874 | 2023 |  | GP-1 | Natural Gas (Weighted U.S. Average) | Methane | 1.14 | 0 | C
311514 | 1002874 | 2023 |  | GP-1 | Natural Gas (Weighted U.S. Average) | Methane (Co2 eq) | 28.6 | 0 | C
311514 | 1002874 | 2023 |  | GP-1 | Natural Gas (Weighted U.S. Average) | Nitrous Oxide | 0.114 | 0 | C
311514 | 1002874 | 2023 |  | GP-1 | Natural Gas (Weighted U.S. Average) | Nitrous Oxide (Co2 eq) | 34.1 | 0 | C
325211 | 1002879 | 2023 | OB (Boiler, other) | 7 Boiler | Natural Gas (Weighted U.S. Average) | Carbon Dioxide Biogenic | 0 | 0 | C
325211 | 1002879 | 2023 | OB (Boiler, other) | 7 Boiler | Natural Gas (Weighted U.S. Average) | Carbon Dioxide Non-Biogenic | 1102.3 | 0 | C
325211 | 1002879 | 2023 | OB (Boiler, other) | 7 Boiler | Natural Gas (Weighted U.S. Average) | Carbon Dioxide Total | 1102.3 | 0 | C
325211 | 1002879 | 2023 | OB (Boiler, other) | 7 Boiler | Natural Gas (Weighted U.S. Average) | Methane | 0.02 | 0 | C
325211 | 1002879 | 2023 | OB (Boiler, other) | 7 Boiler | Natural Gas (Weighted U.S. Average) | Methane (Co2 eq) | 0.5 | 0 | C
325211 | 1002879 | 2023 | OB (Boiler, other) | 7 Boiler | Natural Gas (Weighted U.S. Average) | Nitrous Oxide | 0.002 | 0 | C
325211 | 1002879 | 2023 | OB (Boiler, other) | 7 Boiler | Natural Gas (Weighted U.S. Average) | Nitrous Oxide (Co2 eq) | 0.6 | 0 | C
325211 | 1002879 | 2023 | OB (Boiler, other) | 9 Boiler | Distillate Fuel Oil No. 2 | Carbon Dioxide Biogenic | 0 | 0 | C
325211 | 1002879 | 2023 | OB (Boiler, other) | 9 Boiler | Distillate Fuel Oil No. 2 | Carbon Dioxide Non-Biogenic | 0 | 0 | C
325211 | 1002879 | 2023 | OB (Boiler, other) | 9 Boiler | Distillate Fuel Oil No. 2 | Carbon Dioxide Total | 0 | 0 | C
325211 | 1002879 | 2023 | OB (Boiler, other) | 9 Boiler | Distillate Fuel Oil No. 2 | Methane | 0 | 0 | C
325211 | 1002879 | 2023 | OB (Boiler, other) | 9 Boiler | Distillate Fuel Oil No. 2 | Methane (Co2 eq) | 0 | 0 | C
325211 | 1002879 | 2023 | OB (Boiler, other) | 9 Boiler | Distillate Fuel Oil No. 2 | Nitrous Oxide | 0 | 0 | C
325211 | 1002879 | 2023 | OB (Boiler, other) | 9 Boiler | Distillate Fuel Oil No. 2 | Nitrous Oxide (Co2 eq) | 0 | 0 | C
325211 | 1002879 | 2023 | OB (Boiler, other) | 9 Boiler | Natural Gas (Weighted U.S. Average) | Carbon Dioxide Biogenic | 0 | 0 | C
325211 | 1002879 | 2023 | OB (Boiler, other) | 9 Boiler | Natural Gas (Weighted U.S. Average) | Carbon Dioxide Non-Biogenic | 23544 | 0 | C
325211 | 1002879 | 2023 | OB (Boiler, other) | 9 Boiler | Natural Gas (Weighted U.S. Average) | Carbon Dioxide Total | 23544 | 0 | C
325211 | 1002879 | 2023 | OB (Boiler, other) | 9 Boiler | Natural Gas (Weighted U.S. Average) | Methane | 0.44 | 0 | C
325211 | 1002879 | 2023 | OB (Boiler, other) | 9 Boiler | Natural Gas (Weighted U.S. Average) | Methane (Co2 eq) | 11.1 | 0 | C
325211 | 1002879 | 2023 | OB (Boiler, other) | 9 Boiler | Natural Gas (Weighted U.S. Average) | Nitrous Oxide | 0.044 | 0 | C
325211 | 1002879 | 2023 | OB (Boiler, other) | 9 Boiler | Natural Gas (Weighted U.S. Average) | Nitrous Oxide (Co2 eq) | 13.2 | 0 | C
325211 | 1002879 | 2023 | F (Furnace) | 9 Building Therminol Furnace | Natural Gas (Weighted U.S. Average) | Carbon Dioxide Biogenic | 0 | 0 | C
325211 | 1002879 | 2023 | F (Furnace) | 9 Building Therminol Furnace | Natural Gas (Weighted U.S. Average) | Carbon Dioxide Non-Biogenic | 283.5 | 0 | C
325211 | 1002879 | 2023 | F (Furnace) | 9 Building Therminol Furnace | Natural Gas (Weighted U.S. Average) | Carbon Dioxide Total | 283.5 | 0 | C
325211 | 1002879 | 2023 | F (Furnace) | 9 Building Therminol Furnace | Natural Gas (Weighted U.S. Average) | Methane | 0.01 | 0 | C
325211 | 1002879 | 2023 | F (Furnace) | 9 Building Therminol Furnace | Natural Gas (Weighted U.S. Average) | Methane (Co2 eq) | 0.1 | 0 | C
325211 | 1002879 | 2023 | F (Furnace) | 9 Building Therminol Furnace | Natural Gas (Weighted U.S. Average) | Nitrous Oxide | 0.001 | 0 | C
325211 | 1002879 | 2023 | F (Furnace) | 9 Building Therminol Furnace | Natural Gas (Weighted U.S. Average) | Nitrous Oxide (Co2 eq) | 0.2 | 0 | C
325211 | 1002879 | 2023 | F (Furnace) | B30 Therminol Furnace | Distillate Fuel Oil No. 1 | Carbon Dioxide Biogenic | 0 | 0 | C
325211 | 1002879 | 2023 | F (Furnace) | B30 Therminol Furnace | Distillate Fuel Oil No. 1 | Carbon Dioxide Non-Biogenic | 0.6 | 0 | C
325211 | 1002879 | 2023 | F (Furnace) | B30 Therminol Furnace | Distillate Fuel Oil No. 1 | Carbon Dioxide Total | 0.6 | 0 | C
325211 | 1002879 | 2023 | F (Furnace) | B30 Therminol Furnace | Distillate Fuel Oil No. 1 | Methane | 0 | 0 | C
325211 | 1002879 | 2023 | F (Furnace) | B30 Therminol Furnace | Distillate Fuel Oil No. 1 | Methane (Co2 eq) | 0 | 0 | C
325211 | 1002879 | 2023 | F (Furnace) | B30 Therminol Furnace | Distillate Fuel Oil No. 1 | Nitrous Oxide | 0 | 0 | C
325211 | 1002879 | 2023 | F (Furnace) | B30 Therminol Furnace | Distillate Fuel Oil No. 1 | Nitrous Oxide (Co2 eq) | 0 | 0 | C
325211 | 1002879 | 2023 | F (Furnace) | B30 Therminol Furnace | Natural Gas (Weighted U.S. Average) | Carbon Dioxide Biogenic | 0 | 0 | C
325211 | 1002879 | 2023 | F (Furnace) | B30 Therminol Furnace | Natural Gas (Weighted U.S. Average) | Carbon Dioxide Non-Biogenic | 130.7 | 0 | C
325211 | 1002879 | 2023 | F (Furnace) | B30 Therminol Furnace | Natural Gas (Weighted U.S. Average) | Carbon Dioxide Total | 130.7 | 0 | C
325211 | 1002879 | 2023 | F (Furnace) | B30 Therminol Furnace | Natural Gas (Weighted U.S. Average) | Methane | 0 | 0 | C
325211 | 1002879 | 2023 | F (Furnace) | B30 Therminol Furnace | Natural Gas (Weighted U.S. Average) | Methane (Co2 eq) | 0.1 | 0 | C
325211 | 1002879 | 2023 | F (Furnace) | B30 Therminol Furnace | Natural Gas (Weighted U.S. Average) | Nitrous Oxide | 0 | 0 | C
325211 | 1002879 | 2023 | F (Furnace) | B30 Therminol Furnace | Natural Gas (Weighted U.S. Average) | Nitrous Oxide (Co2 eq) | 0.1 | 0 | C
325211 | 1002879 | 2023 | RTO (Regenerative thermal oxidizer) | Thermal Oxidizer | Natural Gas (Weighted U.S. Average) | Carbon Dioxide Biogenic | 0 | 0 | C
325211 | 1002879 | 2023 | RTO (Regenerative thermal oxidizer) | Thermal Oxidizer | Natural Gas (Weighted U.S. Average) | Carbon Dioxide Non-Biogenic | 1851.8 | 0 | C
325211 | 1002879 | 2023 | RTO (Regenerative thermal oxidizer) | Thermal Oxidizer | Natural Gas (Weighted U.S. Average) | Carbon Dioxide Total | 1851.8 | 0 | C
325211 | 1002879 | 2023 | RTO (Regenerative thermal oxidizer) | Thermal Oxidizer | Natural Gas (Weighted U.S. Average) | Methane | 0.03 | 0 | C
325211 | 1002879 | 2023 | RTO (Regenerative thermal oxidizer) | Thermal Oxidizer | Natural Gas (Weighted U.S. Average) | Methane (Co2 eq) | 0.9 | 0 | C
325211 | 1002879 | 2023 | RTO (Regenerative thermal oxidizer) | Thermal Oxidizer | Natural Gas (Weighted U.S. Average) | Nitrous Oxide | 0.003 | 0 | C
325211 | 1002879 | 2023 | RTO (Regenerative thermal oxidizer) | Thermal Oxidizer | Natural Gas (Weighted U.S. Average) | Nitrous Oxide (Co2 eq) | 1 | 0 | C
311613 | 1002881 | 2023 |  | GP-UC | Natural Gas (Weighted U.S. Average) | Carbon Dioxide Biogenic | 0 | 352419000 | C
311613 | 1002881 | 2023 |  | GP-UC | Natural Gas (Weighted U.S. Average) | Carbon Dioxide Non-Biogenic | 19185.5 | 352419000 | C
311613 | 1002881 | 2023 |  | GP-UC | Natural Gas (Weighted U.S. Average) | Carbon Dioxide Total | 19185.5 | 352419000 | C
311613 | 1002881 | 2023 |  | GP-UC | Natural Gas (Weighted U.S. Average) | Methane | 0.36 | 352419000 | C
311613 | 1002881 | 2023 |  | GP-UC | Natural Gas (Weighted U.S. Average) | Methane (Co2 eq) | 9 | 352419000 | C
311613 | 1002881 | 2023 |  | GP-UC | Natural Gas (Weighted U.S. Average) | Nitrous Oxide | 0.036 | 352419000 | C
311613 | 1002881 | 2023 |  | GP-UC | Natural Gas (Weighted U.S. Average) | Nitrous Oxide (Co2 eq) | 10.8 | 352419000 | C
325193 | 1002882 | 2023 |  | GP-Natural Gas Combustion | Natural Gas (Weighted U.S. Average) | Carbon Dioxide Biogenic | 0 | 0 | C
325193 | 1002882 | 2023 |  | GP-Natural Gas Combustion | Natural Gas (Weighted U.S. Average) | Carbon Dioxide Non-Biogenic | 166498.3 | 0 | C
325193 | 1002882 | 2023 |  | GP-Natural Gas Combustion | Natural Gas (Weighted U.S. Average) | Carbon Dioxide Total | 166498.3 | 0 | C
325193 | 1002882 | 2023 |  | GP-Natural Gas Combustion | Natural Gas (Weighted U.S. Average) | Methane | 3.14 | 0 | C
325193 | 1002882 | 2023 |  | GP-Natural Gas Combustion | Natural Gas (Weighted U.S. Average) | Methane (Co2 eq) | 78.5 | 0 | C
325193 | 1002882 | 2023 |  | GP-Natural Gas Combustion | Natural Gas (Weighted U.S. Average) | Nitrous Oxide | 0.314 | 0 | C
325193 | 1002882 | 2023 |  | GP-Natural Gas Combustion | Natural Gas (Weighted U.S. Average) | Nitrous Oxide (Co2 eq) | 93.5 | 0 | C
311613 | 1002883 | 2023 |  | CP-Emergency Fire Pump | Distillate Fuel Oil No. 2 | Carbon Dioxide Biogenic | 0 | 1.141 | C
311613 | 1002883 | 2023 |  | CP-Emergency Fire Pump | Distillate Fuel Oil No. 2 | Carbon Dioxide Non-Biogenic | 0 | 1.141 | C
311613 | 1002883 | 2023 |  | CP-Emergency Fire Pump | Distillate Fuel Oil No. 2 | Carbon Dioxide Total | 0 | 1.141 | C
311613 | 1002883 | 2023 |  | CP-Emergency Fire Pump | Distillate Fuel Oil No. 2 | Methane | 0 | 1.141 | C
311613 | 1002883 | 2023 |  | CP-Emergency Fire Pump | Distillate Fuel Oil No. 2 | Methane (Co2 eq) | 0 | 1.141 | C
311613 | 1002883 | 2023 |  | CP-Emergency Fire Pump | Distillate Fuel Oil No. 2 | Nitrous Oxide | 0 | 1.141 | C
311613 | 1002883 | 2023 |  | CP-Emergency Fire Pump | Distillate Fuel Oil No. 2 | Nitrous Oxide (Co2 eq) | 0 | 1.141 | C
311613 | 1002883 | 2023 |  | CP-Natural Gas Pipe Line | Natural Gas (Weighted U.S. Average) | Carbon Dioxide Biogenic | 0 | 0 | C
311613 | 1002883 | 2023 |  | CP-Natural Gas Pipe Line | Natural Gas (Weighted U.S. Average) | Carbon Dioxide Non-Biogenic | 67613.8 | 0 | C
311613 | 1002883 | 2023 |  | CP-Natural Gas Pipe Line | Natural Gas (Weighted U.S. Average) | Carbon Dioxide Total | 67613.8 | 0 | C
311613 | 1002883 | 2023 |  | CP-Natural Gas Pipe Line | Natural Gas (Weighted U.S. Average) | Methane | 1.27 | 0 | C
311613 | 1002883 | 2023 |  | CP-Natural Gas Pipe Line | Natural Gas (Weighted U.S. Average) | Methane (Co2 eq) | 31.9 | 0 | C
311613 | 1002883 | 2023 |  | CP-Natural Gas Pipe Line | Natural Gas (Weighted U.S. Average) | Nitrous Oxide | 0.127 | 0 | C
311613 | 1002883 | 2023 |  | CP-Natural Gas Pipe Line | Natural Gas (Weighted U.S. Average) | Nitrous Oxide (Co2 eq) | 38 | 0 | C
322130 | 1002893 | 2023 | OB (Boiler, other) | #1 Power Boiler | Natural Gas (Weighted U.S. Average) | Carbon Dioxide Biogenic | 0 | 390324973 | C
322130 | 1002893 | 2023 | OB (Boiler, other) | #1 Power Boiler | Natural Gas (Weighted U.S. Average) | Carbon Dioxide Non-Biogenic | 21858.6 | 390324973 | C
322130 | 1002893 | 2023 | OB (Boiler, other) | #1 Power Boiler | Natural Gas (Weighted U.S. Average) | Carbon Dioxide Total | 21858.6 | 390324973 | C
322130 | 1002893 | 2023 | OB (Boiler, other) | #1 Power Boiler | Natural Gas (Weighted U.S. Average) | Methane | 0.41 | 390324973 | C
322130 | 1002893 | 2023 | OB (Boiler, other) | #1 Power Boiler | Natural Gas (Weighted U.S. Average) | Methane (Co2 eq) | 10.3 | 390324973 | C
322130 | 1002893 | 2023 | OB (Boiler, other) | #1 Power Boiler | Natural Gas (Weighted U.S. Average) | Nitrous Oxide | 0.041 | 390324973 | C
322130 | 1002893 | 2023 | OB (Boiler, other) | #1 Power Boiler | Natural Gas (Weighted U.S. Average) | Nitrous Oxide (Co2 eq) | 12.3 | 390324973 | C
322130 | 1002893 | 2023 | OB (Boiler, other) | #2 Power Boiler | Natural Gas (Weighted U.S. Average) | Carbon Dioxide Biogenic | 0 | 318916891 | C
322130 | 1002893 | 2023 | OB (Boiler, other) | #2 Power Boiler | Natural Gas (Weighted U.S. Average) | Carbon Dioxide Non-Biogenic | 17841.7 | 318916891 | C
322130 | 1002893 | 2023 | OB (Boiler, other) | #2 Power Boiler | Natural Gas (Weighted U.S. Average) | Carbon Dioxide Total | 17841.7 | 318916891 | C
322130 | 1002893 | 2023 | OB (Boiler, other) | #2 Power Boiler | Natural Gas (Weighted U.S. Average) | Methane | 0.34 | 318916891 | C
322130 | 1002893 | 2023 | OB (Boiler, other) | #2 Power Boiler | Natural Gas (Weighted U.S. Average) | Methane (Co2 eq) | 8.4 | 318916891 | C
322130 | 1002893 | 2023 | OB (Boiler, other) | #2 Power Boiler | Natural Gas (Weighted U.S. Average) | Nitrous Oxide | 0.034 | 318916891 | C
322130 | 1002893 | 2023 | OB (Boiler, other) | #2 Power Boiler | Natural Gas (Weighted U.S. Average) | Nitrous Oxide (Co2 eq) | 10 | 318916891 | C
322130 | 1002893 | 2023 | CH (Comfort heater) | Boise Trucking Terminal | Propane | Carbon Dioxide Biogenic | 0 | 4943.6 | C
322130 | 1002893 | 2023 | CH (Comfort heater) | Boise Trucking Terminal | Propane | Carbon Dioxide Non-Biogenic | 28.3 | 4943.6 | C
322130 | 1002893 | 2023 | CH (Comfort heater) | Boise Trucking Terminal | Propane | Carbon Dioxide Total | 28.3 | 4943.6 | C
322130 | 1002893 | 2023 | CH (Comfort heater) | Boise Trucking Terminal | Propane | Methane | 0 | 4943.6 | C
322130 | 1002893 | 2023 | CH (Comfort heater) | Boise Trucking Terminal | Propane | Methane (Co2 eq) | 0 | 4943.6 | C
322130 | 1002893 | 2023 | CH (Comfort heater) | Boise Trucking Terminal | Propane | Nitrous Oxide | 0 | 4943.6 | C
322130 | 1002893 | 2023 | CH (Comfort heater) | Boise Trucking Terminal | Propane | Nitrous Oxide (Co2 eq) | 0.1 | 4943.6 | C
322130 | 1002893 | 2023 | RICE (Reciprocating internal combustion engine) | Clear Well Non-Emergency RICE | Distillate Fuel Oil No. 2 | Carbon Dioxide Biogenic | 0 | 137 | C
322130 | 1002893 | 2023 | RICE (Reciprocating internal combustion engine) | Clear Well Non-Emergency RICE | Distillate Fuel Oil No. 2 | Carbon Dioxide Non-Biogenic | 1.4 | 137 | C
322130 | 1002893 | 2023 | RICE (Reciprocating internal combustion engine) | Clear Well Non-Emergency RICE | Distillate Fuel Oil No. 2 | Carbon Dioxide Total | 1.4 | 137 | C
322130 | 1002893 | 2023 | RICE (Reciprocating internal combustion engine) | Clear Well Non-Emergency RICE | Distillate Fuel Oil No. 2 | Methane | 0 | 137 | C
322130 | 1002893 | 2023 | RICE (Reciprocating internal combustion engine) | Clear Well Non-Emergency RICE | Distillate Fuel Oil No. 2 | Methane (Co2 eq) | 0 | 137 | C
322130 | 1002893 | 2023 | RICE (Reciprocating internal combustion engine) | Clear Well Non-Emergency RICE | Distillate Fuel Oil No. 2 | Nitrous Oxide | 0 | 137 | C
322130 | 1002893 | 2023 | RICE (Reciprocating internal combustion engine) | Clear Well Non-Emergency RICE | Distillate Fuel Oil No. 2 | Nitrous Oxide (Co2 eq) | 0 | 137 | C
322130 | 1002893 | 2023 | F (Furnace) | Container Plant | Natural Gas (Weighted U.S. Average) | Carbon Dioxide Biogenic | 0 | 0 | C
322130 | 1002893 | 2023 | F (Furnace) | Container Plant | Natural Gas (Weighted U.S. Average) | Carbon Dioxide Non-Biogenic | 336.2 | 0 | C
322130 | 1002893 | 2023 | F (Furnace) | Container Plant | Natural Gas (Weighted U.S. Average) | Carbon Dioxide Total | 336.2 | 0 | C
322130 | 1002893 | 2023 | F (Furnace) | Container Plant | Natural Gas (Weighted U.S. Average) | Methane | 0.01 | 0 | C
322130 | 1002893 | 2023 | F (Furnace) | Container Plant | Natural Gas (Weighted U.S. Average) | Methane (Co2 eq) | 0.2 | 0 | C
322130 | 1002893 | 2023 | F (Furnace) | Container Plant | Natural Gas (Weighted U.S. Average) | Nitrous Oxide | 0.001 | 0 | C
322130 | 1002893 | 2023 | F (Furnace) | Container Plant | Natural Gas (Weighted U.S. Average) | Nitrous Oxide (Co2 eq) | 0.2 | 0 | C
322130 | 1002893 | 2023 | S (Stoker Boiler) | Hog Fuel Boiler | Natural Gas (Weighted U.S. Average) | Carbon Dioxide Biogenic | 0 | 407010943 | C
322130 | 1002893 | 2023 | S (Stoker Boiler) | Hog Fuel Boiler | Natural Gas (Weighted U.S. Average) | Carbon Dioxide Non-Biogenic | 22708.3 | 407010943 | C
322130 | 1002893 | 2023 | S (Stoker Boiler) | Hog Fuel Boiler | Natural Gas (Weighted U.S. Average) | Carbon Dioxide Total | 22708.3 | 407010943 | C
322130 | 1002893 | 2023 | S (Stoker Boiler) | Hog Fuel Boiler | Natural Gas (Weighted U.S. Average) | Methane | 0.43 | 407010943 | C
322130 | 1002893 | 2023 | S (Stoker Boiler) | Hog Fuel Boiler | Natural Gas (Weighted U.S. Average) | Methane (Co2 eq) | 10.7 | 407010943 | C
322130 | 1002893 | 2023 | S (Stoker Boiler) | Hog Fuel Boiler | Natural Gas (Weighted U.S. Average) | Nitrous Oxide | 0.043 | 407010943 | C
322130 | 1002893 | 2023 | S (Stoker Boiler) | Hog Fuel Boiler | Natural Gas (Weighted U.S. Average) | Nitrous Oxide (Co2 eq) | 12.8 | 407010943 | C
322130 | 1002893 | 2023 | S (Stoker Boiler) | Hog Fuel Boiler | Wood and Wood Residuals (dry basis) | Carbon Dioxide Biogenic | 26950.7 | 25018.406 | C
322130 | 1002893 | 2023 | S (Stoker Boiler) | Hog Fuel Boiler | Wood and Wood Residuals (dry basis) | Carbon Dioxide Non-Biogenic | 0 | 25018.406 | C
322130 | 1002893 | 2023 | S (Stoker Boiler) | Hog Fuel Boiler | Wood and Wood Residuals (dry basis) | Carbon Dioxide Total | 26950.7 | 25018.406 | C
322130 | 1002893 | 2023 | S (Stoker Boiler) | Hog Fuel Boiler | Wood and Wood Residuals (dry basis) | Methane | 2.07 | 25018.406 | C
322130 | 1002893 | 2023 | S (Stoker Boiler) | Hog Fuel Boiler | Wood and Wood Residuals (dry basis) | Methane (Co2 eq) | 51.7 | 25018.406 | C
322130 | 1002893 | 2023 | S (Stoker Boiler) | Hog Fuel Boiler | Wood and Wood Residuals (dry basis) | Nitrous Oxide | 1.034 | 25018.406 | C
322130 | 1002893 | 2023 | S (Stoker Boiler) | Hog Fuel Boiler | Wood and Wood Residuals (dry basis) | Nitrous Oxide (Co2 eq) | 308.2 | 25018.406 | C
322130 | 1002893 | 2023 | Pulp Mill Lime Kiln | Lime Kiln |  | Carbon Dioxide Biogenic (Spent Liquor) | 0 |  | AA
322130 | 1002893 | 2023 | Pulp Mill Lime Kiln | Lime Kiln |  | Carbon Dioxide Non-Biogenic | 11536.6 |  | AA
322130 | 1002893 | 2023 | Pulp Mill Lime Kiln | Lime Kiln |  | Methane | 0.56 |  | AA
322130 | 1002893 | 2023 | Pulp Mill Lime Kiln | Lime Kiln |  | Methane Spent Liquor | 0 |  | AA
322130 | 1002893 | 2023 | Pulp Mill Lime Kiln | Lime Kiln |  | Nitrous Oxide | 0 |  | AA
322130 | 1002893 | 2023 | Pulp Mill Lime Kiln | Lime Kiln |  | Nitrous Oxide Spent Liquor | 0 |  | AA
322130 | 1002893 | 2023 | RICE (Reciprocating internal combustion engine) | Lime Kiln Auxiliary RICE | Natural Gas (Weighted U.S. Average) | Carbon Dioxide Biogenic | 0 | 3206 | C
322130 | 1002893 | 2023 | RICE (Reciprocating internal combustion engine) | Lime Kiln Auxiliary RICE | Natural Gas (Weighted U.S. Average) | Carbon Dioxide Non-Biogenic | 0.2 | 3206 | C
322130 | 1002893 | 2023 | RICE (Reciprocating internal combustion engine) | Lime Kiln Auxiliary RICE | Natural Gas (Weighted U.S. Average) | Carbon Dioxide Total | 0.2 | 3206 | C
322130 | 1002893 | 2023 | RICE (Reciprocating internal combustion engine) | Lime Kiln Auxiliary RICE | Natural Gas (Weighted U.S. Average) | Methane | 0 | 3206 | C
322130 | 1002893 | 2023 | RICE (Reciprocating internal combustion engine) | Lime Kiln Auxiliary RICE | Natural Gas (Weighted U.S. Average) | Methane (Co2 eq) | 0 | 3206 | C
322130 | 1002893 | 2023 | RICE (Reciprocating internal combustion engine) | Lime Kiln Auxiliary RICE | Natural Gas (Weighted U.S. Average) | Nitrous Oxide | 0 | 3206 | C
322130 | 1002893 | 2023 | RICE (Reciprocating internal combustion engine) | Lime Kiln Auxiliary RICE | Natural Gas (Weighted U.S. Average) | Nitrous Oxide (Co2 eq) | 0 | 3206 | C
322130 | 1002893 | 2023 | Chemical Recovery Furnace | No. 2 Recovery Furnace |  | Carbon Dioxide Biogenic (Spent Liquor) | 0 |  | AA | [9 empty] | 63 | 1962 | B&W | 0.75 |  | 2 | SF | 300 | 260 | 550
322130 | 1002893 | 2023 | Chemical Recovery Furnace | No. 2 Recovery Furnace |  | Carbon Dioxide Non-Biogenic | 0 |  | AA | [9 empty] | 63 | 1962 | B&W | 0.75 |  | 2 | SF | 300 | 260 | 550
322130 | 1002893 | 2023 | Chemical Recovery Furnace | No. 2 Recovery Furnace |  | Methane | 0 |  | AA | [9 empty] | 63 | 1962 | B&W | 0.75 |  | 2 | SF | 300 | 260 | 550
322130 | 1002893 | 2023 | Chemical Recovery Furnace | No. 2 Recovery Furnace |  | Methane Spent Liquor | 0 |  | AA | [9 empty] | 63 | 1962 | B&W | 0.75 |  | 2 | SF | 300 | 260 | 550
322130 | 1002893 | 2023 | Chemical Recovery Furnace | No. 2 Recovery Furnace |  | Nitrous Oxide | 0 |  | AA | [9 empty] | 63 | 1962 | B&W | 0.75 |  | 2 | SF | 300 | 260 | 550
322130 | 1002893 | 2023 | Chemical Recovery Furnace | No. 2 Recovery Furnace |  | Nitrous Oxide Spent Liquor | 0 |  | AA | [9 empty] | 63 | 1962 | B&W | 0.75 |  | 2 | SF | 300 | 260 | 550
322130 | 1002893 | 2023 | Chemical Recovery Furnace | No. 3 Recovery Furnace |  | Carbon Dioxide Biogenic (Spent Liquor) | 192318.6 |  | AA | [9 empty] | 52 | 1973 | CE (Alstom) | 3.2 |  | 2 | D | 710 | 650 | 750
322130 | 1002893 | 2023 | Chemical Recovery Furnace | No. 3 Recovery Furnace |  | Carbon Dioxide Non-Biogenic | 8645.4 |  | AA | [9 empty] | 52 | 1973 | CE (Alstom) | 3.2 |  | 2 | D | 710 | 650 | 750
322130 | 1002893 | 2023 | Chemical Recovery Furnace | No. 3 Recovery Furnace |  | Methane | 0.16 |  | AA | [9 empty] | 52 | 1973 | CE (Alstom) | 3.2 |  | 2 | D | 710 | 650 | 750
322130 | 1002893 | 2023 | Chemical Recovery Furnace | No. 3 Recovery Furnace |  | Methane Spent Liquor | 3.87 |  | AA | [9 empty] | 52 | 1973 | CE (Alstom) | 3.2 |  | 2 | D | 710 | 650 | 750
322130 | 1002893 | 2023 | Chemical Recovery Furnace | No. 3 Recovery Furnace |  | Nitrous Oxide | 0.016 |  | AA | [9 empty] | 52 | 1973 | CE (Alstom) | 3.2 |  | 2 | D | 710 | 650 | 750
322130 | 1002893 | 2023 | Chemical Recovery Furnace | No. 3 Recovery Furnace |  | Nitrous Oxide Spent Liquor | 0.856 |  | AA | [9 empty] | 52 | 1973 | CE (Alstom) | 3.2 |  | 2 | D | 710 | 650 | 750
322130 | 1002893 | 2023 | NGLH (Heater, natural gas line) | OCC | Natural Gas (Weighted U.S. Average) | Carbon Dioxide Biogenic | 0 | 11173234 | C
322130 | 1002893 | 2023 | NGLH (Heater, natural gas line) | OCC | Natural Gas (Weighted U.S. Average) | Carbon Dioxide Non-Biogenic | 625.6 | 11173234 | C
322130 | 1002893 | 2023 | NGLH (Heater, natural gas line) | OCC | Natural Gas (Weighted U.S. Average) | Carbon Dioxide Total | 625.6 | 11173234 | C
322130 | 1002893 | 2023 | NGLH (Heater, natural gas line) | OCC | Natural Gas (Weighted U.S. Average) | Methane | 0.01 | 11173234 | C
322130 | 1002893 | 2023 | NGLH (Heater, natural gas line) | OCC | Natural Gas (Weighted U.S. Average) | Methane (Co2 eq) | 0.3 | 11173234 | C
322130 | 1002893 | 2023 | NGLH (Heater, natural gas line) | OCC | Natural Gas (Weighted U.S. Average) | Nitrous Oxide | 0.001 | 11173234 | C
322130 | 1002893 | 2023 | NGLH (Heater, natural gas line) | OCC | Natural Gas (Weighted U.S. Average) | Nitrous Oxide (Co2 eq) | 0.4 | 11173234 | C
311224 | 1002894 | 2023 |  | CP-01 | Natural Gas (Weighted U.S. Average) | Carbon Dioxide Biogenic | 0 | 784879438 | C
311224 | 1002894 | 2023 |  | CP-01 | Natural Gas (Weighted U.S. Average) | Carbon Dioxide Non-Biogenic | 42728.5 | 784879438 | C
311224 | 1002894 | 2023 |  | CP-01 | Natural Gas (Weighted U.S. Average) | Carbon Dioxide Total | 42728.5 | 784879438 | C
311224 | 1002894 | 2023 |  | CP-01 | Natural Gas (Weighted U.S. Average) | Methane | 0.81 | 784879438 | C
311224 | 1002894 | 2023 |  | CP-01 | Natural Gas (Weighted U.S. Average) | Methane (Co2 eq) | 20.1 | 784879438 | C
311224 | 1002894 | 2023 |  | CP-01 | Natural Gas (Weighted U.S. Average) | Nitrous Oxide | 0.081 | 784879438 | C
311224 | 1002894 | 2023 |  | CP-01 | Natural Gas (Weighted U.S. Average) | Nitrous Oxide (Co2 eq) | 24 | 784879438 | C
312120 | 1002904 | 2023 |  | GP-Allboilers | Natural Gas (Weighted U.S. Average) | Carbon Dioxide Biogenic | 0 | 556438735 | C
312120 | 1002904 | 2023 |  | GP-Allboilers | Natural Gas (Weighted U.S. Average) | Carbon Dioxide Non-Biogenic | 30292.3 | 556438735 | C
312120 | 1002904 | 2023 |  | GP-Allboilers | Natural Gas (Weighted U.S. Average) | Carbon Dioxide Total | 30292.3 | 556438735 | C
312120 | 1002904 | 2023 |  | GP-Allboilers | Natural Gas (Weighted U.S. Average) | Methane | 0.57 | 556438735 | C
312120 | 1002904 | 2023 |  | GP-Allboilers | Natural Gas (Weighted U.S. Average) | Methane (Co2 eq) | 14.3 | 556438735 | C
312120 | 1002904 | 2023 |  | GP-Allboilers | Natural Gas (Weighted U.S. Average) | Nitrous Oxide | 0.057 | 556438735 | C
312120 | 1002904 | 2023 |  | GP-Allboilers | Natural Gas (Weighted U.S. Average) | Nitrous Oxide (Co2 eq) | 17 | 556438735 | C
325193 | 1002909 | 2023 |  | CP-1 | Natural Gas (Weighted U.S. Average) | Carbon Dioxide Biogenic | 0 | 0 | C
325193 | 1002909 | 2023 |  | CP-1 | Natural Gas (Weighted U.S. Average) | Carbon Dioxide Non-Biogenic | 44403.5 | 0 | C
325193 | 1002909 | 2023 |  | CP-1 | Natural Gas (Weighted U.S. Average) | Carbon Dioxide Total | 44403.5 | 0 | C
325193 | 1002909 | 2023 |  | CP-1 | Natural Gas (Weighted U.S. Average) | Methane | 0.84 | 0 | C
325193 | 1002909 | 2023 |  | CP-1 | Natural Gas (Weighted U.S. Average) | Methane (Co2 eq) | 20.9 | 0 | C
325193 | 1002909 | 2023 |  | CP-1 | Natural Gas (Weighted U.S. Average) | Nitrous Oxide | 0.084 | 0 | C
325193 | 1002909 | 2023 |  | CP-1 | Natural Gas (Weighted U.S. Average) | Nitrous Oxide (Co2 eq) | 24.9 | 0 | C
312120 | 1002915 | 2023 |  | GP-1 | Distillate Fuel Oil No. 4 | Carbon Dioxide Biogenic | 0 | 0 | C
312120 | 1002915 | 2023 |  | GP-1 | Distillate Fuel Oil No. 4 | Carbon Dioxide Non-Biogenic | 0 | 0 | C
312120 | 1002915 | 2023 |  | GP-1 | Distillate Fuel Oil No. 4 | Carbon Dioxide Total | 0 | 0 | C
312120 | 1002915 | 2023 |  | GP-1 | Distillate Fuel Oil No. 4 | Methane | 0 | 0 | C
312120 | 1002915 | 2023 |  | GP-1 | Distillate Fuel Oil No. 4 | Methane (Co2 eq) | 0 | 0 | C
312120 | 1002915 | 2023 |  | GP-1 | Distillate Fuel Oil No. 4 | Nitrous Oxide | 0 | 0 | C
312120 | 1002915 | 2023 |  | GP-1 | Distillate Fuel Oil No. 4 | Nitrous Oxide (Co2 eq) | 0 | 0 | C
312120 | 1002915 | 2023 |  | GP-1 | Liquefied petroleum gases (LPG) | Carbon Dioxide Biogenic | 0 | 0 | C
312120 | 1002915 | 2023 |  | GP-1 | Liquefied petroleum gases (LPG) | Carbon Dioxide Non-Biogenic | 25 | 0 | C
312120 | 1002915 | 2023 |  | GP-1 | Liquefied petroleum gases (LPG) | Carbon Dioxide Total | 25 | 0 | C
312120 | 1002915 | 2023 |  | GP-1 | Liquefied petroleum gases (LPG) | Methane | 0 | 0 | C
312120 | 1002915 | 2023 |  | GP-1 | Liquefied petroleum gases (LPG) | Methane (Co2 eq) | 0 | 0 | C
312120 | 1002915 | 2023 |  | GP-1 | Liquefied petroleum gases (LPG) | Nitrous Oxide | 0 | 0 | C
312120 | 1002915 | 2023 |  | GP-1 | Liquefied petroleum gases (LPG) | Nitrous Oxide (Co2 eq) | 0.1 | 0 | C
312120 | 1002915 | 2023 |  | GP-1 | Natural Gas (Weighted U.S. Average) | Carbon Dioxide Biogenic | 0 | 0 | C
312120 | 1002915 | 2023 |  | GP-1 | Natural Gas (Weighted U.S. Average) | Carbon Dioxide Non-Biogenic | 10797.4 | 0 | C
312120 | 1002915 | 2023 |  | GP-1 | Natural Gas (Weighted U.S. Average) | Carbon Dioxide Total | 10797.4 | 0 | C
312120 | 1002915 | 2023 |  | GP-1 | Natural Gas (Weighted U.S. Average) | Methane | 0.2 | 0 | C
312120 | 1002915 | 2023 |  | GP-1 | Natural Gas (Weighted U.S. Average) | Methane (Co2 eq) | 5.1 | 0 | C
312120 | 1002915 | 2023 |  | GP-1 | Natural Gas (Weighted U.S. Average) | Nitrous Oxide | 0.02 | 0 | C
312120 | 1002915 | 2023 |  | GP-1 | Natural Gas (Weighted U.S. Average) | Nitrous Oxide (Co2 eq) | 6.1 | 0 | C
312120 | 1002915 | 2023 |  | GP-1 | Other Biomass Gases | Carbon Dioxide Biogenic | 912.5 | 0 | C
312120 | 1002915 | 2023 |  | GP-1 | Other Biomass Gases | Carbon Dioxide Non-Biogenic | 0 | 0 | C
312120 | 1002915 | 2023 |  | GP-1 | Other Biomass Gases | Carbon Dioxide Total | 912.5 | 0 | C
312120 | 1002915 | 2023 |  | GP-1 | Other Biomass Gases | Methane | 0.06 | 0 | C
312120 | 1002915 | 2023 |  | GP-1 | Other Biomass Gases | Methane (Co2 eq) | 1.4 | 0 | C
312120 | 1002915 | 2023 |  | GP-1 | Other Biomass Gases | Nitrous Oxide | 0.011 | 0 | C
312120 | 1002915 | 2023 |  | GP-1 | Other Biomass Gases | Nitrous Oxide (Co2 eq) | 3.3 | 0 | C
311221 | 1002916 | 2023 | OCS (Other combustion source) | CP-1 | Natural Gas (Weighted U.S. Average) | Carbon Dioxide Biogenic | 0 | 0 | C
311221 | 1002916 | 2023 | OCS (Other combustion source) | CP-1 | Natural Gas (Weighted U.S. Average) | Carbon Dioxide Non-Biogenic | 131474.3 | 0 | C
311221 | 1002916 | 2023 | OCS (Other combustion source) | CP-1 | Natural Gas (Weighted U.S. Average) | Carbon Dioxide Total | 131474.3 | 0 | C
311221 | 1002916 | 2023 | OCS (Other combustion source) | CP-1 | Natural Gas (Weighted U.S. Average) | Methane | 2.48 | 0 | C
311221 | 1002916 | 2023 | OCS (Other combustion source) | CP-1 | Natural Gas (Weighted U.S. Average) | Methane (Co2 eq) | 61.9 | 0 | C
311221 | 1002916 | 2023 | OCS (Other combustion source) | CP-1 | Natural Gas (Weighted U.S. Average) | Nitrous Oxide | 0.248 | 0 | C
311221 | 1002916 | 2023 | OCS (Other combustion source) | CP-1 | Natural Gas (Weighted U.S. Average) | Nitrous Oxide (Co2 eq) | 73.8 | 0 | C
311221 | 1002916 | 2023 | CFB (Boiler, circulating fluidized bed) | CoGen Unit 1 | Natural Gas (Weighted U.S. Average) | Carbon Dioxide Biogenic | 0 | 0 | C
311221 | 1002916 | 2023 | CFB (Boiler, circulating fluidized bed) | CoGen Unit 1 | Natural Gas (Weighted U.S. Average) | Carbon Dioxide Non-Biogenic | 0 | 0 | C
311221 | 1002916 | 2023 | CFB (Boiler, circulating fluidized bed) | CoGen Unit 1 | Natural Gas (Weighted U.S. Average) | Carbon Dioxide Total | 0 | 0 | C
311221 | 1002916 | 2023 | CFB (Boiler, circulating fluidized bed) | CoGen Unit 1 | Natural Gas (Weighted U.S. Average) | Methane | 0.01 | 0 | C
311221 | 1002916 | 2023 | CFB (Boiler, circulating fluidized bed) | CoGen Unit 1 | Natural Gas (Weighted U.S. Average) | Methane (Co2 eq) | 0.2 | 0 | C
311221 | 1002916 | 2023 | CFB (Boiler, circulating fluidized bed) | CoGen Unit 1 | Natural Gas (Weighted U.S. Average) | Nitrous Oxide | 0.001 | 0 | C
311221 | 1002916 | 2023 | CFB (Boiler, circulating fluidized bed) | CoGen Unit 1 | Natural Gas (Weighted U.S. Average) | Nitrous Oxide (Co2 eq) | 0.2 | 0 | C
311221 | 1002916 | 2023 | CFB (Boiler, circulating fluidized bed) | CoGen Unit 1 | Subbituminous | Carbon Dioxide Biogenic | 0 | 0 | C
311221 | 1002916 | 2023 | CFB (Boiler, circulating fluidized bed) | CoGen Unit 1 | Subbituminous | Carbon Dioxide Non-Biogenic | 0 | 0 | C
311221 | 1002916 | 2023 | CFB (Boiler, circulating fluidized bed) | CoGen Unit 1 | Subbituminous | Carbon Dioxide Total | 0 | 0 | C
311221 | 1002916 | 2023 | CFB (Boiler, circulating fluidized bed) | CoGen Unit 1 | Subbituminous | Methane | 57.87 | 0 | C
311221 | 1002916 | 2023 | CFB (Boiler, circulating fluidized bed) | CoGen Unit 1 | Subbituminous | Methane (Co2 eq) | 1446.8 | 0 | C
311221 | 1002916 | 2023 | CFB (Boiler, circulating fluidized bed) | CoGen Unit 1 | Subbituminous | Nitrous Oxide | 8.418 | 0 | C
311221 | 1002916 | 2023 | CFB (Boiler, circulating fluidized bed) | CoGen Unit 1 | Subbituminous | Nitrous Oxide (Co2 eq) | 2508.5 | 0 | C
311221 | 1002916 | 2023 | CFB (Boiler, circulating fluidized bed) | CoGen Unit 2 | Natural Gas (Weighted U.S. Average) | Carbon Dioxide Biogenic | 0 | 0 | C
311221 | 1002916 | 2023 | CFB (Boiler, circulating fluidized bed) | CoGen Unit 2 | Natural Gas (Weighted U.S. Average) | Carbon Dioxide Non-Biogenic | 0 | 0 | C
311221 | 1002916 | 2023 | CFB (Boiler, circulating fluidized bed) | CoGen Unit 2 | Natural Gas (Weighted U.S. Average) | Carbon Dioxide Total | 0 | 0 | C
311221 | 1002916 | 2023 | CFB (Boiler, circulating fluidized bed) | CoGen Unit 2 | Natural Gas (Weighted U.S. Average) | Methane | 0.01 | 0 | C
311221 | 1002916 | 2023 | CFB (Boiler, circulating fluidized bed) | CoGen Unit 2 | Natural Gas (Weighted U.S. Average) | Methane (Co2 eq) | 0.3 | 0 | C
311221 | 1002916 | 2023 | CFB (Boiler, circulating fluidized bed) | CoGen Unit 2 | Natural Gas (Weighted U.S. Average) | Nitrous Oxide | 0.001 | 0 | C
311221 | 1002916 | 2023 | CFB (Boiler, circulating fluidized bed) | CoGen Unit 2 | Natural Gas (Weighted U.S. Average) | Nitrous Oxide (Co2 eq) | 0.3 | 0 | C
311221 | 1002916 | 2023 | CFB (Boiler, circulating fluidized bed) | CoGen Unit 2 | Subbituminous | Carbon Dioxide Biogenic | 0 | 0 | C
311221 | 1002916 | 2023 | CFB (Boiler, circulating fluidized bed) | CoGen Unit 2 | Subbituminous | Carbon Dioxide Non-Biogenic | 0 | 0 | C
311221 | 1002916 | 2023 | CFB (Boiler, circulating fluidized bed) | CoGen Unit 2 | Subbituminous | Carbon Dioxide Total | 0 | 0 | C
311221 | 1002916 | 2023 | CFB (Boiler, circulating fluidized bed) | CoGen Unit 2 | Subbituminous | Methane | 59.45 | 0 | C
311221 | 1002916 | 2023 | CFB (Boiler, circulating fluidized bed) | CoGen Unit 2 | Subbituminous | Methane (Co2 eq) | 1486.2 | 0 | C
311221 | 1002916 | 2023 | CFB (Boiler, circulating fluidized bed) | CoGen Unit 2 | Subbituminous | Nitrous Oxide | 8.647 | 0 | C
311221 | 1002916 | 2023 | CFB (Boiler, circulating fluidized bed) | CoGen Unit 2 | Subbituminous | Nitrous Oxide (Co2 eq) | 2576.9 | 0 | C
311221 | 1002916 | 2023 | OCS (Other combustion source) | GP-1 | Other Biomass Gases | Carbon Dioxide Biogenic | 13772.8 | 0 | C
311221 | 1002916 | 2023 | OCS (Other combustion source) | GP-1 | Other Biomass Gases | Carbon Dioxide Non-Biogenic | 0 | 0 | C
311221 | 1002916 | 2023 | OCS (Other combustion source) | GP-1 | Other Biomass Gases | Carbon Dioxide Total | 13772.8 | 0 | C
311221 | 1002916 | 2023 | OCS (Other combustion source) | GP-1 | Other Biomass Gases | Methane | 0.85 | 0 | C
311221 | 1002916 | 2023 | OCS (Other combustion source) | GP-1 | Other Biomass Gases | Methane (Co2 eq) | 21.2 | 0 | C
311221 | 1002916 | 2023 | OCS (Other combustion source) | GP-1 | Other Biomass Gases | Nitrous Oxide | 0.167 | 0 | C
311221 | 1002916 | 2023 | OCS (Other combustion source) | GP-1 | Other Biomass Gases | Nitrous Oxide (Co2 eq) | 49.7 | 0 | C
325211 | 1002925 | 2023 | OB (Boiler, other) | HT-1 | Natural Gas (Weighted U.S. Average) | Carbon Dioxide Biogenic | 0 | 78798000 | C
325211 | 1002925 | 2023 | OB (Boiler, other) | HT-1 | Natural Gas (Weighted U.S. Average) | Carbon Dioxide Non-Biogenic | 4289.7 | 78798000 | C
325211 | 1002925 | 2023 | OB (Boiler, other) | HT-1 | Natural Gas (Weighted U.S. Average) | Carbon Dioxide Total | 4289.7 | 78798000 | C
325211 | 1002925 | 2023 | OB (Boiler, other) | HT-1 | Natural Gas (Weighted U.S. Average) | Methane | 0.08 | 78798000 | C
325211 | 1002925 | 2023 | OB (Boiler, other) | HT-1 | Natural Gas (Weighted U.S. Average) | Methane (Co2 eq) | 2 | 78798000 | C
325211 | 1002925 | 2023 | OB (Boiler, other) | HT-1 | Natural Gas (Weighted U.S. Average) | Nitrous Oxide | 0.008 | 78798000 | C
325211 | 1002925 | 2023 | OB (Boiler, other) | HT-1 | Natural Gas (Weighted U.S. Average) | Nitrous Oxide (Co2 eq) | 2.4 | 78798000 | C
325211 | 1002925 | 2023 | OB (Boiler, other) | HT-2 | Natural Gas (Weighted U.S. Average) | Carbon Dioxide Biogenic | 0 | 74938000 | C
325211 | 1002925 | 2023 | OB (Boiler, other) | HT-2 | Natural Gas (Weighted U.S. Average) | Carbon Dioxide Non-Biogenic | 4079.6 | 74938000 | C
325211 | 1002925 | 2023 | OB (Boiler, other) | HT-2 | Natural Gas (Weighted U.S. Average) | Carbon Dioxide Total | 4079.6 | 74938000 | C
325211 | 1002925 | 2023 | OB (Boiler, other) | HT-2 | Natural Gas (Weighted U.S. Average) | Methane | 0.08 | 74938000 | C
325211 | 1002925 | 2023 | OB (Boiler, other) | HT-2 | Natural Gas (Weighted U.S. Average) | Methane (Co2 eq) | 1.9 | 74938000 | C
325211 | 1002925 | 2023 | OB (Boiler, other) | HT-2 | Natural Gas (Weighted U.S. Average) | Nitrous Oxide | 0.008 | 74938000 | C
325211 | 1002925 | 2023 | OB (Boiler, other) | HT-2 | Natural Gas (Weighted U.S. Average) | Nitrous Oxide (Co2 eq) | 2.3 | 74938000 | C
325199 | 1002927 | 2023 | PRH (Process Heater) | EP001-P | Fuel Gas | Carbon Dioxide Biogenic | 0 | 0 | C
325199 | 1002927 | 2023 | PRH (Process Heater) | EP001-P | Fuel Gas | Carbon Dioxide Non-Biogenic | 22636.2 | 0 | C
325199 | 1002927 | 2023 | PRH (Process Heater) | EP001-P | Fuel Gas | Carbon Dioxide Total | 22636.2 | 0 | C
325199 | 1002927 | 2023 | PRH (Process Heater) | EP001-P | Fuel Gas | Methane | 1.77 | 0 | C
325199 | 1002927 | 2023 | PRH (Process Heater) | EP001-P | Fuel Gas | Methane (Co2 eq) | 44.3 | 0 | C
325199 | 1002927 | 2023 | PRH (Process Heater) | EP001-P | Fuel Gas | Nitrous Oxide | 0.355 | 0 | C
325199 | 1002927 | 2023 | PRH (Process Heater) | EP001-P | Fuel Gas | Nitrous Oxide (Co2 eq) | 105.7 | 0 | C
325199 | 1002927 | 2023 | PRH (Process Heater) | EP002-P | Fuel Gas | Carbon Dioxide Biogenic | 0 | 0 | C
325199 | 1002927 | 2023 | PRH (Process Heater) | EP002-P | Fuel Gas | Carbon Dioxide Non-Biogenic | 25857.5 | 0 | C
325199 | 1002927 | 2023 | PRH (Process Heater) | EP002-P | Fuel Gas | Carbon Dioxide Total | 25857.5 | 0 | C
325199 | 1002927 | 2023 | PRH (Process Heater) | EP002-P | Fuel Gas | Methane | 2.03 | 0 | C
325199 | 1002927 | 2023 | PRH (Process Heater) | EP002-P | Fuel Gas | Methane (Co2 eq) | 50.6 | 0 | C
325199 | 1002927 | 2023 | PRH (Process Heater) | EP002-P | Fuel Gas | Nitrous Oxide | 0.405 | 0 | C
325199 | 1002927 | 2023 | PRH (Process Heater) | EP002-P | Fuel Gas | Nitrous Oxide (Co2 eq) | 120.7 | 0 | C
325199 | 1002927 | 2023 | PRH (Process Heater) | EP003-P | Fuel Gas | Carbon Dioxide Biogenic | 0 | 0 | C
325199 | 1002927 | 2023 | PRH (Process Heater) | EP003-P | Fuel Gas | Carbon Dioxide Non-Biogenic | 26386.3 | 0 | C
325199 | 1002927 | 2023 | PRH (Process Heater) | EP003-P | Fuel Gas | Carbon Dioxide Total | 26386.3 | 0 | C
325199 | 1002927 | 2023 | PRH (Process Heater) | EP003-P | Fuel Gas | Methane | 2.07 | 0 | C
325199 | 1002927 | 2023 | PRH (Process Heater) | EP003-P | Fuel Gas | Methane (Co2 eq) | 51.7 | 0 | C
325199 | 1002927 | 2023 | PRH (Process Heater) | EP003-P | Fuel Gas | Nitrous Oxide | 0.413 | 0 | C
325199 | 1002927 | 2023 | PRH (Process Heater) | EP003-P | Fuel Gas | Nitrous Oxide (Co2 eq) | 123.2 | 0 | C
325199 | 1002927 | 2023 | PRH (Process Heater) | EP004-P | Fuel Gas | Carbon Dioxide Biogenic | 0 | 0 | C
325199 | 1002927 | 2023 | PRH (Process Heater) | EP004-P | Fuel Gas | Carbon Dioxide Non-Biogenic | 23976.3 | 0 | C
325199 | 1002927 | 2023 | PRH (Process Heater) | EP004-P | Fuel Gas | Carbon Dioxide Total | 23976.3 | 0 | C
325199 | 1002927 | 2023 | PRH (Process Heater) | EP004-P | Fuel Gas | Methane | 1.88 | 0 | C
325199 | 1002927 | 2023 | PRH (Process Heater) | EP004-P | Fuel Gas | Methane (Co2 eq) | 46.9 | 0 | C
325199 | 1002927 | 2023 | PRH (Process Heater) | EP004-P | Fuel Gas | Nitrous Oxide | 0.376 | 0 | C
325199 | 1002927 | 2023 | PRH (Process Heater) | EP004-P | Fuel Gas | Nitrous Oxide (Co2 eq) | 111.9 | 0 | C
325199 | 1002927 | 2023 | PRH (Process Heater) | EP005-P | Fuel Gas | Carbon Dioxide Biogenic | 0 | 0 | C
325199 | 1002927 | 2023 | PRH (Process Heater) | EP005-P | Fuel Gas | Carbon Dioxide Non-Biogenic | 22860.6 | 0 | C
325199 | 1002927 | 2023 | PRH (Process Heater) | EP005-P | Fuel Gas | Carbon Dioxide Total | 22860.6 | 0 | C
325199 | 1002927 | 2023 | PRH (Process Heater) | EP005-P | Fuel Gas | Methane | 1.79 | 0 | C
325199 | 1002927 | 2023 | PRH (Process Heater) | EP005-P | Fuel Gas | Methane (Co2 eq) | 44.8 | 0 | C
325199 | 1002927 | 2023 | PRH (Process Heater) | EP005-P | Fuel Gas | Nitrous Oxide | 0.358 | 0 | C
325199 | 1002927 | 2023 | PRH (Process Heater) | EP005-P | Fuel Gas | Nitrous Oxide (Co2 eq) | 106.7 | 0 | C
325199 | 1002927 | 2023 | PRH (Process Heater) | EP006-P | Fuel Gas | Carbon Dioxide Biogenic | 0 | 0 | C
325199 | 1002927 | 2023 | PRH (Process Heater) | EP006-P | Fuel Gas | Carbon Dioxide Non-Biogenic | 22229 | 0 | C
325199 | 1002927 | 2023 | PRH (Process Heater) | EP006-P | Fuel Gas | Carbon Dioxide Total | 22229 | 0 | C
325199 | 1002927 | 2023 | PRH (Process Heater) | EP006-P | Fuel Gas | Methane | 1.74 | 0 | C
325199 | 1002927 | 2023 | PRH (Process Heater) | EP006-P | Fuel Gas | Methane (Co2 eq) | 43.5 | 0 | C
325199 | 1002927 | 2023 | PRH (Process Heater) | EP006-P | Fuel Gas | Nitrous Oxide | 0.348 | 0 | C
325199 | 1002927 | 2023 | PRH (Process Heater) | EP006-P | Fuel Gas | Nitrous Oxide (Co2 eq) | 103.8 | 0 | C
325199 | 1002927 | 2023 | PRH (Process Heater) | EP007-P | Fuel Gas | Carbon Dioxide Biogenic | 0 | 0 | C
325199 | 1002927 | 2023 | PRH (Process Heater) | EP007-P | Fuel Gas | Carbon Dioxide Non-Biogenic | 24351.2 | 0 | C
325199 | 1002927 | 2023 | PRH (Process Heater) | EP007-P | Fuel Gas | Carbon Dioxide Total | 24351.2 | 0 | C
325199 | 1002927 | 2023 | PRH (Process Heater) | EP007-P | Fuel Gas | Methane | 1.91 | 0 | C
325199 | 1002927 | 2023 | PRH (Process Heater) | EP007-P | Fuel Gas | Methane (Co2 eq) | 47.7 | 0 | C
325199 | 1002927 | 2023 | PRH (Process Heater) | EP007-P | Fuel Gas | Nitrous Oxide | 0.381 | 0 | C
325199 | 1002927 | 2023 | PRH (Process Heater) | EP007-P | Fuel Gas | Nitrous Oxide (Co2 eq) | 113.7 | 0 | C
325199 | 1002927 | 2023 | PRH (Process Heater) | EP008-P | Fuel Gas | Carbon Dioxide Biogenic | 0 | 0 | C
325199 | 1002927 | 2023 | PRH (Process Heater) | EP008-P | Fuel Gas | Carbon Dioxide Non-Biogenic | 24874.3 | 0 | C
325199 | 1002927 | 2023 | PRH (Process Heater) | EP008-P | Fuel Gas | Carbon Dioxide Total | 24874.3 | 0 | C
325199 | 1002927 | 2023 | PRH (Process Heater) | EP008-P | Fuel Gas | Methane | 1.95 | 0 | C
325199 | 1002927 | 2023 | PRH (Process Heater) | EP008-P | Fuel Gas | Methane (Co2 eq) | 48.7 | 0 | C
325199 | 1002927 | 2023 | PRH (Process Heater) | EP008-P | Fuel Gas | Nitrous Oxide | 0.39 | 0 | C
325199 | 1002927 | 2023 | PRH (Process Heater) | EP008-P | Fuel Gas | Nitrous Oxide (Co2 eq) | 116.1 | 0 | C
325199 | 1002927 | 2023 | PRH (Process Heater) | EP009-P | Fuel Gas | Carbon Dioxide Biogenic | 0 | 0 | C
325199 | 1002927 | 2023 | PRH (Process Heater) | EP009-P | Fuel Gas | Carbon Dioxide Non-Biogenic | 23970.3 | 0 | C
325199 | 1002927 | 2023 | PRH (Process Heater) | EP009-P | Fuel Gas | Carbon Dioxide Total | 23970.3 | 0 | C
325199 | 1002927 | 2023 | PRH (Process Heater) | EP009-P | Fuel Gas | Methane | 1.88 | 0 | C
325199 | 1002927 | 2023 | PRH (Process Heater) | EP009-P | Fuel Gas | Methane (Co2 eq) | 46.9 | 0 | C
325199 | 1002927 | 2023 | PRH (Process Heater) | EP009-P | Fuel Gas | Nitrous Oxide | 0.375 | 0 | C
325199 | 1002927 | 2023 | PRH (Process Heater) | EP009-P | Fuel Gas | Nitrous Oxide (Co2 eq) | 111.9 | 0 | C
325199 | 1002927 | 2023 | PRH (Process Heater) | EP010-P | Fuel Gas | Carbon Dioxide Biogenic | 0 | 0 | C
325199 | 1002927 | 2023 | PRH (Process Heater) | EP010-P | Fuel Gas | Carbon Dioxide Non-Biogenic | 24663 | 0 | C
325199 | 1002927 | 2023 | PRH (Process Heater) | EP010-P | Fuel Gas | Carbon Dioxide Total | 24663 | 0 | C
325199 | 1002927 | 2023 | PRH (Process Heater) | EP010-P | Fuel Gas | Methane | 1.93 | 0 | C
325199 | 1002927 | 2023 | PRH (Process Heater) | EP010-P | Fuel Gas | Methane (Co2 eq) | 48.3 | 0 | C
325199 | 1002927 | 2023 | PRH (Process Heater) | EP010-P | Fuel Gas | Nitrous Oxide | 0.386 | 0 | C
325199 | 1002927 | 2023 | PRH (Process Heater) | EP010-P | Fuel Gas | Nitrous Oxide (Co2 eq) | 115.1 | 0 | C
325199 | 1002927 | 2023 | PRH (Process Heater) | EP011-P | Fuel Gas | Carbon Dioxide Biogenic | 0 | 0 | C
325199 | 1002927 | 2023 | PRH (Process Heater) | EP011-P | Fuel Gas | Carbon Dioxide Non-Biogenic | 39275.8 | 0 | C
325199 | 1002927 | 2023 | PRH (Process Heater) | EP011-P | Fuel Gas | Carbon Dioxide Total | 39275.8 | 0 | C
325199 | 1002927 | 2023 | PRH (Process Heater) | EP011-P | Fuel Gas | Methane | 3.08 | 0 | C
325199 | 1002927 | 2023 | PRH (Process Heater) | EP011-P | Fuel Gas | Methane (Co2 eq) | 76.9 | 0 | C
325199 | 1002927 | 2023 | PRH (Process Heater) | EP011-P | Fuel Gas | Nitrous Oxide | 0.615 | 0 | C
325199 | 1002927 | 2023 | PRH (Process Heater) | EP011-P | Fuel Gas | Nitrous Oxide (Co2 eq) | 183.3 | 0 | C
325199 | 1002927 | 2023 | PRH (Process Heater) | EP012-P | Fuel Gas | Carbon Dioxide Biogenic | 0 | 0 | C
325199 | 1002927 | 2023 | PRH (Process Heater) | EP012-P | Fuel Gas | Carbon Dioxide Non-Biogenic | 46231 | 0 | C
325199 | 1002927 | 2023 | PRH (Process Heater) | EP012-P | Fuel Gas | Carbon Dioxide Total | 46231 | 0 | C
325199 | 1002927 | 2023 | PRH (Process Heater) | EP012-P | Fuel Gas | Methane | 3.62 | 0 | C
325199 | 1002927 | 2023 | PRH (Process Heater) | EP012-P | Fuel Gas | Methane (Co2 eq) | 90.5 | 0 | C
325199 | 1002927 | 2023 | PRH (Process Heater) | EP012-P | Fuel Gas | Nitrous Oxide | 0.724 | 0 | C
325199 | 1002927 | 2023 | PRH (Process Heater) | EP012-P | Fuel Gas | Nitrous Oxide (Co2 eq) | 215.8 | 0 | C
325199 | 1002927 | 2023 | PRH (Process Heater) | EP013-P | Fuel Gas | Carbon Dioxide Biogenic | 0 | 0 | C
325199 | 1002927 | 2023 | PRH (Process Heater) | EP013-P | Fuel Gas | Carbon Dioxide Non-Biogenic | 42250.2 | 0 | C
325199 | 1002927 | 2023 | PRH (Process Heater) | EP013-P | Fuel Gas | Carbon Dioxide Total | 42250.2 | 0 | C
325199 | 1002927 | 2023 | PRH (Process Heater) | EP013-P | Fuel Gas | Methane | 3.31 | 0 | C
325199 | 1002927 | 2023 | PRH (Process Heater) | EP013-P | Fuel Gas | Methane (Co2 eq) | 82.7 | 0 | C
325199 | 1002927 | 2023 | PRH (Process Heater) | EP013-P | Fuel Gas | Nitrous Oxide | 0.662 | 0 | C
325199 | 1002927 | 2023 | PRH (Process Heater) | EP013-P | Fuel Gas | Nitrous Oxide (Co2 eq) | 197.2 | 0 | C
325199 | 1002927 | 2023 | PRH (Process Heater) | EP014-P | Fuel Gas | Carbon Dioxide Biogenic | 0 | 0 | C
325199 | 1002927 | 2023 | PRH (Process Heater) | EP014-P | Fuel Gas | Carbon Dioxide Non-Biogenic | 760.2 | 0 | C
325199 | 1002927 | 2023 | PRH (Process Heater) | EP014-P | Fuel Gas | Carbon Dioxide Total | 760.2 | 0 | C
325199 | 1002927 | 2023 | PRH (Process Heater) | EP014-P | Fuel Gas | Methane | 0.06 | 0 | C
325199 | 1002927 | 2023 | PRH (Process Heater) | EP014-P | Fuel Gas | Methane (Co2 eq) | 1.5 | 0 | C
325199 | 1002927 | 2023 | PRH (Process Heater) | EP014-P | Fuel Gas | Nitrous Oxide | 0.012 | 0 | C
325199 | 1002927 | 2023 | PRH (Process Heater) | EP014-P | Fuel Gas | Nitrous Oxide (Co2 eq) | 3.5 | 0 | C
325199 | 1002927 | 2023 | OB (Boiler, other) | EP015-P | Fuel Gas | Carbon Dioxide Biogenic | 0 | 0 | C
325199 | 1002927 | 2023 | OB (Boiler, other) | EP015-P | Fuel Gas | Carbon Dioxide Non-Biogenic | 49629.2 | 0 | C
325199 | 1002927 | 2023 | OB (Boiler, other) | EP015-P | Fuel Gas | Carbon Dioxide Total | 49629.2 | 0 | C
325199 | 1002927 | 2023 | OB (Boiler, other) | EP015-P | Fuel Gas | Methane | 5.18 | 0 | C
325199 | 1002927 | 2023 | OB (Boiler, other) | EP015-P | Fuel Gas | Methane (Co2 eq) | 129.6 | 0 | C
325199 | 1002927 | 2023 | OB (Boiler, other) | EP015-P | Fuel Gas | Nitrous Oxide | 1.037 | 0 | C
325199 | 1002927 | 2023 | OB (Boiler, other) | EP015-P | Fuel Gas | Nitrous Oxide (Co2 eq) | 308.9 | 0 | C
325199 | 1002927 | 2023 | OB (Boiler, other) | EP016-P | Fuel Gas | Carbon Dioxide Biogenic | 0 | 0 | C
325199 | 1002927 | 2023 | OB (Boiler, other) | EP016-P | Fuel Gas | Carbon Dioxide Non-Biogenic | 47585.2 | 0 | C
325199 | 1002927 | 2023 | OB (Boiler, other) | EP016-P | Fuel Gas | Carbon Dioxide Total | 47585.2 | 0 | C
325199 | 1002927 | 2023 | OB (Boiler, other) | EP016-P | Fuel Gas | Methane | 4.97 | 0 | C
325199 | 1002927 | 2023 | OB (Boiler, other) | EP016-P | Fuel Gas | Methane (Co2 eq) | 124.2 | 0 | C
325199 | 1002927 | 2023 | OB (Boiler, other) | EP016-P | Fuel Gas | Nitrous Oxide | 0.994 | 0 | C
325199 | 1002927 | 2023 | OB (Boiler, other) | EP016-P | Fuel Gas | Nitrous Oxide (Co2 eq) | 296.2 | 0 | C
325199 | 1002927 | 2023 | Flare | EP033-U |  | Carbon Dioxide | 23388 |  | X
325199 | 1002927 | 2023 | Flare | EP033-U |  | Methane | 86.22 |  | X
325199 | 1002927 | 2023 | Flare | EP033-U |  | Nitrous Oxide | 0.234 |  | X
325199 | 1002927 | 2023 | PRH (Process Heater) | EP040-P | Natural Gas (Weighted U.S. Average) | Carbon Dioxide Biogenic | 0 | 0 | C
325199 | 1002927 | 2023 | PRH (Process Heater) | EP040-P | Natural Gas (Weighted U.S. Average) | Carbon Dioxide Non-Biogenic | 378.9 | 0 | C
325199 | 1002927 | 2023 | PRH (Process Heater) | EP040-P | Natural Gas (Weighted U.S. Average) | Carbon Dioxide Total | 378.9 | 0 | C
325199 | 1002927 | 2023 | PRH (Process Heater) | EP040-P | Natural Gas (Weighted U.S. Average) | Methane | 0.01 | 0 | C
325199 | 1002927 | 2023 | PRH (Process Heater) | EP040-P | Natural Gas (Weighted U.S. Average) | Methane (Co2 eq) | 0.2 | 0 | C
325199 | 1002927 | 2023 | PRH (Process Heater) | EP040-P | Natural Gas (Weighted U.S. Average) | Nitrous Oxide | 0.001 | 0 | C
325199 | 1002927 | 2023 | PRH (Process Heater) | EP040-P | Natural Gas (Weighted U.S. Average) | Nitrous Oxide (Co2 eq) | 0.2 | 0 | C
325199 | 1002927 | 2023 | Flare | EP045 TA Temp Flare |  | Carbon Dioxide | 0 |  | X
325199 | 1002927 | 2023 | Flare | EP045 TA Temp Flare |  | Methane | 0 |  | X
325199 | 1002927 | 2023 | Flare | EP045 TA Temp Flare |  | Nitrous Oxide | 0 |  | X
325199 | 1002927 | 2023 |  | GP-Comfort Heaters | Natural Gas (Weighted U.S. Average) | Carbon Dioxide Biogenic | 0 | 0 | C
325199 | 1002927 | 2023 |  | GP-Comfort Heaters | Natural Gas (Weighted U.S. Average) | Carbon Dioxide Non-Biogenic | 476.7 | 0 | C
325199 | 1002927 | 2023 |  | GP-Comfort Heaters | Natural Gas (Weighted U.S. Average) | Carbon Dioxide Total | 476.7 | 0 | C
325199 | 1002927 | 2023 |  | GP-Comfort Heaters | Natural Gas (Weighted U.S. Average) | Methane | 0.01 | 0 | C
325199 | 1002927 | 2023 |  | GP-Comfort Heaters | Natural Gas (Weighted U.S. Average) | Methane (Co2 eq) | 0.2 | 0 | C
325199 | 1002927 | 2023 |  | GP-Comfort Heaters | Natural Gas (Weighted U.S. Average) | Nitrous Oxide | 0.001 | 0 | C
325199 | 1002927 | 2023 |  | GP-Comfort Heaters | Natural Gas (Weighted U.S. Average) | Nitrous Oxide (Co2 eq) | 0.3 | 0 | C
325199 | 1002927 | 2023 | PRH (Process Heater) | HD002-U | Natural Gas (Weighted U.S. Average) | Carbon Dioxide Biogenic | 0 | 0 | C
325199 | 1002927 | 2023 | PRH (Process Heater) | HD002-U | Natural Gas (Weighted U.S. Average) | Carbon Dioxide Non-Biogenic | 3894.2 | 0 | C
325199 | 1002927 | 2023 | PRH (Process Heater) | HD002-U | Natural Gas (Weighted U.S. Average) | Carbon Dioxide Total | 3894.2 | 0 | C
325199 | 1002927 | 2023 | PRH (Process Heater) | HD002-U | Natural Gas (Weighted U.S. Average) | Methane | 0.07 | 0 | C
325199 | 1002927 | 2023 | PRH (Process Heater) | HD002-U | Natural Gas (Weighted U.S. Average) | Methane (Co2 eq) | 1.8 | 0 | C
325199 | 1002927 | 2023 | PRH (Process Heater) | HD002-U | Natural Gas (Weighted U.S. Average) | Nitrous Oxide | 0.007 | 0 | C
325199 | 1002927 | 2023 | PRH (Process Heater) | HD002-U | Natural Gas (Weighted U.S. Average) | Nitrous Oxide (Co2 eq) | 2.2 | 0 | C
325199 | 1002927 | 2023 | PRH (Process Heater) | HD141-U | Natural Gas (Weighted U.S. Average) | Carbon Dioxide Biogenic | 0 | 0 | C
325199 | 1002927 | 2023 | PRH (Process Heater) | HD141-U | Natural Gas (Weighted U.S. Average) | Carbon Dioxide Non-Biogenic | 1778.8 | 0 | C
325199 | 1002927 | 2023 | PRH (Process Heater) | HD141-U | Natural Gas (Weighted U.S. Average) | Carbon Dioxide Total | 1778.8 | 0 | C
325199 | 1002927 | 2023 | PRH (Process Heater) | HD141-U | Natural Gas (Weighted U.S. Average) | Methane | 0.03 | 0 | C
325199 | 1002927 | 2023 | PRH (Process Heater) | HD141-U | Natural Gas (Weighted U.S. Average) | Methane (Co2 eq) | 0.8 | 0 | C
325199 | 1002927 | 2023 | PRH (Process Heater) | HD141-U | Natural Gas (Weighted U.S. Average) | Nitrous Oxide | 0.003 | 0 | C
325199 | 1002927 | 2023 | PRH (Process Heater) | HD141-U | Natural Gas (Weighted U.S. Average) | Nitrous Oxide (Co2 eq) | 1 | 0 | C
325193 | 1002950 | 2023 |  | GP-001 | Natural Gas (Weighted U.S. Average) | Carbon Dioxide Biogenic | 0 | 0 | C
325193 | 1002950 | 2023 |  | GP-001 | Natural Gas (Weighted U.S. Average) | Carbon Dioxide Non-Biogenic | 72439.9 | 0 | C
325193 | 1002950 | 2023 |  | GP-001 | Natural Gas (Weighted U.S. Average) | Carbon Dioxide Total | 72439.9 | 0 | C
325193 | 1002950 | 2023 |  | GP-001 | Natural Gas (Weighted U.S. Average) | Methane | 1.37 | 0 | C
325193 | 1002950 | 2023 |  | GP-001 | Natural Gas (Weighted U.S. Average) | Methane (Co2 eq) | 34.1 | 0 | C
325193 | 1002950 | 2023 |  | GP-001 | Natural Gas (Weighted U.S. Average) | Nitrous Oxide | 0.137 | 0 | C
325193 | 1002950 | 2023 |  | GP-001 | Natural Gas (Weighted U.S. Average) | Nitrous Oxide (Co2 eq) | 40.7 | 0 | C
325193 | 1002950 | 2023 |  | GP-001 | Propane | Carbon Dioxide Biogenic | 0 | 0 | C
325193 | 1002950 | 2023 |  | GP-001 | Propane | Carbon Dioxide Non-Biogenic | 0 | 0 | C
325193 | 1002950 | 2023 |  | GP-001 | Propane | Carbon Dioxide Total | 0 | 0 | C
325193 | 1002950 | 2023 |  | GP-001 | Propane | Methane | 0 | 0 | C
325193 | 1002950 | 2023 |  | GP-001 | Propane | Methane (Co2 eq) | 0 | 0 | C
325193 | 1002950 | 2023 |  | GP-001 | Propane | Nitrous Oxide | 0 | 0 | C
325193 | 1002950 | 2023 |  | GP-001 | Propane | Nitrous Oxide (Co2 eq) | 0 | 0 | C
325199 | 1002955 | 2023 | Petrochemical process unit | Acrylonitrile and Co-product Production |  | Carbon Dioxide | 79420.5 |  | X
325199 | 1002955 | 2023 |  | CP-1 | Natural Gas (Weighted U.S. Average) | Carbon Dioxide Biogenic | 0 | 0 | C
325199 | 1002955 | 2023 |  | CP-1 | Natural Gas (Weighted U.S. Average) | Carbon Dioxide Non-Biogenic | 38618.3 | 0 | C
325199 | 1002955 | 2023 |  | CP-1 | Natural Gas (Weighted U.S. Average) | Carbon Dioxide Total | 38618.3 | 0 | C
325199 | 1002955 | 2023 |  | CP-1 | Natural Gas (Weighted U.S. Average) | Methane | 0.73 | 0 | C
325199 | 1002955 | 2023 |  | CP-1 | Natural Gas (Weighted U.S. Average) | Methane (Co2 eq) | 18.2 | 0 | C
325199 | 1002955 | 2023 |  | CP-1 | Natural Gas (Weighted U.S. Average) | Nitrous Oxide | 0.073 | 0 | C
325199 | 1002955 | 2023 |  | CP-1 | Natural Gas (Weighted U.S. Average) | Nitrous Oxide (Co2 eq) | 21.7 | 0 | C
311613 | 1002960 | 2023 |  | GP-Jackson | Natural Gas (Weighted U.S. Average) | Carbon Dioxide Biogenic | 0 | 847585000 | C
311613 | 1002960 | 2023 |  | GP-Jackson | Natural Gas (Weighted U.S. Average) | Carbon Dioxide Non-Biogenic | 46142.2 | 847585000 | C
311613 | 1002960 | 2023 |  | GP-Jackson | Natural Gas (Weighted U.S. Average) | Carbon Dioxide Total | 46142.2 | 847585000 | C
311613 | 1002960 | 2023 |  | GP-Jackson | Natural Gas (Weighted U.S. Average) | Methane | 0.87 | 847585000 | C
311613 | 1002960 | 2023 |  | GP-Jackson | Natural Gas (Weighted U.S. Average) | Methane (Co2 eq) | 21.7 | 847585000 | C
311613 | 1002960 | 2023 |  | GP-Jackson | Natural Gas (Weighted U.S. Average) | Nitrous Oxide | 0.087 | 847585000 | C
311613 | 1002960 | 2023 |  | GP-Jackson | Natural Gas (Weighted U.S. Average) | Nitrous Oxide (Co2 eq) | 25.9 | 847585000 | C
325193 | 1002962 | 2023 | OB (Boiler, other) | Auxiliary Boiler | Natural Gas (Weighted U.S. Average) | Carbon Dioxide Biogenic | 0 | 433009952 | C
325193 | 1002962 | 2023 | OB (Boiler, other) | Auxiliary Boiler | Natural Gas (Weighted U.S. Average) | Carbon Dioxide Non-Biogenic | 23743.2 | 433009952 | C
325193 | 1002962 | 2023 | OB (Boiler, other) | Auxiliary Boiler | Natural Gas (Weighted U.S. Average) | Carbon Dioxide Total | 23743.2 | 433009952 | C
325193 | 1002962 | 2023 | OB (Boiler, other) | Auxiliary Boiler | Natural Gas (Weighted U.S. Average) | Methane | 0.45 | 433009952 | C
325193 | 1002962 | 2023 | OB (Boiler, other) | Auxiliary Boiler | Natural Gas (Weighted U.S. Average) | Methane (Co2 eq) | 11.2 | 433009952 | C
325193 | 1002962 | 2023 | OB (Boiler, other) | Auxiliary Boiler | Natural Gas (Weighted U.S. Average) | Nitrous Oxide | 0.045 | 433009952 | C
325193 | 1002962 | 2023 | OB (Boiler, other) | Auxiliary Boiler | Natural Gas (Weighted U.S. Average) | Nitrous Oxide (Co2 eq) | 13.3 | 433009952 | C
325193 | 1002962 | 2023 |  | GP- RTO&DryerC | Natural Gas (Weighted U.S. Average) | Carbon Dioxide Biogenic | 0 | 385771191 | C
325193 | 1002962 | 2023 |  | GP- RTO&DryerC | Natural Gas (Weighted U.S. Average) | Carbon Dioxide Non-Biogenic | 21153 | 385771191 | C
325193 | 1002962 | 2023 |  | GP- RTO&DryerC | Natural Gas (Weighted U.S. Average) | Carbon Dioxide Total | 21153 | 385771191 | C
325193 | 1002962 | 2023 |  | GP- RTO&DryerC | Natural Gas (Weighted U.S. Average) | Methane | 0.4 | 385771191 | C
325193 | 1002962 | 2023 |  | GP- RTO&DryerC | Natural Gas (Weighted U.S. Average) | Methane (Co2 eq) | 10 | 385771191 | C
325193 | 1002962 | 2023 |  | GP- RTO&DryerC | Natural Gas (Weighted U.S. Average) | Nitrous Oxide | 0.04 | 385771191 | C
325193 | 1002962 | 2023 |  | GP- RTO&DryerC | Natural Gas (Weighted U.S. Average) | Nitrous Oxide (Co2 eq) | 11.9 | 385771191 | C
325193 | 1002962 | 2023 |  | GP-TO/Dryers | Natural Gas (Weighted U.S. Average) | Carbon Dioxide Biogenic | 0 | 1324569456 | C
325193 | 1002962 | 2023 |  | GP-TO/Dryers | Natural Gas (Weighted U.S. Average) | Carbon Dioxide Non-Biogenic | 72630 | 1324569456 | C
325193 | 1002962 | 2023 |  | GP-TO/Dryers | Natural Gas (Weighted U.S. Average) | Carbon Dioxide Total | 72630 | 1324569456 | C
325193 | 1002962 | 2023 |  | GP-TO/Dryers | Natural Gas (Weighted U.S. Average) | Methane | 1.37 | 1324569456 | C
325193 | 1002962 | 2023 |  | GP-TO/Dryers | Natural Gas (Weighted U.S. Average) | Methane (Co2 eq) | 34.2 | 1324569456 | C
325193 | 1002962 | 2023 |  | GP-TO/Dryers | Natural Gas (Weighted U.S. Average) | Nitrous Oxide | 0.137 | 1324569456 | C
325193 | 1002962 | 2023 |  | GP-TO/Dryers | Natural Gas (Weighted U.S. Average) | Nitrous Oxide (Co2 eq) | 40.8 | 1324569456 | C
325193 | 1002962 | 2023 | PD (Product or intermediate product dryer) | Grain Dryer FDR-4700 | Natural Gas (Weighted U.S. Average) | Carbon Dioxide Biogenic | 0 | 11777402 | C
325193 | 1002962 | 2023 | PD (Product or intermediate product dryer) | Grain Dryer FDR-4700 | Natural Gas (Weighted U.S. Average) | Carbon Dioxide Non-Biogenic | 645.8 | 11777402 | C
325193 | 1002962 | 2023 | PD (Product or intermediate product dryer) | Grain Dryer FDR-4700 | Natural Gas (Weighted U.S. Average) | Carbon Dioxide Total | 645.8 | 11777402 | C
325193 | 1002962 | 2023 | PD (Product or intermediate product dryer) | Grain Dryer FDR-4700 | Natural Gas (Weighted U.S. Average) | Methane | 0.01 | 11777402 | C
325193 | 1002962 | 2023 | PD (Product or intermediate product dryer) | Grain Dryer FDR-4700 | Natural Gas (Weighted U.S. Average) | Methane (Co2 eq) | 0.3 | 11777402 | C
325193 | 1002962 | 2023 | PD (Product or intermediate product dryer) | Grain Dryer FDR-4700 | Natural Gas (Weighted U.S. Average) | Nitrous Oxide | 0.001 | 11777402 | C
325193 | 1002962 | 2023 | PD (Product or intermediate product dryer) | Grain Dryer FDR-4700 | Natural Gas (Weighted U.S. Average) | Nitrous Oxide (Co2 eq) | 0.4 | 11777402 | C
322120 | 1002963 | 2023 | OB (Boiler, other) | X020 | Natural Gas (Weighted U.S. Average) | Carbon Dioxide Biogenic | 0 | 0 | C
322120 | 1002963 | 2023 | OB (Boiler, other) | X020 | Natural Gas (Weighted U.S. Average) | Carbon Dioxide Non-Biogenic | 52491.6 | 0 | C
322120 | 1002963 | 2023 | OB (Boiler, other) | X020 | Natural Gas (Weighted U.S. Average) | Carbon Dioxide Total | 52491.6 | 0 | C
322120 | 1002963 | 2023 | OB (Boiler, other) | X020 | Natural Gas (Weighted U.S. Average) | Methane | 0.99 | 0 | C
322120 | 1002963 | 2023 | OB (Boiler, other) | X020 | Natural Gas (Weighted U.S. Average) | Methane (Co2 eq) | 24.7 | 0 | C
322120 | 1002963 | 2023 | OB (Boiler, other) | X020 | Natural Gas (Weighted U.S. Average) | Nitrous Oxide | 0.099 | 0 | C
322120 | 1002963 | 2023 | OB (Boiler, other) | X020 | Natural Gas (Weighted U.S. Average) | Nitrous Oxide (Co2 eq) | 29.5 | 0 | C
322120 | 1002963 | 2023 | OB (Boiler, other) | X025 | Natural Gas (Weighted U.S. Average) | Carbon Dioxide Biogenic | 0 | 0 | C
322120 | 1002963 | 2023 | OB (Boiler, other) | X025 | Natural Gas (Weighted U.S. Average) | Carbon Dioxide Non-Biogenic | 77380.4 | 0 | C
322120 | 1002963 | 2023 | OB (Boiler, other) | X025 | Natural Gas (Weighted U.S. Average) | Carbon Dioxide Total | 77380.4 | 0 | C
322120 | 1002963 | 2023 | OB (Boiler, other) | X025 | Natural Gas (Weighted U.S. Average) | Methane | 1.46 | 0 | C
322120 | 1002963 | 2023 | OB (Boiler, other) | X025 | Natural Gas (Weighted U.S. Average) | Methane (Co2 eq) | 36.5 | 0 | C
322120 | 1002963 | 2023 | OB (Boiler, other) | X025 | Natural Gas (Weighted U.S. Average) | Nitrous Oxide | 0.146 | 0 | C
322120 | 1002963 | 2023 | OB (Boiler, other) | X025 | Natural Gas (Weighted U.S. Average) | Nitrous Oxide (Co2 eq) | 43.5 | 0 | C
322120 | 1002963 | 2023 | OB (Boiler, other) | X029 | Natural Gas (Weighted U.S. Average) | Carbon Dioxide Biogenic | 0 | 0 | C
322120 | 1002963 | 2023 | OB (Boiler, other) | X029 | Natural Gas (Weighted U.S. Average) | Carbon Dioxide Non-Biogenic | 74464.1 | 0 | C
322120 | 1002963 | 2023 | OB (Boiler, other) | X029 | Natural Gas (Weighted U.S. Average) | Carbon Dioxide Total | 74464.1 | 0 | C
322120 | 1002963 | 2023 | OB (Boiler, other) | X029 | Natural Gas (Weighted U.S. Average) | Methane | 1.4 | 0 | C
322120 | 1002963 | 2023 | OB (Boiler, other) | X029 | Natural Gas (Weighted U.S. Average) | Methane (Co2 eq) | 35.1 | 0 | C
322120 | 1002963 | 2023 | OB (Boiler, other) | X029 | Natural Gas (Weighted U.S. Average) | Nitrous Oxide | 0.14 | 0 | C
322120 | 1002963 | 2023 | OB (Boiler, other) | X029 | Natural Gas (Weighted U.S. Average) | Nitrous Oxide (Co2 eq) | 41.8 | 0 | C
322120 | 1002963 | 2023 | Pulp Mill Lime Kiln | Z003 |  | Carbon Dioxide Biogenic (Spent Liquor) | 0 |  | AA
322120 | 1002963 | 2023 | Pulp Mill Lime Kiln | Z003 |  | Carbon Dioxide Non-Biogenic | 23430 |  | AA
322120 | 1002963 | 2023 | Pulp Mill Lime Kiln | Z003 |  | Methane | 1.19 |  | AA
322120 | 1002963 | 2023 | Pulp Mill Lime Kiln | Z003 |  | Methane Spent Liquor | 0 |  | AA
322120 | 1002963 | 2023 | Pulp Mill Lime Kiln | Z003 |  | Nitrous Oxide | 0 |  | AA
322120 | 1002963 | 2023 | Pulp Mill Lime Kiln | Z003 |  | Nitrous Oxide Spent Liquor | 0 |  | AA
322120 | 1002963 | 2023 | Chemical Recovery Furnace | Z011 |  | Carbon Dioxide Biogenic (Spent Liquor) | 516706.9 |  | AA | [9 empty] | 51 | 1974 | ALSTOM | 2.3 | 2.4 | 2 | D | 750 | 650 | 750
322120 | 1002963 | 2023 | Chemical Recovery Furnace | Z011 |  | Carbon Dioxide Non-Biogenic | 2435.3 |  | AA | [9 empty] | 51 | 1974 | ALSTOM | 2.3 | 2.4 | 2 | D | 750 | 650 | 750
322120 | 1002963 | 2023 | Chemical Recovery Furnace | Z011 |  | Methane | 0.1 |  | AA | [9 empty] | 51 | 1974 | ALSTOM | 2.3 | 2.4 | 2 | D | 750 | 650 | 750
322120 | 1002963 | 2023 | Chemical Recovery Furnace | Z011 |  | Methane Spent Liquor | 10.4 |  | AA | [9 empty] | 51 | 1974 | ALSTOM | 2.3 | 2.4 | 2 | D | 750 | 650 | 750
322120 | 1002963 | 2023 | Chemical Recovery Furnace | Z011 |  | Nitrous Oxide | 0.02 |  | AA | [9 empty] | 51 | 1974 | ALSTOM | 2.3 | 2.4 | 2 | D | 750 | 650 | 750
322120 | 1002963 | 2023 | Chemical Recovery Furnace | Z011 |  | Nitrous Oxide Spent Liquor | 2.299 |  | AA | [9 empty] | 51 | 1974 | ALSTOM | 2.3 | 2.4 | 2 | D | 750 | 650 | 750
322120 | 1002963 | 2023 | S (Stoker Boiler) | Z013 | Distillate Fuel Oil No. 4 | Carbon Dioxide Biogenic | 0 | 0 | C
322120 | 1002963 | 2023 | S (Stoker Boiler) | Z013 | Distillate Fuel Oil No. 4 | Carbon Dioxide Non-Biogenic | 3718.4 | 0 | C
322120 | 1002963 | 2023 | S (Stoker Boiler) | Z013 | Distillate Fuel Oil No. 4 | Carbon Dioxide Total | 3718.4 | 0 | C
322120 | 1002963 | 2023 | S (Stoker Boiler) | Z013 | Distillate Fuel Oil No. 4 | Methane | 0.15 | 0 | C
322120 | 1002963 | 2023 | S (Stoker Boiler) | Z013 | Distillate Fuel Oil No. 4 | Methane (Co2 eq) | 3.7 | 0 | C
322120 | 1002963 | 2023 | S (Stoker Boiler) | Z013 | Distillate Fuel Oil No. 4 | Nitrous Oxide | 0.03 | 0 | C
322120 | 1002963 | 2023 | S (Stoker Boiler) | Z013 | Distillate Fuel Oil No. 4 | Nitrous Oxide (Co2 eq) | 8.9 | 0 | C
322120 | 1002963 | 2023 | S (Stoker Boiler) | Z013 | Wood and Wood Residuals (dry basis) | Carbon Dioxide Biogenic | 197937.4 | 0 | C
322120 | 1002963 | 2023 | S (Stoker Boiler) | Z013 | Wood and Wood Residuals (dry basis) | Carbon Dioxide Non-Biogenic | 0 | 0 | C
322120 | 1002963 | 2023 | S (Stoker Boiler) | Z013 | Wood and Wood Residuals (dry basis) | Carbon Dioxide Total | 197937.4 | 0 | C
322120 | 1002963 | 2023 | S (Stoker Boiler) | Z013 | Wood and Wood Residuals (dry basis) | Methane | 15.19 | 0 | C
322120 | 1002963 | 2023 | S (Stoker Boiler) | Z013 | Wood and Wood Residuals (dry basis) | Methane (Co2 eq) | 379.8 | 0 | C
322120 | 1002963 | 2023 | S (Stoker Boiler) | Z013 | Wood and Wood Residuals (dry basis) | Nitrous Oxide | 7.597 | 0 | C
322120 | 1002963 | 2023 | S (Stoker Boiler) | Z013 | Wood and Wood Residuals (dry basis) | Nitrous Oxide (Co2 eq) | 2263.8 | 0 | C
325212 | 1002965 | 2023 |  | CP-E | Natural Gas (Weighted U.S. Average) | Carbon Dioxide Biogenic | 0 | 2122976750 | C
325212 | 1002965 | 2023 |  | CP-E | Natural Gas (Weighted U.S. Average) | Carbon Dioxide Non-Biogenic | 114243.5 | 2122976750 | C
325212 | 1002965 | 2023 |  | CP-E | Natural Gas (Weighted U.S. Average) | Carbon Dioxide Total | 114243.5 | 2122976750 | C
325212 | 1002965 | 2023 |  | CP-E | Natural Gas (Weighted U.S. Average) | Methane | 2.15 | 2122976750 | C
325212 | 1002965 | 2023 |  | CP-E | Natural Gas (Weighted U.S. Average) | Methane (Co2 eq) | 53.8 | 2122976750 | C
325212 | 1002965 | 2023 |  | CP-E | Natural Gas (Weighted U.S. Average) | Nitrous Oxide | 0.215 | 2122976750 | C
325212 | 1002965 | 2023 |  | CP-E | Natural Gas (Weighted U.S. Average) | Nitrous Oxide (Co2 eq) | 64.2 | 2122976750 | C
325212 | 1002965 | 2023 |  | CP-W | Natural Gas (Weighted U.S. Average) | Carbon Dioxide Biogenic | 0 | 6452057920 | C
325212 | 1002965 | 2023 |  | CP-W | Natural Gas (Weighted U.S. Average) | Carbon Dioxide Non-Biogenic | 347236.2 | 6452057920 | C
325212 | 1002965 | 2023 |  | CP-W | Natural Gas (Weighted U.S. Average) | Carbon Dioxide Total | 347236.2 | 6452057920 | C
325212 | 1002965 | 2023 |  | CP-W | Natural Gas (Weighted U.S. Average) | Methane | 6.54 | 6452057920 | C
325212 | 1002965 | 2023 |  | CP-W | Natural Gas (Weighted U.S. Average) | Methane (Co2 eq) | 163.6 | 6452057920 | C
325212 | 1002965 | 2023 |  | CP-W | Natural Gas (Weighted U.S. Average) | Nitrous Oxide | 0.654 | 6452057920 | C
325212 | 1002965 | 2023 |  | CP-W | Natural Gas (Weighted U.S. Average) | Nitrous Oxide (Co2 eq) | 195 | 6452057920 | C
325199 | 1002967 | 2023 | OB (Boiler, other) | DWF_BLR_BARGE DOCK BOILER | Natural Gas (Weighted U.S. Average) | Carbon Dioxide Biogenic | 0 | 62033304 | C
325199 | 1002967 | 2023 | OB (Boiler, other) | DWF_BLR_BARGE DOCK BOILER | Natural Gas (Weighted U.S. Average) | Carbon Dioxide Non-Biogenic | 3355.3 | 62033304 | C
325199 | 1002967 | 2023 | OB (Boiler, other) | DWF_BLR_BARGE DOCK BOILER | Natural Gas (Weighted U.S. Average) | Carbon Dioxide Total | 3355.3 | 62033304 | C
325199 | 1002967 | 2023 | OB (Boiler, other) | DWF_BLR_BARGE DOCK BOILER | Natural Gas (Weighted U.S. Average) | Methane | 0.06 | 62033304 | C
325199 | 1002967 | 2023 | OB (Boiler, other) | DWF_BLR_BARGE DOCK BOILER | Natural Gas (Weighted U.S. Average) | Methane (Co2 eq) | 1.6 | 62033304 | C
325199 | 1002967 | 2023 | OB (Boiler, other) | DWF_BLR_BARGE DOCK BOILER | Natural Gas (Weighted U.S. Average) | Nitrous Oxide | 0.006 | 62033304 | C
325199 | 1002967 | 2023 | OB (Boiler, other) | DWF_BLR_BARGE DOCK BOILER | Natural Gas (Weighted U.S. Average) | Nitrous Oxide (Co2 eq) | 1.9 | 62033304 | C
325199 | 1002967 | 2023 | PRH (Process Heater) | ES_BLR_#11 DUCT BURNER | Natural Gas (Weighted U.S. Average) | Carbon Dioxide Biogenic | 0 | 202420907.5337 | C
325199 | 1002967 | 2023 | PRH (Process Heater) | ES_BLR_#11 DUCT BURNER | Natural Gas (Weighted U.S. Average) | Carbon Dioxide Non-Biogenic | 10948.6 | 202420907.5337 | C
325199 | 1002967 | 2023 | PRH (Process Heater) | ES_BLR_#11 DUCT BURNER | Natural Gas (Weighted U.S. Average) | Carbon Dioxide Total | 10948.6 | 202420907.5337 | C
325199 | 1002967 | 2023 | PRH (Process Heater) | ES_BLR_#11 DUCT BURNER | Natural Gas (Weighted U.S. Average) | Methane | 0.21 | 202420907.5337 | C
325199 | 1002967 | 2023 | PRH (Process Heater) | ES_BLR_#11 DUCT BURNER | Natural Gas (Weighted U.S. Average) | Methane (Co2 eq) | 5.2 | 202420907.5337 | C
325199 | 1002967 | 2023 | PRH (Process Heater) | ES_BLR_#11 DUCT BURNER | Natural Gas (Weighted U.S. Average) | Nitrous Oxide | 0.021 | 202420907.5337 | C
325199 | 1002967 | 2023 | PRH (Process Heater) | ES_BLR_#11 DUCT BURNER | Natural Gas (Weighted U.S. Average) | Nitrous Oxide (Co2 eq) | 6.1 | 202420907.5337 | C
325199 | 1002967 | 2023 | PRH (Process Heater) | ES_BLR_#6 DUCT BURNER | Natural Gas (Weighted U.S. Average) | Carbon Dioxide Biogenic | 0 | 66820860.6602 | C
325199 | 1002967 | 2023 | PRH (Process Heater) | ES_BLR_#6 DUCT BURNER | Natural Gas (Weighted U.S. Average) | Carbon Dioxide Non-Biogenic | 3614.2 | 66820860.6602 | C
325199 | 1002967 | 2023 | PRH (Process Heater) | ES_BLR_#6 DUCT BURNER | Natural Gas (Weighted U.S. Average) | Carbon Dioxide Total | 3614.2 | 66820860.6602 | C
325199 | 1002967 | 2023 | PRH (Process Heater) | ES_BLR_#6 DUCT BURNER | Natural Gas (Weighted U.S. Average) | Methane | 0.07 | 66820860.6602 | C
325199 | 1002967 | 2023 | PRH (Process Heater) | ES_BLR_#6 DUCT BURNER | Natural Gas (Weighted U.S. Average) | Methane (Co2 eq) | 1.7 | 66820860.6602 | C
325199 | 1002967 | 2023 | PRH (Process Heater) | ES_BLR_#6 DUCT BURNER | Natural Gas (Weighted U.S. Average) | Nitrous Oxide | 0.007 | 66820860.6602 | C
325199 | 1002967 | 2023 | PRH (Process Heater) | ES_BLR_#6 DUCT BURNER | Natural Gas (Weighted U.S. Average) | Nitrous Oxide (Co2 eq) | 2 | 66820860.6602 | C
325199 | 1002967 | 2023 | SCCT (CT (Turbine, simple cycle combustion)) | ES_BLR_#6 HEAT RECVY STEAM GENERATOR | Natural Gas (Weighted U.S. Average) | Carbon Dioxide Biogenic | 0 | 650556897.4624 | C
325199 | 1002967 | 2023 | SCCT (CT (Turbine, simple cycle combustion)) | ES_BLR_#6 HEAT RECVY STEAM GENERATOR | Natural Gas (Weighted U.S. Average) | Carbon Dioxide Non-Biogenic | 35187.5 | 650556897.4624 | C
325199 | 1002967 | 2023 | SCCT (CT (Turbine, simple cycle combustion)) | ES_BLR_#6 HEAT RECVY STEAM GENERATOR | Natural Gas (Weighted U.S. Average) | Carbon Dioxide Total | 35187.5 | 650556897.4624 | C
325199 | 1002967 | 2023 | SCCT (CT (Turbine, simple cycle combustion)) | ES_BLR_#6 HEAT RECVY STEAM GENERATOR | Natural Gas (Weighted U.S. Average) | Methane | 0.66 | 650556897.4624 | C
325199 | 1002967 | 2023 | SCCT (CT (Turbine, simple cycle combustion)) | ES_BLR_#6 HEAT RECVY STEAM GENERATOR | Natural Gas (Weighted U.S. Average) | Methane (Co2 eq) | 16.6 | 650556897.4624 | C
325199 | 1002967 | 2023 | SCCT (CT (Turbine, simple cycle combustion)) | ES_BLR_#6 HEAT RECVY STEAM GENERATOR | Natural Gas (Weighted U.S. Average) | Nitrous Oxide | 0.066 | 650556897.4624 | C
325199 | 1002967 | 2023 | SCCT (CT (Turbine, simple cycle combustion)) | ES_BLR_#6 HEAT RECVY STEAM GENERATOR | Natural Gas (Weighted U.S. Average) | Nitrous Oxide (Co2 eq) | 19.8 | 650556897.4624 | C
325199 | 1002967 | 2023 | PRH (Process Heater) | ES_BLR_#8 DUCT BURNER | Natural Gas (Weighted U.S. Average) | Carbon Dioxide Biogenic | 0 | 307672160.7741 | C
325199 | 1002967 | 2023 | PRH (Process Heater) | ES_BLR_#8 DUCT BURNER | Natural Gas (Weighted U.S. Average) | Carbon Dioxide Non-Biogenic | 16641.4 | 307672160.7741 | C
325199 | 1002967 | 2023 | PRH (Process Heater) | ES_BLR_#8 DUCT BURNER | Natural Gas (Weighted U.S. Average) | Carbon Dioxide Total | 16641.4 | 307672160.7741 | C
325199 | 1002967 | 2023 | PRH (Process Heater) | ES_BLR_#8 DUCT BURNER | Natural Gas (Weighted U.S. Average) | Methane | 0.31 | 307672160.7741 | C
325199 | 1002967 | 2023 | PRH (Process Heater) | ES_BLR_#8 DUCT BURNER | Natural Gas (Weighted U.S. Average) | Methane (Co2 eq) | 7.8 | 307672160.7741 | C
325199 | 1002967 | 2023 | PRH (Process Heater) | ES_BLR_#8 DUCT BURNER | Natural Gas (Weighted U.S. Average) | Nitrous Oxide | 0.031 | 307672160.7741 | C
325199 | 1002967 | 2023 | PRH (Process Heater) | ES_BLR_#8 DUCT BURNER | Natural Gas (Weighted U.S. Average) | Nitrous Oxide (Co2 eq) | 9.3 | 307672160.7741 | C
325199 | 1002967 | 2023 | SCCT (CT (Turbine, simple cycle combustion)) | ES_BLR_#8 HEAT RECVY STEAM GENERATOR | Natural Gas (Weighted U.S. Average) | Carbon Dioxide Biogenic | 0 | 3328891028.6028 | C
325199 | 1002967 | 2023 | SCCT (CT (Turbine, simple cycle combustion)) | ES_BLR_#8 HEAT RECVY STEAM GENERATOR | Natural Gas (Weighted U.S. Average) | Carbon Dioxide Non-Biogenic | 180053.7 | 3328891028.6028 | C
325199 | 1002967 | 2023 | SCCT (CT (Turbine, simple cycle combustion)) | ES_BLR_#8 HEAT RECVY STEAM GENERATOR | Natural Gas (Weighted U.S. Average) | Carbon Dioxide Total | 180053.7 | 3328891028.6028 | C
325199 | 1002967 | 2023 | SCCT (CT (Turbine, simple cycle combustion)) | ES_BLR_#8 HEAT RECVY STEAM GENERATOR | Natural Gas (Weighted U.S. Average) | Methane | 3.39 | 3328891028.6028 | C
325199 | 1002967 | 2023 | SCCT (CT (Turbine, simple cycle combustion)) | ES_BLR_#8 HEAT RECVY STEAM GENERATOR | Natural Gas (Weighted U.S. Average) | Methane (Co2 eq) | 84.8 | 3328891028.6028 | C
325199 | 1002967 | 2023 | SCCT (CT (Turbine, simple cycle combustion)) | ES_BLR_#8 HEAT RECVY STEAM GENERATOR | Natural Gas (Weighted U.S. Average) | Nitrous Oxide | 0.339 | 3328891028.6028 | C
325199 | 1002967 | 2023 | SCCT (CT (Turbine, simple cycle combustion)) | ES_BLR_#8 HEAT RECVY STEAM GENERATOR | Natural Gas (Weighted U.S. Average) | Nitrous Oxide (Co2 eq) | 101.1 | 3328891028.6028 | C
325199 | 1002967 | 2023 | SCCT (CT (Turbine, simple cycle combustion)) | ES_BLR_COGEN 11 BOILER | Natural Gas (Weighted U.S. Average) | Carbon Dioxide Biogenic | 0 | 2174713258.9812 | C
325199 | 1002967 | 2023 | SCCT (CT (Turbine, simple cycle combustion)) | ES_BLR_COGEN 11 BOILER | Natural Gas (Weighted U.S. Average) | Carbon Dioxide Non-Biogenic | 117626.3 | 2174713258.9812 | C
325199 | 1002967 | 2023 | SCCT (CT (Turbine, simple cycle combustion)) | ES_BLR_COGEN 11 BOILER | Natural Gas (Weighted U.S. Average) | Carbon Dioxide Total | 117626.3 | 2174713258.9812 | C
325199 | 1002967 | 2023 | SCCT (CT (Turbine, simple cycle combustion)) | ES_BLR_COGEN 11 BOILER | Natural Gas (Weighted U.S. Average) | Methane | 2.22 | 2174713258.9812 | C
325199 | 1002967 | 2023 | SCCT (CT (Turbine, simple cycle combustion)) | ES_BLR_COGEN 11 BOILER | Natural Gas (Weighted U.S. Average) | Methane (Co2 eq) | 55.4 | 2174713258.9812 | C
325199 | 1002967 | 2023 | SCCT (CT (Turbine, simple cycle combustion)) | ES_BLR_COGEN 11 BOILER | Natural Gas (Weighted U.S. Average) | Nitrous Oxide | 0.222 | 2174713258.9812 | C
325199 | 1002967 | 2023 | SCCT (CT (Turbine, simple cycle combustion)) | ES_BLR_COGEN 11 BOILER | Natural Gas (Weighted U.S. Average) | Nitrous Oxide (Co2 eq) | 66.1 | 2174713258.9812 | C
325199 | 1002967 | 2023 | O (Oven) | HP2_INC_SCREEN PACK CLEANER | Natural Gas (Weighted U.S. Average) | Carbon Dioxide Biogenic | 0 | 416580 | C
325199 | 1002967 | 2023 | O (Oven) | HP2_INC_SCREEN PACK CLEANER | Natural Gas (Weighted U.S. Average) | Carbon Dioxide Non-Biogenic | 22.5 | 416580 | C
325199 | 1002967 | 2023 | O (Oven) | HP2_INC_SCREEN PACK CLEANER | Natural Gas (Weighted U.S. Average) | Carbon Dioxide Total | 22.5 | 416580 | C
325199 | 1002967 | 2023 | O (Oven) | HP2_INC_SCREEN PACK CLEANER | Natural Gas (Weighted U.S. Average) | Methane | 0 | 416580 | C
325199 | 1002967 | 2023 | O (Oven) | HP2_INC_SCREEN PACK CLEANER | Natural Gas (Weighted U.S. Average) | Methane (Co2 eq) | 0 | 416580 | C
325199 | 1002967 | 2023 | O (Oven) | HP2_INC_SCREEN PACK CLEANER | Natural Gas (Weighted U.S. Average) | Nitrous Oxide | 0 | 416580 | C
325199 | 1002967 | 2023 | O (Oven) | HP2_INC_SCREEN PACK CLEANER | Natural Gas (Weighted U.S. Average) | Nitrous Oxide (Co2 eq) | 0 | 416580 | C
325199 | 1002967 | 2023 | O (Oven) | LP1F_INC_SCREEN PACK BURNER | Natural Gas (Weighted U.S. Average) | Carbon Dioxide Biogenic | 0 | 647509.5785 | C
325199 | 1002967 | 2023 | O (Oven) | LP1F_INC_SCREEN PACK BURNER | Natural Gas (Weighted U.S. Average) | Carbon Dioxide Non-Biogenic | 35 | 647509.5785 | C
325199 | 1002967 | 2023 | O (Oven) | LP1F_INC_SCREEN PACK BURNER | Natural Gas (Weighted U.S. Average) | Carbon Dioxide Total | 35 | 647509.5785 | C
325199 | 1002967 | 2023 | O (Oven) | LP1F_INC_SCREEN PACK BURNER | Natural Gas (Weighted U.S. Average) | Methane | 0 | 647509.5785 | C
325199 | 1002967 | 2023 | O (Oven) | LP1F_INC_SCREEN PACK BURNER | Natural Gas (Weighted U.S. Average) | Methane (Co2 eq) | 0 | 647509.5785 | C
325199 | 1002967 | 2023 | O (Oven) | LP1F_INC_SCREEN PACK BURNER | Natural Gas (Weighted U.S. Average) | Nitrous Oxide | 0 | 647509.5785 | C
325199 | 1002967 | 2023 | O (Oven) | LP1F_INC_SCREEN PACK BURNER | Natural Gas (Weighted U.S. Average) | Nitrous Oxide (Co2 eq) | 0 | 647509.5785 | C
325199 | 1002967 | 2023 | FLR (Flare) | OX_FLR_2 INCH FLARE | Natural Gas (Weighted U.S. Average) | Carbon Dioxide Biogenic | 0 | 468535.2418 | C
325199 | 1002967 | 2023 | FLR (Flare) | OX_FLR_2 INCH FLARE | Natural Gas (Weighted U.S. Average) | Carbon Dioxide Non-Biogenic | 25.3 | 468535.2418 | C
325199 | 1002967 | 2023 | FLR (Flare) | OX_FLR_2 INCH FLARE | Natural Gas (Weighted U.S. Average) | Carbon Dioxide Total | 25.3 | 468535.2418 | C
325199 | 1002967 | 2023 | FLR (Flare) | OX_FLR_2 INCH FLARE | Natural Gas (Weighted U.S. Average) | Methane | 0 | 468535.2418 | C
325199 | 1002967 | 2023 | FLR (Flare) | OX_FLR_2 INCH FLARE | Natural Gas (Weighted U.S. Average) | Methane (Co2 eq) | 0 | 468535.2418 | C
325199 | 1002967 | 2023 | FLR (Flare) | OX_FLR_2 INCH FLARE | Natural Gas (Weighted U.S. Average) | Nitrous Oxide | 0 | 468535.2418 | C
325199 | 1002967 | 2023 | FLR (Flare) | OX_FLR_2 INCH FLARE | Natural Gas (Weighted U.S. Average) | Nitrous Oxide (Co2 eq) | 0 | 468535.2418 | C
325199 | 1002967 | 2023 | FLR (Flare) | OX_FLR_24 INCH FLARE | Natural Gas (Weighted U.S. Average) | Carbon Dioxide Biogenic | 0 | 47070652.299 | C
325199 | 1002967 | 2023 | FLR (Flare) | OX_FLR_24 INCH FLARE | Natural Gas (Weighted U.S. Average) | Carbon Dioxide Non-Biogenic | 2546 | 47070652.299 | C
325199 | 1002967 | 2023 | FLR (Flare) | OX_FLR_24 INCH FLARE | Natural Gas (Weighted U.S. Average) | Carbon Dioxide Total | 2546 | 47070652.299 | C
325199 | 1002967 | 2023 | FLR (Flare) | OX_FLR_24 INCH FLARE | Natural Gas (Weighted U.S. Average) | Methane | 0.05 | 47070652.299 | C
325199 | 1002967 | 2023 | FLR (Flare) | OX_FLR_24 INCH FLARE | Natural Gas (Weighted U.S. Average) | Methane (Co2 eq) | 1.2 | 47070652.299 | C
325199 | 1002967 | 2023 | FLR (Flare) | OX_FLR_24 INCH FLARE | Natural Gas (Weighted U.S. Average) | Nitrous Oxide | 0.005 | 47070652.299 | C
325199 | 1002967 | 2023 | FLR (Flare) | OX_FLR_24 INCH FLARE | Natural Gas (Weighted U.S. Average) | Nitrous Oxide (Co2 eq) | 1.4 | 47070652.299 | C
325199 | 1002967 | 2023 | Petrochemical process unit | OX_GRP_MASS BALANCE_SPX |  | Carbon Dioxide | 146829 |  | X
325199 | 1002967 | 2023 | SCCT (CT (Turbine, simple cycle combustion)) | OX_GTB_IGT WHB | Natural Gas (Weighted U.S. Average) | Carbon Dioxide Biogenic | 0 | 1196879917.8311 | C
325199 | 1002967 | 2023 | SCCT (CT (Turbine, simple cycle combustion)) | OX_GTB_IGT WHB | Natural Gas (Weighted U.S. Average) | Carbon Dioxide Non-Biogenic | 64737.1 | 1196879917.8311 | C
325199 | 1002967 | 2023 | SCCT (CT (Turbine, simple cycle combustion)) | OX_GTB_IGT WHB | Natural Gas (Weighted U.S. Average) | Carbon Dioxide Total | 64737.1 | 1196879917.8311 | C
325199 | 1002967 | 2023 | SCCT (CT (Turbine, simple cycle combustion)) | OX_GTB_IGT WHB | Natural Gas (Weighted U.S. Average) | Methane | 1.22 | 1196879917.8311 | C
325199 | 1002967 | 2023 | SCCT (CT (Turbine, simple cycle combustion)) | OX_GTB_IGT WHB | Natural Gas (Weighted U.S. Average) | Methane (Co2 eq) | 30.5 | 1196879917.8311 | C
325199 | 1002967 | 2023 | SCCT (CT (Turbine, simple cycle combustion)) | OX_GTB_IGT WHB | Natural Gas (Weighted U.S. Average) | Nitrous Oxide | 0.122 | 1196879917.8311 | C
325199 | 1002967 | 2023 | SCCT (CT (Turbine, simple cycle combustion)) | OX_GTB_IGT WHB | Natural Gas (Weighted U.S. Average) | Nitrous Oxide (Co2 eq) | 36.4 | 1196879917.8311 | C
325199 | 1002967 | 2023 | PRH (Process Heater) | OX_PRH_TETRLN HTR | Natural Gas (Weighted U.S. Average) | Carbon Dioxide Biogenic | 0 | 1902127.3418 | C
325199 | 1002967 | 2023 | PRH (Process Heater) | OX_PRH_TETRLN HTR | Natural Gas (Weighted U.S. Average) | Carbon Dioxide Non-Biogenic | 102.9 | 1902127.3418 | C
325199 | 1002967 | 2023 | PRH (Process Heater) | OX_PRH_TETRLN HTR | Natural Gas (Weighted U.S. Average) | Carbon Dioxide Total | 102.9 | 1902127.3418 | C
325199 | 1002967 | 2023 | PRH (Process Heater) | OX_PRH_TETRLN HTR | Natural Gas (Weighted U.S. Average) | Methane | 0 | 1902127.3418 | C
325199 | 1002967 | 2023 | PRH (Process Heater) | OX_PRH_TETRLN HTR | Natural Gas (Weighted U.S. Average) | Methane (Co2 eq) | 0.1 | 1902127.3418 | C
325199 | 1002967 | 2023 | PRH (Process Heater) | OX_PRH_TETRLN HTR | Natural Gas (Weighted U.S. Average) | Nitrous Oxide | 0 | 1902127.3418 | C
325199 | 1002967 | 2023 | PRH (Process Heater) | OX_PRH_TETRLN HTR | Natural Gas (Weighted U.S. Average) | Nitrous Oxide (Co2 eq) | 0.1 | 1902127.3418 | C
325411 | 1002975 | 2023 |  | GP-NC01 | Distillate Fuel Oil No. 2 | Carbon Dioxide Biogenic | 0 | 0 | C
325411 | 1002975 | 2023 |  | GP-NC01 | Distillate Fuel Oil No. 2 | Carbon Dioxide Non-Biogenic | 8.1 | 0 | C
325411 | 1002975 | 2023 |  | GP-NC01 | Distillate Fuel Oil No. 2 | Carbon Dioxide Total | 8.1 | 0 | C
325411 | 1002975 | 2023 |  | GP-NC01 | Distillate Fuel Oil No. 2 | Methane | 0 | 0 | C
325411 | 1002975 | 2023 |  | GP-NC01 | Distillate Fuel Oil No. 2 | Methane (Co2 eq) | 0 | 0 | C
325411 | 1002975 | 2023 |  | GP-NC01 | Distillate Fuel Oil No. 2 | Nitrous Oxide | 0 | 0 | C
325411 | 1002975 | 2023 |  | GP-NC01 | Distillate Fuel Oil No. 2 | Nitrous Oxide (Co2 eq) | 0 | 0 | C
325411 | 1002975 | 2023 |  | GP-NC01 | Natural Gas (Weighted U.S. Average) | Carbon Dioxide Biogenic | 0 | 0 | C
325411 | 1002975 | 2023 |  | GP-NC01 | Natural Gas (Weighted U.S. Average) | Carbon Dioxide Non-Biogenic | 38030.8 | 0 | C
325411 | 1002975 | 2023 |  | GP-NC01 | Natural Gas (Weighted U.S. Average) | Carbon Dioxide Total | 38030.8 | 0 | C
325411 | 1002975 | 2023 |  | GP-NC01 | Natural Gas (Weighted U.S. Average) | Methane | 0.72 | 0 | C
325411 | 1002975 | 2023 |  | GP-NC01 | Natural Gas (Weighted U.S. Average) | Methane (Co2 eq) | 17.9 | 0 | C
325411 | 1002975 | 2023 |  | GP-NC01 | Natural Gas (Weighted U.S. Average) | Nitrous Oxide | 0.072 | 0 | C
325411 | 1002975 | 2023 |  | GP-NC01 | Natural Gas (Weighted U.S. Average) | Nitrous Oxide (Co2 eq) | 21.4 | 0 | C
311224 | 1002988 | 2023 |  | GP-boilers | Natural Gas (Weighted U.S. Average) | Carbon Dioxide Biogenic | 0 | 0 | C
311224 | 1002988 | 2023 |  | GP-boilers | Natural Gas (Weighted U.S. Average) | Carbon Dioxide Non-Biogenic | 91646.5 | 0 | C
311224 | 1002988 | 2023 |  | GP-boilers | Natural Gas (Weighted U.S. Average) | Carbon Dioxide Total | 91646.5 | 0 | C
311224 | 1002988 | 2023 |  | GP-boilers | Natural Gas (Weighted U.S. Average) | Methane | 1.73 | 0 | C
311224 | 1002988 | 2023 |  | GP-boilers | Natural Gas (Weighted U.S. Average) | Methane (Co2 eq) | 43.2 | 0 | C
311224 | 1002988 | 2023 |  | GP-boilers | Natural Gas (Weighted U.S. Average) | Nitrous Oxide | 0.173 | 0 | C
311224 | 1002988 | 2023 |  | GP-boilers | Natural Gas (Weighted U.S. Average) | Nitrous Oxide (Co2 eq) | 51.5 | 0 | C
325193 | 1002989 | 2023 |  | GP-Thermal Oxidizers and Boilers (1and2) | Natural Gas (Weighted U.S. Average) | Carbon Dioxide Biogenic | 0 | 0 | C
325193 | 1002989 | 2023 |  | GP-Thermal Oxidizers and Boilers (1and2) | Natural Gas (Weighted U.S. Average) | Carbon Dioxide Non-Biogenic | 196561.2 | 0 | C
325193 | 1002989 | 2023 |  | GP-Thermal Oxidizers and Boilers (1and2) | Natural Gas (Weighted U.S. Average) | Carbon Dioxide Total | 196561.2 | 0 | C
325193 | 1002989 | 2023 |  | GP-Thermal Oxidizers and Boilers (1and2) | Natural Gas (Weighted U.S. Average) | Methane | 3.7 | 0 | C
325193 | 1002989 | 2023 |  | GP-Thermal Oxidizers and Boilers (1and2) | Natural Gas (Weighted U.S. Average) | Methane (Co2 eq) | 92.6 | 0 | C
325193 | 1002989 | 2023 |  | GP-Thermal Oxidizers and Boilers (1and2) | Natural Gas (Weighted U.S. Average) | Nitrous Oxide | 0.37 | 0 | C
325193 | 1002989 | 2023 |  | GP-Thermal Oxidizers and Boilers (1and2) | Natural Gas (Weighted U.S. Average) | Nitrous Oxide (Co2 eq) | 110.4 | 0 | C
325998 | 1002991 | 2023 | OB (Boiler, other) | Boiler Vent | Fuel Gas | Carbon Dioxide Biogenic | 0 | 13844910.2012 | C
325998 | 1002991 | 2023 | OB (Boiler, other) | Boiler Vent | Fuel Gas | Carbon Dioxide Non-Biogenic | 1133.8 | 13844910.2012 | C
325998 | 1002991 | 2023 | OB (Boiler, other) | Boiler Vent | Fuel Gas | Carbon Dioxide Total | 1133.8 | 13844910.2012 | C
325998 | 1002991 | 2023 | OB (Boiler, other) | Boiler Vent | Fuel Gas | Methane | 0.06 | 13844910.2012 | C
325998 | 1002991 | 2023 | OB (Boiler, other) | Boiler Vent | Fuel Gas | Methane (Co2 eq) | 1.4 | 13844910.2012 | C
325998 | 1002991 | 2023 | OB (Boiler, other) | Boiler Vent | Fuel Gas | Nitrous Oxide | 0.012 | 13844910.2012 | C
325998 | 1002991 | 2023 | OB (Boiler, other) | Boiler Vent | Fuel Gas | Nitrous Oxide (Co2 eq) | 3.4 | 13844910.2012 | C
325998 | 1002991 | 2023 |  | CP-Kinder Tejas Trans/Boiler | Natural Gas (Weighted U.S. Average) | Carbon Dioxide Biogenic | 0 | 0 | C
325998 | 1002991 | 2023 |  | CP-Kinder Tejas Trans/Boiler | Natural Gas (Weighted U.S. Average) | Carbon Dioxide Non-Biogenic | 31134.7 | 0 | C
325998 | 1002991 | 2023 |  | CP-Kinder Tejas Trans/Boiler | Natural Gas (Weighted U.S. Average) | Carbon Dioxide Total | 31134.7 | 0 | C
325998 | 1002991 | 2023 |  | CP-Kinder Tejas Trans/Boiler | Natural Gas (Weighted U.S. Average) | Methane | 0.59 | 0 | C
325998 | 1002991 | 2023 |  | CP-Kinder Tejas Trans/Boiler | Natural Gas (Weighted U.S. Average) | Methane (Co2 eq) | 14.7 | 0 | C
325998 | 1002991 | 2023 |  | CP-Kinder Tejas Trans/Boiler | Natural Gas (Weighted U.S. Average) | Nitrous Oxide | 0.059 | 0 | C
325998 | 1002991 | 2023 |  | CP-Kinder Tejas Trans/Boiler | Natural Gas (Weighted U.S. Average) | Nitrous Oxide (Co2 eq) | 17.5 | 0 | C
325199 | 1002993 | 2023 | OCS (Other combustion source) | GP-100 | Natural Gas (Weighted U.S. Average) | Carbon Dioxide Biogenic | 0 | 0 | C
325199 | 1002993 | 2023 | OCS (Other combustion source) | GP-100 | Natural Gas (Weighted U.S. Average) | Carbon Dioxide Non-Biogenic | 47815.2 | 0 | C
325199 | 1002993 | 2023 | OCS (Other combustion source) | GP-100 | Natural Gas (Weighted U.S. Average) | Carbon Dioxide Total | 47815.2 | 0 | C
325199 | 1002993 | 2023 | OCS (Other combustion source) | GP-100 | Natural Gas (Weighted U.S. Average) | Methane | 0.9 | 0 | C
325199 | 1002993 | 2023 | OCS (Other combustion source) | GP-100 | Natural Gas (Weighted U.S. Average) | Methane (Co2 eq) | 22.5 | 0 | C
325199 | 1002993 | 2023 | OCS (Other combustion source) | GP-100 | Natural Gas (Weighted U.S. Average) | Nitrous Oxide | 0.09 | 0 | C
325199 | 1002993 | 2023 | OCS (Other combustion source) | GP-100 | Natural Gas (Weighted U.S. Average) | Nitrous Oxide (Co2 eq) | 26.9 | 0 | C
325193 | 1002995 | 2023 |  | GP-1 | Natural Gas (Weighted U.S. Average) | Carbon Dioxide Biogenic | 0 | 0 | C
325193 | 1002995 | 2023 |  | GP-1 | Natural Gas (Weighted U.S. Average) | Carbon Dioxide Non-Biogenic | 193703.8 | 0 | C
325193 | 1002995 | 2023 |  | GP-1 | Natural Gas (Weighted U.S. Average) | Carbon Dioxide Total | 193703.8 | 0 | C
325193 | 1002995 | 2023 |  | GP-1 | Natural Gas (Weighted U.S. Average) | Methane | 3.65 | 0 | C
325193 | 1002995 | 2023 |  | GP-1 | Natural Gas (Weighted U.S. Average) | Methane (Co2 eq) | 91.3 | 0 | C
325193 | 1002995 | 2023 |  | GP-1 | Natural Gas (Weighted U.S. Average) | Nitrous Oxide | 0.365 | 0 | C
325193 | 1002995 | 2023 |  | GP-1 | Natural Gas (Weighted U.S. Average) | Nitrous Oxide (Co2 eq) | 108.8 | 0 | C
325180 | 1003003 | 2023 |  | CP-Sitewide | Natural Gas (Weighted U.S. Average) | Carbon Dioxide Biogenic | 0 | 0 | C
325180 | 1003003 | 2023 |  | CP-Sitewide | Natural Gas (Weighted U.S. Average) | Carbon Dioxide Non-Biogenic | 43479.8 | 0 | C
325180 | 1003003 | 2023 |  | CP-Sitewide | Natural Gas (Weighted U.S. Average) | Carbon Dioxide Total | 43479.8 | 0 | C
325180 | 1003003 | 2023 |  | CP-Sitewide | Natural Gas (Weighted U.S. Average) | Methane | 0.82 | 0 | C
325180 | 1003003 | 2023 |  | CP-Sitewide | Natural Gas (Weighted U.S. Average) | Methane (Co2 eq) | 20.5 | 0 | C
325180 | 1003003 | 2023 |  | CP-Sitewide | Natural Gas (Weighted U.S. Average) | Nitrous Oxide | 0.082 | 0 | C
325180 | 1003003 | 2023 |  | CP-Sitewide | Natural Gas (Weighted U.S. Average) | Nitrous Oxide (Co2 eq) | 24.4 | 0 | C
325211 | 1003007 | 2023 | OB (Boiler, other) | Boiler 15.50 EPN 804 | Natural Gas (Weighted U.S. Average) | Carbon Dioxide Biogenic | 0 | 0 | C
325211 | 1003007 | 2023 | OB (Boiler, other) | Boiler 15.50 EPN 804 | Natural Gas (Weighted U.S. Average) | Carbon Dioxide Non-Biogenic | 16139.2 | 0 | C
325211 | 1003007 | 2023 | OB (Boiler, other) | Boiler 15.50 EPN 804 | Natural Gas (Weighted U.S. Average) | Carbon Dioxide Total | 16139.2 | 0 | C
325211 | 1003007 | 2023 | OB (Boiler, other) | Boiler 15.50 EPN 804 | Natural Gas (Weighted U.S. Average) | Methane | 0.3 | 0 | C
325211 | 1003007 | 2023 | OB (Boiler, other) | Boiler 15.50 EPN 804 | Natural Gas (Weighted U.S. Average) | Methane (Co2 eq) | 7.6 | 0 | C
325211 | 1003007 | 2023 | OB (Boiler, other) | Boiler 15.50 EPN 804 | Natural Gas (Weighted U.S. Average) | Nitrous Oxide | 0.03 | 0 | C
325211 | 1003007 | 2023 | OB (Boiler, other) | Boiler 15.50 EPN 804 | Natural Gas (Weighted U.S. Average) | Nitrous Oxide (Co2 eq) | 9.1 | 0 | C
325130 | 1003041 | 2023 | OB (Boiler, other) | Boiler #3 Landfill Gas | Landfill Gas | Carbon Dioxide Biogenic | 8204.7 | 0 | C
325130 | 1003041 | 2023 | OB (Boiler, other) | Boiler #3 Landfill Gas | Landfill Gas | Carbon Dioxide Non-Biogenic | 0 | 0 | C
325130 | 1003041 | 2023 | OB (Boiler, other) | Boiler #3 Landfill Gas | Landfill Gas | Carbon Dioxide Total | 8204.7 | 0 | C
325130 | 1003041 | 2023 | OB (Boiler, other) | Boiler #3 Landfill Gas | Landfill Gas | Methane | 0.5 | 0 | C
325130 | 1003041 | 2023 | OB (Boiler, other) | Boiler #3 Landfill Gas | Landfill Gas | Methane (Co2 eq) | 12.6 | 0 | C
325130 | 1003041 | 2023 | OB (Boiler, other) | Boiler #3 Landfill Gas | Landfill Gas | Nitrous Oxide | 0.099 | 0 | C
325130 | 1003041 | 2023 | OB (Boiler, other) | Boiler #3 Landfill Gas | Landfill Gas | Nitrous Oxide (Co2 eq) | 29.6 | 0 | C
325130 | 1003041 | 2023 |  | CP-Natural Gas Fired Units | Natural Gas (Weighted U.S. Average) | Carbon Dioxide Biogenic | 0 | 0 | C
325130 | 1003041 | 2023 |  | CP-Natural Gas Fired Units | Natural Gas (Weighted U.S. Average) | Carbon Dioxide Non-Biogenic | 200860.5 | 0 | C
325130 | 1003041 | 2023 |  | CP-Natural Gas Fired Units | Natural Gas (Weighted U.S. Average) | Carbon Dioxide Total | 200860.5 | 0 | C
325130 | 1003041 | 2023 |  | CP-Natural Gas Fired Units | Natural Gas (Weighted U.S. Average) | Methane | 3.79 | 0 | C
325130 | 1003041 | 2023 |  | CP-Natural Gas Fired Units | Natural Gas (Weighted U.S. Average) | Methane (Co2 eq) | 94.6 | 0 | C
325130 | 1003041 | 2023 |  | CP-Natural Gas Fired Units | Natural Gas (Weighted U.S. Average) | Nitrous Oxide | 0.379 | 0 | C
325130 | 1003041 | 2023 |  | CP-Natural Gas Fired Units | Natural Gas (Weighted U.S. Average) | Nitrous Oxide (Co2 eq) | 112.8 | 0 | C
322120 | 1003048 | 2023 |  | GP-1 | Distillate Fuel Oil No. 2 | Carbon Dioxide Biogenic | 0 | 15510 | C
322120 | 1003048 | 2023 |  | GP-1 | Distillate Fuel Oil No. 2 | Carbon Dioxide Non-Biogenic | 158.3 | 15510 | C
322120 | 1003048 | 2023 |  | GP-1 | Distillate Fuel Oil No. 2 | Carbon Dioxide Total | 158.3 | 15510 | C
322120 | 1003048 | 2023 |  | GP-1 | Distillate Fuel Oil No. 2 | Methane | 0.01 | 15510 | C
322120 | 1003048 | 2023 |  | GP-1 | Distillate Fuel Oil No. 2 | Methane (Co2 eq) | 0.2 | 15510 | C
322120 | 1003048 | 2023 |  | GP-1 | Distillate Fuel Oil No. 2 | Nitrous Oxide | 0.001 | 15510 | C
322120 | 1003048 | 2023 |  | GP-1 | Distillate Fuel Oil No. 2 | Nitrous Oxide (Co2 eq) | 0.4 | 15510 | C
322120 | 1003048 | 2023 |  | GP-1 | Propane | Carbon Dioxide Biogenic | 0 | 6841 | C
322120 | 1003048 | 2023 |  | GP-1 | Propane | Carbon Dioxide Non-Biogenic | 39.1 | 6841 | C
322120 | 1003048 | 2023 |  | GP-1 | Propane | Carbon Dioxide Total | 39.1 | 6841 | C
322120 | 1003048 | 2023 |  | GP-1 | Propane | Methane | 0 | 6841 | C
322120 | 1003048 | 2023 |  | GP-1 | Propane | Methane (Co2 eq) | 0.1 | 6841 | C
322120 | 1003048 | 2023 |  | GP-1 | Propane | Nitrous Oxide | 0 | 6841 | C
322120 | 1003048 | 2023 |  | GP-1 | Propane | Nitrous Oxide (Co2 eq) | 0.1 | 6841 | C
322120 | 1003048 | 2023 |  | GP-2 | Natural Gas (Weighted U.S. Average) | Carbon Dioxide Biogenic | 0 | 187736211 | C
322120 | 1003048 | 2023 |  | GP-2 | Natural Gas (Weighted U.S. Average) | Carbon Dioxide Non-Biogenic | 10220.3 | 187736211 | C
322120 | 1003048 | 2023 |  | GP-2 | Natural Gas (Weighted U.S. Average) | Carbon Dioxide Total | 10220.3 | 187736211 | C
322120 | 1003048 | 2023 |  | GP-2 | Natural Gas (Weighted U.S. Average) | Methane | 0.19 | 187736211 | C
322120 | 1003048 | 2023 |  | GP-2 | Natural Gas (Weighted U.S. Average) | Methane (Co2 eq) | 4.8 | 187736211 | C
322120 | 1003048 | 2023 |  | GP-2 | Natural Gas (Weighted U.S. Average) | Nitrous Oxide | 0.019 | 187736211 | C
322120 | 1003048 | 2023 |  | GP-2 | Natural Gas (Weighted U.S. Average) | Nitrous Oxide (Co2 eq) | 5.7 | 187736211 | C
322120 | 1003048 | 2023 | S (Stoker Boiler) | Hogged Fuel Boiler No.1 | Residual Fuel Oil No. 6 | Carbon Dioxide Biogenic | 0 | 1278292.72 | C
322120 | 1003048 | 2023 | S (Stoker Boiler) | Hogged Fuel Boiler No.1 | Residual Fuel Oil No. 6 | Carbon Dioxide Non-Biogenic | 14728.7 | 1278292.72 | C
322120 | 1003048 | 2023 | S (Stoker Boiler) | Hogged Fuel Boiler No.1 | Residual Fuel Oil No. 6 | Carbon Dioxide Total | 14728.7 | 1278292.72 | C
322120 | 1003048 | 2023 | S (Stoker Boiler) | Hogged Fuel Boiler No.1 | Residual Fuel Oil No. 6 | Methane | 0.58 | 1278292.72 | C
322120 | 1003048 | 2023 | S (Stoker Boiler) | Hogged Fuel Boiler No.1 | Residual Fuel Oil No. 6 | Methane (Co2 eq) | 14.4 | 1278292.72 | C
322120 | 1003048 | 2023 | S (Stoker Boiler) | Hogged Fuel Boiler No.1 | Residual Fuel Oil No. 6 | Nitrous Oxide | 0.115 | 1278292.72 | C
322120 | 1003048 | 2023 | S (Stoker Boiler) | Hogged Fuel Boiler No.1 | Residual Fuel Oil No. 6 | Nitrous Oxide (Co2 eq) | 34.3 | 1278292.72 | C
322120 | 1003048 | 2023 | S (Stoker Boiler) | Hogged Fuel Boiler No.1 | Tires | Carbon Dioxide Biogenic | 0 | 17251.74 | C
322120 | 1003048 | 2023 | S (Stoker Boiler) | Hogged Fuel Boiler No.1 | Tires | Carbon Dioxide Non-Biogenic | 44742.4 | 17251.74 | C
322120 | 1003048 | 2023 | S (Stoker Boiler) | Hogged Fuel Boiler No.1 | Tires | Carbon Dioxide Total | 44742.4 | 17251.74 | C
322120 | 1003048 | 2023 | S (Stoker Boiler) | Hogged Fuel Boiler No.1 | Tires | Methane | 15.46 | 17251.74 | C
322120 | 1003048 | 2023 | S (Stoker Boiler) | Hogged Fuel Boiler No.1 | Tires | Methane (Co2 eq) | 386.4 | 17251.74 | C
322120 | 1003048 | 2023 | S (Stoker Boiler) | Hogged Fuel Boiler No.1 | Tires | Nitrous Oxide | 2.029 | 17251.74 | C
322120 | 1003048 | 2023 | S (Stoker Boiler) | Hogged Fuel Boiler No.1 | Tires | Nitrous Oxide (Co2 eq) | 604.6 | 17251.74 | C
322120 | 1003048 | 2023 | S (Stoker Boiler) | Hogged Fuel Boiler No.1 | Wood and Wood Residuals (dry basis) | Carbon Dioxide Biogenic | 266892.6 | 162776.74 | C
322120 | 1003048 | 2023 | S (Stoker Boiler) | Hogged Fuel Boiler No.1 | Wood and Wood Residuals (dry basis) | Carbon Dioxide Non-Biogenic | 0 | 162776.74 | C
322120 | 1003048 | 2023 | S (Stoker Boiler) | Hogged Fuel Boiler No.1 | Wood and Wood Residuals (dry basis) | Carbon Dioxide Total | 266892.6 | 162776.74 | C
322120 | 1003048 | 2023 | S (Stoker Boiler) | Hogged Fuel Boiler No.1 | Wood and Wood Residuals (dry basis) | Methane | 20.49 | 162776.74 | C
322120 | 1003048 | 2023 | S (Stoker Boiler) | Hogged Fuel Boiler No.1 | Wood and Wood Residuals (dry basis) | Methane (Co2 eq) | 512.2 | 162776.74 | C
322120 | 1003048 | 2023 | S (Stoker Boiler) | Hogged Fuel Boiler No.1 | Wood and Wood Residuals (dry basis) | Nitrous Oxide | 10.243 | 162776.74 | C
322120 | 1003048 | 2023 | S (Stoker Boiler) | Hogged Fuel Boiler No.1 | Wood and Wood Residuals (dry basis) | Nitrous Oxide (Co2 eq) | 3052.5 | 162776.74 | C
322120 | 1003048 | 2023 | S (Stoker Boiler) | Hogged Fuel Boiler No.2 | Natural Gas (Weighted U.S. Average) | Carbon Dioxide Biogenic | 0 | 910139437.07 | C
322120 | 1003048 | 2023 | S (Stoker Boiler) | Hogged Fuel Boiler No.2 | Natural Gas (Weighted U.S. Average) | Carbon Dioxide Non-Biogenic | 50312.7 | 910139437.07 | C
322120 | 1003048 | 2023 | S (Stoker Boiler) | Hogged Fuel Boiler No.2 | Natural Gas (Weighted U.S. Average) | Carbon Dioxide Total | 50312.7 | 910139437.07 | C
322120 | 1003048 | 2023 | S (Stoker Boiler) | Hogged Fuel Boiler No.2 | Natural Gas (Weighted U.S. Average) | Methane | 0.95 | 910139437.07 | C
322120 | 1003048 | 2023 | S (Stoker Boiler) | Hogged Fuel Boiler No.2 | Natural Gas (Weighted U.S. Average) | Methane (Co2 eq) | 23.7 | 910139437.07 | C
322120 | 1003048 | 2023 | S (Stoker Boiler) | Hogged Fuel Boiler No.2 | Natural Gas (Weighted U.S. Average) | Nitrous Oxide | 0.095 | 910139437.07 | C
322120 | 1003048 | 2023 | S (Stoker Boiler) | Hogged Fuel Boiler No.2 | Natural Gas (Weighted U.S. Average) | Nitrous Oxide (Co2 eq) | 28.3 | 910139437.07 | C
322120 | 1003048 | 2023 | S (Stoker Boiler) | Hogged Fuel Boiler No.2 | Residual Fuel Oil No. 6 | Carbon Dioxide Biogenic | 0 | 136704.05 | C
322120 | 1003048 | 2023 | S (Stoker Boiler) | Hogged Fuel Boiler No.2 | Residual Fuel Oil No. 6 | Carbon Dioxide Non-Biogenic | 1575.1 | 136704.05 | C
322120 | 1003048 | 2023 | S (Stoker Boiler) | Hogged Fuel Boiler No.2 | Residual Fuel Oil No. 6 | Carbon Dioxide Total | 1575.1 | 136704.05 | C
322120 | 1003048 | 2023 | S (Stoker Boiler) | Hogged Fuel Boiler No.2 | Residual Fuel Oil No. 6 | Methane | 0.06 | 136704.05 | C
322120 | 1003048 | 2023 | S (Stoker Boiler) | Hogged Fuel Boiler No.2 | Residual Fuel Oil No. 6 | Methane (Co2 eq) | 1.5 | 136704.05 | C
322120 | 1003048 | 2023 | S (Stoker Boiler) | Hogged Fuel Boiler No.2 | Residual Fuel Oil No. 6 | Nitrous Oxide | 0.012 | 136704.05 | C
322120 | 1003048 | 2023 | S (Stoker Boiler) | Hogged Fuel Boiler No.2 | Residual Fuel Oil No. 6 | Nitrous Oxide (Co2 eq) | 3.7 | 136704.05 | C
322120 | 1003048 | 2023 | S (Stoker Boiler) | Hogged Fuel Boiler No.2 | Tires | Carbon Dioxide Biogenic | 0 | 30835.48 | C
322120 | 1003048 | 2023 | S (Stoker Boiler) | Hogged Fuel Boiler No.2 | Tires | Carbon Dioxide Non-Biogenic | 79230.8 | 30835.48 | C
322120 | 1003048 | 2023 | S (Stoker Boiler) | Hogged Fuel Boiler No.2 | Tires | Carbon Dioxide Total | 79230.8 | 30835.48 | C
322120 | 1003048 | 2023 | S (Stoker Boiler) | Hogged Fuel Boiler No.2 | Tires | Methane | 27.63 | 30835.48 | C
322120 | 1003048 | 2023 | S (Stoker Boiler) | Hogged Fuel Boiler No.2 | Tires | Methane (Co2 eq) | 690.7 | 30835.48 | C
322120 | 1003048 | 2023 | S (Stoker Boiler) | Hogged Fuel Boiler No.2 | Tires | Nitrous Oxide | 3.626 | 30835.48 | C
322120 | 1003048 | 2023 | S (Stoker Boiler) | Hogged Fuel Boiler No.2 | Tires | Nitrous Oxide (Co2 eq) | 1080.6 | 30835.48 | C
322120 | 1003048 | 2023 | S (Stoker Boiler) | Hogged Fuel Boiler No.2 | Wood and Wood Residuals (dry basis) | Carbon Dioxide Biogenic | 362822.4 | 221283.88 | C
322120 | 1003048 | 2023 | S (Stoker Boiler) | Hogged Fuel Boiler No.2 | Wood and Wood Residuals (dry basis) | Carbon Dioxide Non-Biogenic | 0 | 221283.88 | C
322120 | 1003048 | 2023 | S (Stoker Boiler) | Hogged Fuel Boiler No.2 | Wood and Wood Residuals (dry basis) | Carbon Dioxide Total | 362822.4 | 221283.88 | C
322120 | 1003048 | 2023 | S (Stoker Boiler) | Hogged Fuel Boiler No.2 | Wood and Wood Residuals (dry basis) | Methane | 27.85 | 221283.88 | C
322120 | 1003048 | 2023 | S (Stoker Boiler) | Hogged Fuel Boiler No.2 | Wood and Wood Residuals (dry basis) | Methane (Co2 eq) | 696.3 | 221283.88 | C
322120 | 1003048 | 2023 | S (Stoker Boiler) | Hogged Fuel Boiler No.2 | Wood and Wood Residuals (dry basis) | Nitrous Oxide | 13.925 | 221283.88 | C
322120 | 1003048 | 2023 | S (Stoker Boiler) | Hogged Fuel Boiler No.2 | Wood and Wood Residuals (dry basis) | Nitrous Oxide (Co2 eq) | 4149.6 | 221283.88 | C
322120 | 1003048 | 2023 | Pulp Mill Lime Kiln | Lime Kiln |  | Carbon Dioxide Biogenic (Spent Liquor) | 0 |  | AA
322120 | 1003048 | 2023 | Pulp Mill Lime Kiln | Lime Kiln |  | Carbon Dioxide Non-Biogenic | 36139.4 |  | AA
322120 | 1003048 | 2023 | Pulp Mill Lime Kiln | Lime Kiln |  | Methane | 1.84 |  | AA
322120 | 1003048 | 2023 | Pulp Mill Lime Kiln | Lime Kiln |  | Methane Spent Liquor | 0 |  | AA
322120 | 1003048 | 2023 | Pulp Mill Lime Kiln | Lime Kiln |  | Nitrous Oxide | 0 |  | AA
322120 | 1003048 | 2023 | Pulp Mill Lime Kiln | Lime Kiln |  | Nitrous Oxide Spent Liquor | 0 |  | AA
322120 | 1003048 | 2023 | OB (Boiler, other) | Package Boiler | Distillate Fuel Oil No. 2 | Carbon Dioxide Biogenic | 0 | 428.73 | C
322120 | 1003048 | 2023 | OB (Boiler, other) | Package Boiler | Distillate Fuel Oil No. 2 | Carbon Dioxide Non-Biogenic | 4.4 | 428.73 | C
322120 | 1003048 | 2023 | OB (Boiler, other) | Package Boiler | Distillate Fuel Oil No. 2 | Carbon Dioxide Total | 4.4 | 428.73 | C
322120 | 1003048 | 2023 | OB (Boiler, other) | Package Boiler | Distillate Fuel Oil No. 2 | Methane | 0 | 428.73 | C
322120 | 1003048 | 2023 | OB (Boiler, other) | Package Boiler | Distillate Fuel Oil No. 2 | Methane (Co2 eq) | 0 | 428.73 | C
322120 | 1003048 | 2023 | OB (Boiler, other) | Package Boiler | Distillate Fuel Oil No. 2 | Nitrous Oxide | 0 | 428.73 | C
322120 | 1003048 | 2023 | OB (Boiler, other) | Package Boiler | Distillate Fuel Oil No. 2 | Nitrous Oxide (Co2 eq) | 0 | 428.73 | C
322120 | 1003048 | 2023 | Chemical Recovery Furnace | Recovery Boiler |  | Carbon Dioxide Biogenic (Spent Liquor) | 1285485.2 |  | AA | [9 empty] | 49 | 1976 | CE | 4.06 |  | 2 | D | 1050 | 900 | 855
322120 | 1003048 | 2023 | Chemical Recovery Furnace | Recovery Boiler |  | Carbon Dioxide Non-Biogenic | 8073.4 |  | AA | [9 empty] | 49 | 1976 | CE | 4.06 |  | 2 | D | 1050 | 900 | 855
322120 | 1003048 | 2023 | Chemical Recovery Furnace | Recovery Boiler |  | Methane | 0.32 |  | AA | [9 empty] | 49 | 1976 | CE | 4.06 |  | 2 | D | 1050 | 900 | 855
322120 | 1003048 | 2023 | Chemical Recovery Furnace | Recovery Boiler |  | Methane Spent Liquor | 26.02 |  | AA | [9 empty] | 49 | 1976 | CE | 4.06 |  | 2 | D | 1050 | 900 | 855
322120 | 1003048 | 2023 | Chemical Recovery Furnace | Recovery Boiler |  | Nitrous Oxide | 0.064 |  | AA | [9 empty] | 49 | 1976 | CE | 4.06 |  | 2 | D | 1050 | 900 | 855
322120 | 1003048 | 2023 | Chemical Recovery Furnace | Recovery Boiler |  | Nitrous Oxide Spent Liquor | 5.754 |  | AA | [9 empty] | 49 | 1976 | CE | 4.06 |  | 2 | D | 1050 | 900 | 855
311224 | 1003061 | 2023 |  | GP-1 | Natural Gas (Weighted U.S. Average) | Carbon Dioxide Biogenic | 0 | 0 | C
311224 | 1003061 | 2023 |  | GP-1 | Natural Gas (Weighted U.S. Average) | Carbon Dioxide Non-Biogenic | 35574.2 | 0 | C
311224 | 1003061 | 2023 |  | GP-1 | Natural Gas (Weighted U.S. Average) | Carbon Dioxide Total | 35574.2 | 0 | C
311224 | 1003061 | 2023 |  | GP-1 | Natural Gas (Weighted U.S. Average) | Methane | 0.67 | 0 | C
311224 | 1003061 | 2023 |  | GP-1 | Natural Gas (Weighted U.S. Average) | Methane (Co2 eq) | 16.8 | 0 | C
311224 | 1003061 | 2023 |  | GP-1 | Natural Gas (Weighted U.S. Average) | Nitrous Oxide | 0.067 | 0 | C
311224 | 1003061 | 2023 |  | GP-1 | Natural Gas (Weighted U.S. Average) | Nitrous Oxide (Co2 eq) | 20 | 0 | C
325211 | 1003081 | 2023 |  | GP- Hot Oil heaters / Steam Boilers | Natural Gas (Weighted U.S. Average) | Carbon Dioxide Biogenic | 0 | 0 | C
325211 | 1003081 | 2023 |  | GP- Hot Oil heaters / Steam Boilers | Natural Gas (Weighted U.S. Average) | Carbon Dioxide Non-Biogenic | 56403.4 | 0 | C
325211 | 1003081 | 2023 |  | GP- Hot Oil heaters / Steam Boilers | Natural Gas (Weighted U.S. Average) | Carbon Dioxide Total | 56403.4 | 0 | C
325211 | 1003081 | 2023 |  | GP- Hot Oil heaters / Steam Boilers | Natural Gas (Weighted U.S. Average) | Methane | 1.06 | 0 | C
325211 | 1003081 | 2023 |  | GP- Hot Oil heaters / Steam Boilers | Natural Gas (Weighted U.S. Average) | Methane (Co2 eq) | 26.6 | 0 | C
325211 | 1003081 | 2023 |  | GP- Hot Oil heaters / Steam Boilers | Natural Gas (Weighted U.S. Average) | Nitrous Oxide | 0.106 | 0 | C
325211 | 1003081 | 2023 |  | GP- Hot Oil heaters / Steam Boilers | Natural Gas (Weighted U.S. Average) | Nitrous Oxide (Co2 eq) | 31.7 | 0 | C
325312 | 1003087 | 2023 |  | Ammonia Plant |  | Carbon Dioxide | 418781.9 |  | G
325312 | 1003087 | 2023 |  | CP-Plant High Meter - 94400001 | Natural Gas (Weighted U.S. Average) | Carbon Dioxide Biogenic | 0 | 0 | C
325312 | 1003087 | 2023 |  | CP-Plant High Meter - 94400001 | Natural Gas (Weighted U.S. Average) | Carbon Dioxide Non-Biogenic | 2975.4 | 0 | C
325312 | 1003087 | 2023 |  | CP-Plant High Meter - 94400001 | Natural Gas (Weighted U.S. Average) | Carbon Dioxide Total | 2975.4 | 0 | C
325312 | 1003087 | 2023 |  | CP-Plant High Meter - 94400001 | Natural Gas (Weighted U.S. Average) | Methane | 0.06 | 0 | C
325312 | 1003087 | 2023 |  | CP-Plant High Meter - 94400001 | Natural Gas (Weighted U.S. Average) | Methane (Co2 eq) | 1.4 | 0 | C
325312 | 1003087 | 2023 |  | CP-Plant High Meter - 94400001 | Natural Gas (Weighted U.S. Average) | Nitrous Oxide | 0.006 | 0 | C
325312 | 1003087 | 2023 |  | CP-Plant High Meter - 94400001 | Natural Gas (Weighted U.S. Average) | Nitrous Oxide (Co2 eq) | 1.7 | 0 | C
325312 | 1003087 | 2023 |  | CP-Plant Low Meter - 27101941 | Natural Gas (Weighted U.S. Average) | Carbon Dioxide Biogenic | 0 | 0 | C
325312 | 1003087 | 2023 |  | CP-Plant Low Meter - 27101941 | Natural Gas (Weighted U.S. Average) | Carbon Dioxide Non-Biogenic | 2279.7 | 0 | C
325312 | 1003087 | 2023 |  | CP-Plant Low Meter - 27101941 | Natural Gas (Weighted U.S. Average) | Carbon Dioxide Total | 2279.7 | 0 | C
325312 | 1003087 | 2023 |  | CP-Plant Low Meter - 27101941 | Natural Gas (Weighted U.S. Average) | Methane | 0.04 | 0 | C
325312 | 1003087 | 2023 |  | CP-Plant Low Meter - 27101941 | Natural Gas (Weighted U.S. Average) | Methane (Co2 eq) | 1.1 | 0 | C
325312 | 1003087 | 2023 |  | CP-Plant Low Meter - 27101941 | Natural Gas (Weighted U.S. Average) | Nitrous Oxide | 0.004 | 0 | C
325312 | 1003087 | 2023 |  | CP-Plant Low Meter - 27101941 | Natural Gas (Weighted U.S. Average) | Nitrous Oxide (Co2 eq) | 1.3 | 0 | C
325312 | 1003087 | 2023 | RICE (Reciprocating internal combustion engine) | Tailings Water Booster Pump | Distillate Fuel Oil No. 2 | Carbon Dioxide Biogenic | 0 | 17105 | C
325312 | 1003087 | 2023 | RICE (Reciprocating internal combustion engine) | Tailings Water Booster Pump | Distillate Fuel Oil No. 2 | Carbon Dioxide Non-Biogenic | 174.6 | 17105 | C
325312 | 1003087 | 2023 | RICE (Reciprocating internal combustion engine) | Tailings Water Booster Pump | Distillate Fuel Oil No. 2 | Carbon Dioxide Total | 174.6 | 17105 | C
325312 | 1003087 | 2023 | RICE (Reciprocating internal combustion engine) | Tailings Water Booster Pump | Distillate Fuel Oil No. 2 | Methane | 0.01 | 17105 | C
325312 | 1003087 | 2023 | RICE (Reciprocating internal combustion engine) | Tailings Water Booster Pump | Distillate Fuel Oil No. 2 | Methane (Co2 eq) | 0.2 | 17105 | C
325312 | 1003087 | 2023 | RICE (Reciprocating internal combustion engine) | Tailings Water Booster Pump | Distillate Fuel Oil No. 2 | Nitrous Oxide | 0.001 | 17105 | C
325312 | 1003087 | 2023 | RICE (Reciprocating internal combustion engine) | Tailings Water Booster Pump | Distillate Fuel Oil No. 2 | Nitrous Oxide (Co2 eq) | 0.4 | 17105 | C
325312 | 1003087 | 2023 | CH (Comfort heater) | Warehouse #3 | Propane | Carbon Dioxide Biogenic | 0 | 4726.7 | C
325312 | 1003087 | 2023 | CH (Comfort heater) | Warehouse #3 | Propane | Carbon Dioxide Non-Biogenic | 27 | 4726.7 | C
325312 | 1003087 | 2023 | CH (Comfort heater) | Warehouse #3 | Propane | Carbon Dioxide Total | 27 | 4726.7 | C
325312 | 1003087 | 2023 | CH (Comfort heater) | Warehouse #3 | Propane | Methane | 0 | 4726.7 | C
325312 | 1003087 | 2023 | CH (Comfort heater) | Warehouse #3 | Propane | Methane (Co2 eq) | 0 | 4726.7 | C
325312 | 1003087 | 2023 | CH (Comfort heater) | Warehouse #3 | Propane | Nitrous Oxide | 0 | 4726.7 | C
325312 | 1003087 | 2023 | CH (Comfort heater) | Warehouse #3 | Propane | Nitrous Oxide (Co2 eq) | 0.1 | 4726.7 | C
325312 | 1003087 | 2023 | OB (Boiler, other) | Zurn Meter - 213000027 | Natural Gas (Weighted U.S. Average) | Carbon Dioxide Biogenic | 0 | 0 | C
325312 | 1003087 | 2023 | OB (Boiler, other) | Zurn Meter - 213000027 | Natural Gas (Weighted U.S. Average) | Carbon Dioxide Non-Biogenic | 2500.1 | 0 | C
325312 | 1003087 | 2023 | OB (Boiler, other) | Zurn Meter - 213000027 | Natural Gas (Weighted U.S. Average) | Carbon Dioxide Total | 2500.1 | 0 | C
325312 | 1003087 | 2023 | OB (Boiler, other) | Zurn Meter - 213000027 | Natural Gas (Weighted U.S. Average) | Methane | 0.05 | 0 | C
325312 | 1003087 | 2023 | OB (Boiler, other) | Zurn Meter - 213000027 | Natural Gas (Weighted U.S. Average) | Methane (Co2 eq) | 1.2 | 0 | C
325312 | 1003087 | 2023 | OB (Boiler, other) | Zurn Meter - 213000027 | Natural Gas (Weighted U.S. Average) | Nitrous Oxide | 0.005 | 0 | C
325312 | 1003087 | 2023 | OB (Boiler, other) | Zurn Meter - 213000027 | Natural Gas (Weighted U.S. Average) | Nitrous Oxide (Co2 eq) | 1.4 | 0 | C
325193 | 1003096 | 2023 |  | GP-1 | Natural Gas (Weighted U.S. Average) | Carbon Dioxide Biogenic | 0 | 0 | C
325193 | 1003096 | 2023 |  | GP-1 | Natural Gas (Weighted U.S. Average) | Carbon Dioxide Non-Biogenic | 186032.9 | 0 | C
325193 | 1003096 | 2023 |  | GP-1 | Natural Gas (Weighted U.S. Average) | Carbon Dioxide Total | 186032.9 | 0 | C
325193 | 1003096 | 2023 |  | GP-1 | Natural Gas (Weighted U.S. Average) | Methane | 3.51 | 0 | C
325193 | 1003096 | 2023 |  | GP-1 | Natural Gas (Weighted U.S. Average) | Methane (Co2 eq) | 87.7 | 0 | C
325193 | 1003096 | 2023 |  | GP-1 | Natural Gas (Weighted U.S. Average) | Nitrous Oxide | 0.351 | 0 | C
325193 | 1003096 | 2023 |  | GP-1 | Natural Gas (Weighted U.S. Average) | Nitrous Oxide (Co2 eq) | 104.5 | 0 | C
325412 | 1003098 | 2023 |  | GP-Boilers-B435-HWH-Gas | Distillate Fuel Oil No. 2 | Carbon Dioxide Biogenic | 0 | 17055.3 | C
325412 | 1003098 | 2023 |  | GP-Boilers-B435-HWH-Gas | Distillate Fuel Oil No. 2 | Carbon Dioxide Non-Biogenic | 174.1 | 17055.3 | C
325412 | 1003098 | 2023 |  | GP-Boilers-B435-HWH-Gas | Distillate Fuel Oil No. 2 | Carbon Dioxide Total | 174.1 | 17055.3 | C
325412 | 1003098 | 2023 |  | GP-Boilers-B435-HWH-Gas | Distillate Fuel Oil No. 2 | Methane | 0.01 | 17055.3 | C
325412 | 1003098 | 2023 |  | GP-Boilers-B435-HWH-Gas | Distillate Fuel Oil No. 2 | Methane (Co2 eq) | 0.2 | 17055.3 | C
325412 | 1003098 | 2023 |  | GP-Boilers-B435-HWH-Gas | Distillate Fuel Oil No. 2 | Nitrous Oxide | 0.001 | 17055.3 | C
325412 | 1003098 | 2023 |  | GP-Boilers-B435-HWH-Gas | Distillate Fuel Oil No. 2 | Nitrous Oxide (Co2 eq) | 0.4 | 17055.3 | C
325412 | 1003098 | 2023 |  | GP-Boilers-B435-HWH-Gas | Natural Gas (Weighted U.S. Average) | Carbon Dioxide Biogenic | 0 | 195548891 | C
325412 | 1003098 | 2023 |  | GP-Boilers-B435-HWH-Gas | Natural Gas (Weighted U.S. Average) | Carbon Dioxide Non-Biogenic | 10645.6 | 195548891 | C
325412 | 1003098 | 2023 |  | GP-Boilers-B435-HWH-Gas | Natural Gas (Weighted U.S. Average) | Carbon Dioxide Total | 10645.6 | 195548891 | C
325412 | 1003098 | 2023 |  | GP-Boilers-B435-HWH-Gas | Natural Gas (Weighted U.S. Average) | Methane | 0.2 | 195548891 | C
325412 | 1003098 | 2023 |  | GP-Boilers-B435-HWH-Gas | Natural Gas (Weighted U.S. Average) | Methane (Co2 eq) | 5 | 195548891 | C
325412 | 1003098 | 2023 |  | GP-Boilers-B435-HWH-Gas | Natural Gas (Weighted U.S. Average) | Nitrous Oxide | 0.02 | 195548891 | C
325412 | 1003098 | 2023 |  | GP-Boilers-B435-HWH-Gas | Natural Gas (Weighted U.S. Average) | Nitrous Oxide (Co2 eq) | 6 | 195548891 | C
325180 | 1003134 | 2023 |  | GP-1 | Natural Gas (Weighted U.S. Average) | Carbon Dioxide Biogenic | 0 | 0 | C
325180 | 1003134 | 2023 |  | GP-1 | Natural Gas (Weighted U.S. Average) | Carbon Dioxide Non-Biogenic | 40222.2 | 0 | C
325180 | 1003134 | 2023 |  | GP-1 | Natural Gas (Weighted U.S. Average) | Carbon Dioxide Total | 40222.2 | 0 | C
325180 | 1003134 | 2023 |  | GP-1 | Natural Gas (Weighted U.S. Average) | Methane | 0.76 | 0 | C
325180 | 1003134 | 2023 |  | GP-1 | Natural Gas (Weighted U.S. Average) | Methane (Co2 eq) | 19 | 0 | C
325180 | 1003134 | 2023 |  | GP-1 | Natural Gas (Weighted U.S. Average) | Nitrous Oxide | 0.076 | 0 | C
325180 | 1003134 | 2023 |  | GP-1 | Natural Gas (Weighted U.S. Average) | Nitrous Oxide (Co2 eq) | 22.6 | 0 | C
325180 | 1003134 | 2023 | Petrochemical process unit | GP-2 |  | Carbon Dioxide | 32763.6 |  | X
325180 | 1003134 | 2023 | Petrochemical process unit | GP-3 |  | Carbon Dioxide | 10166.9 |  | X
325180 | 1003134 | 2023 | Petrochemical process unit | GP-4 |  | Carbon Dioxide | 20555.6 |  | X
325180 | 1003134 | 2023 | Petrochemical process unit | GP-5 |  | Carbon Dioxide | 18361.9 |  | X
325193 | 1003135 | 2023 |  | GP-Thermal Oxidizer & Dryers | Natural Gas (Weighted U.S. Average) | Carbon Dioxide Biogenic | 0 | 1478740000 | C
325193 | 1003135 | 2023 |  | GP-Thermal Oxidizer & Dryers | Natural Gas (Weighted U.S. Average) | Carbon Dioxide Non-Biogenic | 80502 | 1478740000 | C
325193 | 1003135 | 2023 |  | GP-Thermal Oxidizer & Dryers | Natural Gas (Weighted U.S. Average) | Carbon Dioxide Total | 80502 | 1478740000 | C
325193 | 1003135 | 2023 |  | GP-Thermal Oxidizer & Dryers | Natural Gas (Weighted U.S. Average) | Methane | 1.52 | 1478740000 | C
325193 | 1003135 | 2023 |  | GP-Thermal Oxidizer & Dryers | Natural Gas (Weighted U.S. Average) | Methane (Co2 eq) | 37.9 | 1478740000 | C
325193 | 1003135 | 2023 |  | GP-Thermal Oxidizer & Dryers | Natural Gas (Weighted U.S. Average) | Nitrous Oxide | 0.152 | 1478740000 | C
325193 | 1003135 | 2023 |  | GP-Thermal Oxidizer & Dryers | Natural Gas (Weighted U.S. Average) | Nitrous Oxide (Co2 eq) | 45.2 | 1478740000 | C
325193 | 1003135 | 2023 |  | GP-Thermal Oxidizer & Dryers | Other Biomass Gases | Carbon Dioxide Biogenic | 197.4 | 5788010 | C
325193 | 1003135 | 2023 |  | GP-Thermal Oxidizer & Dryers | Other Biomass Gases | Carbon Dioxide Non-Biogenic | 0 | 5788010 | C
325193 | 1003135 | 2023 |  | GP-Thermal Oxidizer & Dryers | Other Biomass Gases | Carbon Dioxide Total | 197.4 | 5788010 | C
325193 | 1003135 | 2023 |  | GP-Thermal Oxidizer & Dryers | Other Biomass Gases | Methane | 0.01 | 5788010 | C
325193 | 1003135 | 2023 |  | GP-Thermal Oxidizer & Dryers | Other Biomass Gases | Methane (Co2 eq) | 0.3 | 5788010 | C
325193 | 1003135 | 2023 |  | GP-Thermal Oxidizer & Dryers | Other Biomass Gases | Nitrous Oxide | 0.002 | 5788010 | C
325193 | 1003135 | 2023 |  | GP-Thermal Oxidizer & Dryers | Other Biomass Gases | Nitrous Oxide (Co2 eq) | 0.7 | 5788010 | C
311224 | 1003146 | 2023 |  | GP-1 | Natural Gas (Weighted U.S. Average) | Carbon Dioxide Biogenic | 0 | 0 | C
311224 | 1003146 | 2023 |  | GP-1 | Natural Gas (Weighted U.S. Average) | Carbon Dioxide Non-Biogenic | 60873.6 | 0 | C
311224 | 1003146 | 2023 |  | GP-1 | Natural Gas (Weighted U.S. Average) | Carbon Dioxide Total | 60873.6 | 0 | C
311224 | 1003146 | 2023 |  | GP-1 | Natural Gas (Weighted U.S. Average) | Methane | 1.15 | 0 | C
311224 | 1003146 | 2023 |  | GP-1 | Natural Gas (Weighted U.S. Average) | Methane (Co2 eq) | 28.7 | 0 | C
311224 | 1003146 | 2023 |  | GP-1 | Natural Gas (Weighted U.S. Average) | Nitrous Oxide | 0.115 | 0 | C
311224 | 1003146 | 2023 |  | GP-1 | Natural Gas (Weighted U.S. Average) | Nitrous Oxide (Co2 eq) | 34.2 | 0 | C
325193 | 1003150 | 2023 |  | GP-TOs/HRGSs | Natural Gas (Weighted U.S. Average) | Carbon Dioxide Biogenic | 0 | 0 | C
325193 | 1003150 | 2023 |  | GP-TOs/HRGSs | Natural Gas (Weighted U.S. Average) | Carbon Dioxide Non-Biogenic | 188440.7 | 0 | C
325193 | 1003150 | 2023 |  | GP-TOs/HRGSs | Natural Gas (Weighted U.S. Average) | Carbon Dioxide Total | 188440.7 | 0 | C
325193 | 1003150 | 2023 |  | GP-TOs/HRGSs | Natural Gas (Weighted U.S. Average) | Methane | 3.55 | 0 | C
325193 | 1003150 | 2023 |  | GP-TOs/HRGSs | Natural Gas (Weighted U.S. Average) | Methane (Co2 eq) | 88.8 | 0 | C
325193 | 1003150 | 2023 |  | GP-TOs/HRGSs | Natural Gas (Weighted U.S. Average) | Nitrous Oxide | 0.355 | 0 | C
325193 | 1003150 | 2023 |  | GP-TOs/HRGSs | Natural Gas (Weighted U.S. Average) | Nitrous Oxide (Co2 eq) | 105.8 | 0 | C
325998 | 1003157 | 2023 |  | GP-1 | Natural Gas (Weighted U.S. Average) | Carbon Dioxide Biogenic | 0 | 1034786370 | C
325998 | 1003157 | 2023 |  | GP-1 | Natural Gas (Weighted U.S. Average) | Carbon Dioxide Non-Biogenic | 56333.3 | 1034786370 | C
325998 | 1003157 | 2023 |  | GP-1 | Natural Gas (Weighted U.S. Average) | Carbon Dioxide Total | 56333.3 | 1034786370 | C
325998 | 1003157 | 2023 |  | GP-1 | Natural Gas (Weighted U.S. Average) | Methane | 1.06 | 1034786370 | C
325998 | 1003157 | 2023 |  | GP-1 | Natural Gas (Weighted U.S. Average) | Methane (Co2 eq) | 26.5 | 1034786370 | C
325998 | 1003157 | 2023 |  | GP-1 | Natural Gas (Weighted U.S. Average) | Nitrous Oxide | 0.106 | 1034786370 | C
325998 | 1003157 | 2023 |  | GP-1 | Natural Gas (Weighted U.S. Average) | Nitrous Oxide (Co2 eq) | 31.6 | 1034786370 | C
325120 | 1003160 | 2023 | OB (Boiler, other) | Boiler 22.04 EPN 15 | Natural Gas (Weighted U.S. Average) | Carbon Dioxide Biogenic | 0 | 0 | C
325120 | 1003160 | 2023 | OB (Boiler, other) | Boiler 22.04 EPN 15 | Natural Gas (Weighted U.S. Average) | Carbon Dioxide Non-Biogenic | 516.7 | 0 | C
325120 | 1003160 | 2023 | OB (Boiler, other) | Boiler 22.04 EPN 15 | Natural Gas (Weighted U.S. Average) | Carbon Dioxide Total | 516.7 | 0 | C
325120 | 1003160 | 2023 | OB (Boiler, other) | Boiler 22.04 EPN 15 | Natural Gas (Weighted U.S. Average) | Methane | 0.01 | 0 | C
325120 | 1003160 | 2023 | OB (Boiler, other) | Boiler 22.04 EPN 15 | Natural Gas (Weighted U.S. Average) | Methane (Co2 eq) | 0.2 | 0 | C
325120 | 1003160 | 2023 | OB (Boiler, other) | Boiler 22.04 EPN 15 | Natural Gas (Weighted U.S. Average) | Nitrous Oxide | 0.001 | 0 | C
325120 | 1003160 | 2023 | OB (Boiler, other) | Boiler 22.04 EPN 15 | Natural Gas (Weighted U.S. Average) | Nitrous Oxide (Co2 eq) | 0.3 | 0 | C
325120 | 1003160 | 2023 | PRH (Process Heater) | Fired Gas Preheater A (F-101) | Natural Gas (Weighted U.S. Average) | Carbon Dioxide Biogenic | 0 | 0 | C
325120 | 1003160 | 2023 | PRH (Process Heater) | Fired Gas Preheater A (F-101) | Natural Gas (Weighted U.S. Average) | Carbon Dioxide Non-Biogenic | 7076.3 | 0 | C
325120 | 1003160 | 2023 | PRH (Process Heater) | Fired Gas Preheater A (F-101) | Natural Gas (Weighted U.S. Average) | Carbon Dioxide Total | 7076.3 | 0 | C
325120 | 1003160 | 2023 | PRH (Process Heater) | Fired Gas Preheater A (F-101) | Natural Gas (Weighted U.S. Average) | Methane | 0.13 | 0 | C
325120 | 1003160 | 2023 | PRH (Process Heater) | Fired Gas Preheater A (F-101) | Natural Gas (Weighted U.S. Average) | Methane (Co2 eq) | 3.3 | 0 | C
325120 | 1003160 | 2023 | PRH (Process Heater) | Fired Gas Preheater A (F-101) | Natural Gas (Weighted U.S. Average) | Nitrous Oxide | 0.013 | 0 | C
325120 | 1003160 | 2023 | PRH (Process Heater) | Fired Gas Preheater A (F-101) | Natural Gas (Weighted U.S. Average) | Nitrous Oxide (Co2 eq) | 4 | 0 | C
325120 | 1003160 | 2023 | PRH (Process Heater) | Fired Gas Preheater A (F-101) |  | Carbon Dioxide Biogenic | 0 | 0 | C
325120 | 1003160 | 2023 | PRH (Process Heater) | Fired Gas Preheater A (F-101) |  | Carbon Dioxide Non-Biogenic | 17257.1 | 0 | C
325120 | 1003160 | 2023 | PRH (Process Heater) | Fired Gas Preheater A (F-101) |  | Carbon Dioxide Total | 17257.1 | 0 | C
325120 | 1003160 | 2023 | PRH (Process Heater) | Fired Gas Preheater A (F-101) |  | Methane | 0 | 0 | C
325120 | 1003160 | 2023 | PRH (Process Heater) | Fired Gas Preheater A (F-101) |  | Methane (Co2 eq) | 0 | 0 | C
325120 | 1003160 | 2023 | PRH (Process Heater) | Fired Gas Preheater A (F-101) |  | Nitrous Oxide | 0 | 0 | C
325120 | 1003160 | 2023 | PRH (Process Heater) | Fired Gas Preheater A (F-101) |  | Nitrous Oxide (Co2 eq) | 0 | 0 | C
325120 | 1003160 | 2023 | PRH (Process Heater) | Fired Gas Preheater B (F-201) | Natural Gas (Weighted U.S. Average) | Carbon Dioxide Biogenic | 0 | 0 | C
325120 | 1003160 | 2023 | PRH (Process Heater) | Fired Gas Preheater B (F-201) | Natural Gas (Weighted U.S. Average) | Carbon Dioxide Non-Biogenic | 7323.8 | 0 | C
325120 | 1003160 | 2023 | PRH (Process Heater) | Fired Gas Preheater B (F-201) | Natural Gas (Weighted U.S. Average) | Carbon Dioxide Total | 7323.8 | 0 | C
325120 | 1003160 | 2023 | PRH (Process Heater) | Fired Gas Preheater B (F-201) | Natural Gas (Weighted U.S. Average) | Methane | 0.14 | 0 | C
325120 | 1003160 | 2023 | PRH (Process Heater) | Fired Gas Preheater B (F-201) | Natural Gas (Weighted U.S. Average) | Methane (Co2 eq) | 3.5 | 0 | C
325120 | 1003160 | 2023 | PRH (Process Heater) | Fired Gas Preheater B (F-201) | Natural Gas (Weighted U.S. Average) | Nitrous Oxide | 0.014 | 0 | C
325120 | 1003160 | 2023 | PRH (Process Heater) | Fired Gas Preheater B (F-201) | Natural Gas (Weighted U.S. Average) | Nitrous Oxide (Co2 eq) | 4.1 | 0 | C
325120 | 1003160 | 2023 | PRH (Process Heater) | Fired Gas Preheater B (F-201) |  | Carbon Dioxide Biogenic | 0 | 0 | C
325120 | 1003160 | 2023 | PRH (Process Heater) | Fired Gas Preheater B (F-201) |  | Carbon Dioxide Non-Biogenic | 17133.1 | 0 | C
325120 | 1003160 | 2023 | PRH (Process Heater) | Fired Gas Preheater B (F-201) |  | Carbon Dioxide Total | 17133.1 | 0 | C
325120 | 1003160 | 2023 | PRH (Process Heater) | Fired Gas Preheater B (F-201) |  | Methane | 0 | 0 | C
325120 | 1003160 | 2023 | PRH (Process Heater) | Fired Gas Preheater B (F-201) |  | Methane (Co2 eq) | 0 | 0 | C
325120 | 1003160 | 2023 | PRH (Process Heater) | Fired Gas Preheater B (F-201) |  | Nitrous Oxide | 0 | 0 | C
325120 | 1003160 | 2023 | PRH (Process Heater) | Fired Gas Preheater B (F-201) |  | Nitrous Oxide (Co2 eq) | 0 | 0 | C
325120 | 1003160 | 2023 | HWH (Heater, hot water) | New LOx Vap Burner A | Natural Gas (Weighted U.S. Average) | Carbon Dioxide Biogenic | 0 | 0 | C
325120 | 1003160 | 2023 | HWH (Heater, hot water) | New LOx Vap Burner A | Natural Gas (Weighted U.S. Average) | Carbon Dioxide Non-Biogenic | 3.3 | 0 | C
325120 | 1003160 | 2023 | HWH (Heater, hot water) | New LOx Vap Burner A | Natural Gas (Weighted U.S. Average) | Carbon Dioxide Total | 3.3 | 0 | C
325120 | 1003160 | 2023 | HWH (Heater, hot water) | New LOx Vap Burner A | Natural Gas (Weighted U.S. Average) | Methane | 0 | 0 | C
325120 | 1003160 | 2023 | HWH (Heater, hot water) | New LOx Vap Burner A | Natural Gas (Weighted U.S. Average) | Methane (Co2 eq) | 0 | 0 | C
325120 | 1003160 | 2023 | HWH (Heater, hot water) | New LOx Vap Burner A | Natural Gas (Weighted U.S. Average) | Nitrous Oxide | 0 | 0 | C
325120 | 1003160 | 2023 | HWH (Heater, hot water) | New LOx Vap Burner A | Natural Gas (Weighted U.S. Average) | Nitrous Oxide (Co2 eq) | 0 | 0 | C
325120 | 1003160 | 2023 | HWH (Heater, hot water) | New LOx Vap Burner B | Natural Gas (Weighted U.S. Average) | Carbon Dioxide Biogenic | 0 | 0 | C
325120 | 1003160 | 2023 | HWH (Heater, hot water) | New LOx Vap Burner B | Natural Gas (Weighted U.S. Average) | Carbon Dioxide Non-Biogenic | 45.6 | 0 | C
325120 | 1003160 | 2023 | HWH (Heater, hot water) | New LOx Vap Burner B | Natural Gas (Weighted U.S. Average) | Carbon Dioxide Total | 45.6 | 0 | C
325120 | 1003160 | 2023 | HWH (Heater, hot water) | New LOx Vap Burner B | Natural Gas (Weighted U.S. Average) | Methane | 0 | 0 | C
325120 | 1003160 | 2023 | HWH (Heater, hot water) | New LOx Vap Burner B | Natural Gas (Weighted U.S. Average) | Methane (Co2 eq) | 0 | 0 | C
325120 | 1003160 | 2023 | HWH (Heater, hot water) | New LOx Vap Burner B | Natural Gas (Weighted U.S. Average) | Nitrous Oxide | 0 | 0 | C
325120 | 1003160 | 2023 | HWH (Heater, hot water) | New LOx Vap Burner B | Natural Gas (Weighted U.S. Average) | Nitrous Oxide (Co2 eq) | 0 | 0 | C
325120 | 1003160 | 2023 | PRH (Process Heater) | RGN HTR | Natural Gas (Weighted U.S. Average) | Carbon Dioxide Biogenic | 0 | 0 | C
325120 | 1003160 | 2023 | PRH (Process Heater) | RGN HTR | Natural Gas (Weighted U.S. Average) | Carbon Dioxide Non-Biogenic | 1613.3 | 0 | C
325120 | 1003160 | 2023 | PRH (Process Heater) | RGN HTR | Natural Gas (Weighted U.S. Average) | Carbon Dioxide Total | 1613.3 | 0 | C
325120 | 1003160 | 2023 | PRH (Process Heater) | RGN HTR | Natural Gas (Weighted U.S. Average) | Methane | 0.03 | 0 | C
325120 | 1003160 | 2023 | PRH (Process Heater) | RGN HTR | Natural Gas (Weighted U.S. Average) | Methane (Co2 eq) | 0.8 | 0 | C
325120 | 1003160 | 2023 | PRH (Process Heater) | RGN HTR | Natural Gas (Weighted U.S. Average) | Nitrous Oxide | 0.003 | 0 | C
325120 | 1003160 | 2023 | PRH (Process Heater) | RGN HTR | Natural Gas (Weighted U.S. Average) | Nitrous Oxide (Co2 eq) | 0.9 | 0 | C
325120 | 1003160 | 2023 | PRH (Process Heater) | Start Up Burner V101 EPN 101 | Natural Gas (Weighted U.S. Average) | Carbon Dioxide Biogenic | 0 | 0 | C
325120 | 1003160 | 2023 | PRH (Process Heater) | Start Up Burner V101 EPN 101 | Natural Gas (Weighted U.S. Average) | Carbon Dioxide Non-Biogenic | 28 | 0 | C
325120 | 1003160 | 2023 | PRH (Process Heater) | Start Up Burner V101 EPN 101 | Natural Gas (Weighted U.S. Average) | Carbon Dioxide Total | 28 | 0 | C
325120 | 1003160 | 2023 | PRH (Process Heater) | Start Up Burner V101 EPN 101 | Natural Gas (Weighted U.S. Average) | Methane | 0 | 0 | C
325120 | 1003160 | 2023 | PRH (Process Heater) | Start Up Burner V101 EPN 101 | Natural Gas (Weighted U.S. Average) | Methane (Co2 eq) | 0 | 0 | C
325120 | 1003160 | 2023 | PRH (Process Heater) | Start Up Burner V101 EPN 101 | Natural Gas (Weighted U.S. Average) | Nitrous Oxide | 0 | 0 | C
325120 | 1003160 | 2023 | PRH (Process Heater) | Start Up Burner V101 EPN 101 | Natural Gas (Weighted U.S. Average) | Nitrous Oxide (Co2 eq) | 0 | 0 | C
325120 | 1003160 | 2023 | PRH (Process Heater) | Start Up Burner V201 EPN 102 | Natural Gas (Weighted U.S. Average) | Carbon Dioxide Biogenic | 0 | 0 | C
325120 | 1003160 | 2023 | PRH (Process Heater) | Start Up Burner V201 EPN 102 | Natural Gas (Weighted U.S. Average) | Carbon Dioxide Non-Biogenic | 206.7 | 0 | C
325120 | 1003160 | 2023 | PRH (Process Heater) | Start Up Burner V201 EPN 102 | Natural Gas (Weighted U.S. Average) | Carbon Dioxide Total | 206.7 | 0 | C
325120 | 1003160 | 2023 | PRH (Process Heater) | Start Up Burner V201 EPN 102 | Natural Gas (Weighted U.S. Average) | Methane | 0 | 0 | C
325120 | 1003160 | 2023 | PRH (Process Heater) | Start Up Burner V201 EPN 102 | Natural Gas (Weighted U.S. Average) | Methane (Co2 eq) | 0.1 | 0 | C
325120 | 1003160 | 2023 | PRH (Process Heater) | Start Up Burner V201 EPN 102 | Natural Gas (Weighted U.S. Average) | Nitrous Oxide | 0 | 0 | C
325120 | 1003160 | 2023 | PRH (Process Heater) | Start Up Burner V201 EPN 102 | Natural Gas (Weighted U.S. Average) | Nitrous Oxide (Co2 eq) | 0.1 | 0 | C
312120 | 1003176 | 2023 |  | GP-1 | Natural Gas (Weighted U.S. Average) | Carbon Dioxide Biogenic | 0 | 533035300 | C
312120 | 1003176 | 2023 |  | GP-1 | Natural Gas (Weighted U.S. Average) | Carbon Dioxide Non-Biogenic | 29501.8 | 533035300 | C
312120 | 1003176 | 2023 |  | GP-1 | Natural Gas (Weighted U.S. Average) | Carbon Dioxide Total | 29501.8 | 533035300 | C
312120 | 1003176 | 2023 |  | GP-1 | Natural Gas (Weighted U.S. Average) | Methane | 0.56 | 533035300 | C
312120 | 1003176 | 2023 |  | GP-1 | Natural Gas (Weighted U.S. Average) | Methane (Co2 eq) | 13.9 | 533035300 | C
312120 | 1003176 | 2023 |  | GP-1 | Natural Gas (Weighted U.S. Average) | Nitrous Oxide | 0.056 | 533035300 | C
312120 | 1003176 | 2023 |  | GP-1 | Natural Gas (Weighted U.S. Average) | Nitrous Oxide (Co2 eq) | 16.6 | 533035300 | C
325194 | 1003186 | 2023 |  | CP-001 | Natural Gas (Weighted U.S. Average) | Carbon Dioxide Biogenic | 0 | 1028837000 | C
325194 | 1003186 | 2023 |  | CP-001 | Natural Gas (Weighted U.S. Average) | Carbon Dioxide Non-Biogenic | 55773.3 | 1028837000 | C
325194 | 1003186 | 2023 |  | CP-001 | Natural Gas (Weighted U.S. Average) | Carbon Dioxide Total | 55773.3 | 1028837000 | C
325194 | 1003186 | 2023 |  | CP-001 | Natural Gas (Weighted U.S. Average) | Methane | 1.05 | 1028837000 | C
325194 | 1003186 | 2023 |  | CP-001 | Natural Gas (Weighted U.S. Average) | Methane (Co2 eq) | 26.3 | 1028837000 | C
325194 | 1003186 | 2023 |  | CP-001 | Natural Gas (Weighted U.S. Average) | Nitrous Oxide | 0.105 | 1028837000 | C
325194 | 1003186 | 2023 |  | CP-001 | Natural Gas (Weighted U.S. Average) | Nitrous Oxide (Co2 eq) | 31.3 | 1028837000 | C
311514 | 1003205 | 2023 |  | GP-Altavista | Distillate Fuel Oil No. 2 | Carbon Dioxide Biogenic | 0 | 1924 | C
311514 | 1003205 | 2023 |  | GP-Altavista | Distillate Fuel Oil No. 2 | Carbon Dioxide Non-Biogenic | 19.6 | 1924 | C
311514 | 1003205 | 2023 |  | GP-Altavista | Distillate Fuel Oil No. 2 | Carbon Dioxide Total | 19.6 | 1924 | C
311514 | 1003205 | 2023 |  | GP-Altavista | Distillate Fuel Oil No. 2 | Methane | 0 | 1924 | C
311514 | 1003205 | 2023 |  | GP-Altavista | Distillate Fuel Oil No. 2 | Methane (Co2 eq) | 0 | 1924 | C
311514 | 1003205 | 2023 |  | GP-Altavista | Distillate Fuel Oil No. 2 | Nitrous Oxide | 0 | 1924 | C
311514 | 1003205 | 2023 |  | GP-Altavista | Distillate Fuel Oil No. 2 | Nitrous Oxide (Co2 eq) | 0 | 1924 | C
311514 | 1003205 | 2023 |  | GP-Altavista | Natural Gas (Weighted U.S. Average) | Carbon Dioxide Biogenic | 0 | 562291018 | C
311514 | 1003205 | 2023 |  | GP-Altavista | Natural Gas (Weighted U.S. Average) | Carbon Dioxide Non-Biogenic | 30610.9 | 562291018 | C
311514 | 1003205 | 2023 |  | GP-Altavista | Natural Gas (Weighted U.S. Average) | Carbon Dioxide Total | 30610.9 | 562291018 | C
311514 | 1003205 | 2023 |  | GP-Altavista | Natural Gas (Weighted U.S. Average) | Methane | 0.58 | 562291018 | C
311514 | 1003205 | 2023 |  | GP-Altavista | Natural Gas (Weighted U.S. Average) | Methane (Co2 eq) | 14.4 | 562291018 | C
311514 | 1003205 | 2023 |  | GP-Altavista | Natural Gas (Weighted U.S. Average) | Nitrous Oxide | 0.058 | 562291018 | C
311514 | 1003205 | 2023 |  | GP-Altavista | Natural Gas (Weighted U.S. Average) | Nitrous Oxide (Co2 eq) | 17.2 | 562291018 | C
311224 | 1003215 | 2023 | OCS (Other combustion source) | CP-1 | Natural Gas (Weighted U.S. Average) | Carbon Dioxide Biogenic | 0 | 0 | C
311224 | 1003215 | 2023 | OCS (Other combustion source) | CP-1 | Natural Gas (Weighted U.S. Average) | Carbon Dioxide Non-Biogenic | 50710.5 | 0 | C
311224 | 1003215 | 2023 | OCS (Other combustion source) | CP-1 | Natural Gas (Weighted U.S. Average) | Carbon Dioxide Total | 50710.5 | 0 | C
311224 | 1003215 | 2023 | OCS (Other combustion source) | CP-1 | Natural Gas (Weighted U.S. Average) | Methane | 0.96 | 0 | C
311224 | 1003215 | 2023 | OCS (Other combustion source) | CP-1 | Natural Gas (Weighted U.S. Average) | Methane (Co2 eq) | 23.9 | 0 | C
311224 | 1003215 | 2023 | OCS (Other combustion source) | CP-1 | Natural Gas (Weighted U.S. Average) | Nitrous Oxide | 0.096 | 0 | C
311224 | 1003215 | 2023 | OCS (Other combustion source) | CP-1 | Natural Gas (Weighted U.S. Average) | Nitrous Oxide (Co2 eq) | 28.5 | 0 | C
311224 | 1003215 | 2023 | OCS (Other combustion source) | GP-1 | Distillate Fuel Oil No. 2 | Carbon Dioxide Biogenic | 0 | 0 | C
311224 | 1003215 | 2023 | OCS (Other combustion source) | GP-1 | Distillate Fuel Oil No. 2 | Carbon Dioxide Non-Biogenic | 0 | 0 | C
311224 | 1003215 | 2023 | OCS (Other combustion source) | GP-1 | Distillate Fuel Oil No. 2 | Carbon Dioxide Total | 0 | 0 | C
311224 | 1003215 | 2023 | OCS (Other combustion source) | GP-1 | Distillate Fuel Oil No. 2 | Methane | 0 | 0 | C
311224 | 1003215 | 2023 | OCS (Other combustion source) | GP-1 | Distillate Fuel Oil No. 2 | Methane (Co2 eq) | 0 | 0 | C
311224 | 1003215 | 2023 | OCS (Other combustion source) | GP-1 | Distillate Fuel Oil No. 2 | Nitrous Oxide | 0 | 0 | C
311224 | 1003215 | 2023 | OCS (Other combustion source) | GP-1 | Distillate Fuel Oil No. 2 | Nitrous Oxide (Co2 eq) | 0 | 0 | C
312120 | 1003224 | 2023 |  | GP-1 | Landfill Gas | Carbon Dioxide Biogenic | 0 | 0 | C
312120 | 1003224 | 2023 |  | GP-1 | Landfill Gas | Carbon Dioxide Non-Biogenic | 0 | 0 | C
312120 | 1003224 | 2023 |  | GP-1 | Landfill Gas | Carbon Dioxide Total | 0 | 0 | C
312120 | 1003224 | 2023 |  | GP-1 | Landfill Gas | Methane | 0 | 0 | C
312120 | 1003224 | 2023 |  | GP-1 | Landfill Gas | Methane (Co2 eq) | 0 | 0 | C
312120 | 1003224 | 2023 |  | GP-1 | Landfill Gas | Nitrous Oxide | 0 | 0 | C
312120 | 1003224 | 2023 |  | GP-1 | Landfill Gas | Nitrous Oxide (Co2 eq) | 0 | 0 | C
312120 | 1003224 | 2023 |  | GP-1 | Natural Gas (Weighted U.S. Average) | Carbon Dioxide Biogenic | 0 | 641306000 | C
312120 | 1003224 | 2023 |  | GP-1 | Natural Gas (Weighted U.S. Average) | Carbon Dioxide Non-Biogenic | 34847 | 641306000 | C
312120 | 1003224 | 2023 |  | GP-1 | Natural Gas (Weighted U.S. Average) | Carbon Dioxide Total | 34847 | 641306000 | C
312120 | 1003224 | 2023 |  | GP-1 | Natural Gas (Weighted U.S. Average) | Methane | 0.66 | 641306000 | C
312120 | 1003224 | 2023 |  | GP-1 | Natural Gas (Weighted U.S. Average) | Methane (Co2 eq) | 16.4 | 641306000 | C
312120 | 1003224 | 2023 |  | GP-1 | Natural Gas (Weighted U.S. Average) | Nitrous Oxide | 0.066 | 641306000 | C
312120 | 1003224 | 2023 |  | GP-1 | Natural Gas (Weighted U.S. Average) | Nitrous Oxide (Co2 eq) | 19.6 | 641306000 | C
312120 | 1003224 | 2023 |  | GP-1 | Other Biomass Gases | Carbon Dioxide Biogenic | 3883 | 113850700 | C
312120 | 1003224 | 2023 |  | GP-1 | Other Biomass Gases | Carbon Dioxide Non-Biogenic | 0 | 113850700 | C
312120 | 1003224 | 2023 |  | GP-1 | Other Biomass Gases | Carbon Dioxide Total | 3883 | 113850700 | C
312120 | 1003224 | 2023 |  | GP-1 | Other Biomass Gases | Methane | 0.24 | 113850700 | C
312120 | 1003224 | 2023 |  | GP-1 | Other Biomass Gases | Methane (Co2 eq) | 6 | 113850700 | C
312120 | 1003224 | 2023 |  | GP-1 | Other Biomass Gases | Nitrous Oxide | 0.047 | 113850700 | C
312120 | 1003224 | 2023 |  | GP-1 | Other Biomass Gases | Nitrous Oxide (Co2 eq) | 14 | 113850700 | C
325120 | 1003255 | 2023 |  | GP-Heaters | Natural Gas (Weighted U.S. Average) | Carbon Dioxide Biogenic | 0 | 16587797 | C
325120 | 1003255 | 2023 |  | GP-Heaters | Natural Gas (Weighted U.S. Average) | Carbon Dioxide Non-Biogenic | 893.1 | 16587797 | C
325120 | 1003255 | 2023 |  | GP-Heaters | Natural Gas (Weighted U.S. Average) | Carbon Dioxide Total | 893.1 | 16587797 | C
325120 | 1003255 | 2023 |  | GP-Heaters | Natural Gas (Weighted U.S. Average) | Methane | 0.02 | 16587797 | C
325120 | 1003255 | 2023 |  | GP-Heaters | Natural Gas (Weighted U.S. Average) | Methane (Co2 eq) | 0.4 | 16587797 | C
325120 | 1003255 | 2023 |  | GP-Heaters | Natural Gas (Weighted U.S. Average) | Nitrous Oxide | 0.002 | 16587797 | C
325120 | 1003255 | 2023 |  | GP-Heaters | Natural Gas (Weighted U.S. Average) | Nitrous Oxide (Co2 eq) | 0.5 | 16587797 | C
325412 | 1003261 | 2023 |  | GP- U750001 | Distillate Fuel Oil No. 2 | Carbon Dioxide Biogenic | 0 | 0 | C
325412 | 1003261 | 2023 |  | GP- U750001 | Distillate Fuel Oil No. 2 | Carbon Dioxide Non-Biogenic | 934.1 | 0 | C
325412 | 1003261 | 2023 |  | GP- U750001 | Distillate Fuel Oil No. 2 | Carbon Dioxide Total | 934.1 | 0 | C
325412 | 1003261 | 2023 |  | GP- U750001 | Distillate Fuel Oil No. 2 | Methane | 0.04 | 0 | C
325412 | 1003261 | 2023 |  | GP- U750001 | Distillate Fuel Oil No. 2 | Methane (Co2 eq) | 0.9 | 0 | C
325412 | 1003261 | 2023 |  | GP- U750001 | Distillate Fuel Oil No. 2 | Nitrous Oxide | 0.008 | 0 | C
325412 | 1003261 | 2023 |  | GP- U750001 | Distillate Fuel Oil No. 2 | Nitrous Oxide (Co2 eq) | 2.3 | 0 | C
325412 | 1003261 | 2023 |  | GP- U750001 | Natural Gas (Weighted U.S. Average) | Carbon Dioxide Biogenic | 0 | 0 | C
325412 | 1003261 | 2023 |  | GP- U750001 | Natural Gas (Weighted U.S. Average) | Carbon Dioxide Non-Biogenic | 87065.9 | 0 | C
325412 | 1003261 | 2023 |  | GP- U750001 | Natural Gas (Weighted U.S. Average) | Carbon Dioxide Total | 87065.9 | 0 | C
325412 | 1003261 | 2023 |  | GP- U750001 | Natural Gas (Weighted U.S. Average) | Methane | 1.64 | 0 | C
325412 | 1003261 | 2023 |  | GP- U750001 | Natural Gas (Weighted U.S. Average) | Methane (Co2 eq) | 41 | 0 | C
325412 | 1003261 | 2023 |  | GP- U750001 | Natural Gas (Weighted U.S. Average) | Nitrous Oxide | 0.164 | 0 | C
325412 | 1003261 | 2023 |  | GP- U750001 | Natural Gas (Weighted U.S. Average) | Nitrous Oxide (Co2 eq) | 48.9 | 0 | C
325412 | 1003261 | 2023 |  | GP- U990000 | Distillate Fuel Oil No. 2 | Carbon Dioxide Biogenic | 0 | 0 | C
325412 | 1003261 | 2023 |  | GP- U990000 | Distillate Fuel Oil No. 2 | Carbon Dioxide Non-Biogenic | 36.8 | 0 | C
325412 | 1003261 | 2023 |  | GP- U990000 | Distillate Fuel Oil No. 2 | Carbon Dioxide Total | 36.8 | 0 | C
325412 | 1003261 | 2023 |  | GP- U990000 | Distillate Fuel Oil No. 2 | Methane | 0 | 0 | C
325412 | 1003261 | 2023 |  | GP- U990000 | Distillate Fuel Oil No. 2 | Methane (Co2 eq) | 0 | 0 | C
325412 | 1003261 | 2023 |  | GP- U990000 | Distillate Fuel Oil No. 2 | Nitrous Oxide | 0 | 0 | C
325412 | 1003261 | 2023 |  | GP- U990000 | Distillate Fuel Oil No. 2 | Nitrous Oxide (Co2 eq) | 0.1 | 0 | C
325412 | 1003261 | 2023 |  | GP- U990000 | Natural Gas (Weighted U.S. Average) | Carbon Dioxide Biogenic | 0 | 0 | C
325412 | 1003261 | 2023 |  | GP- U990000 | Natural Gas (Weighted U.S. Average) | Carbon Dioxide Non-Biogenic | 160.1 | 0 | C
325412 | 1003261 | 2023 |  | GP- U990000 | Natural Gas (Weighted U.S. Average) | Carbon Dioxide Total | 160.1 | 0 | C
325412 | 1003261 | 2023 |  | GP- U990000 | Natural Gas (Weighted U.S. Average) | Methane | 0 | 0 | C
325412 | 1003261 | 2023 |  | GP- U990000 | Natural Gas (Weighted U.S. Average) | Methane (Co2 eq) | 0.1 | 0 | C
325412 | 1003261 | 2023 |  | GP- U990000 | Natural Gas (Weighted U.S. Average) | Nitrous Oxide | 0 | 0 | C
325412 | 1003261 | 2023 |  | GP- U990000 | Natural Gas (Weighted U.S. Average) | Nitrous Oxide (Co2 eq) | 0.1 | 0 | C
322130 | 1003280 | 2023 | OB (Boiler, other) | 1005 | Natural Gas (Weighted U.S. Average) | Carbon Dioxide Biogenic | 0 | 0 | C
322130 | 1003280 | 2023 | OB (Boiler, other) | 1005 | Natural Gas (Weighted U.S. Average) | Carbon Dioxide Non-Biogenic | 4491 | 0 | C
322130 | 1003280 | 2023 | OB (Boiler, other) | 1005 | Natural Gas (Weighted U.S. Average) | Carbon Dioxide Total | 4491 | 0 | C
322130 | 1003280 | 2023 | OB (Boiler, other) | 1005 | Natural Gas (Weighted U.S. Average) | Methane | 0.08 | 0 | C
322130 | 1003280 | 2023 | OB (Boiler, other) | 1005 | Natural Gas (Weighted U.S. Average) | Methane (Co2 eq) | 2.1 | 0 | C
322130 | 1003280 | 2023 | OB (Boiler, other) | 1005 | Natural Gas (Weighted U.S. Average) | Nitrous Oxide | 0.008 | 0 | C
322130 | 1003280 | 2023 | OB (Boiler, other) | 1005 | Natural Gas (Weighted U.S. Average) | Nitrous Oxide (Co2 eq) | 2.5 | 0 | C
322130 | 1003280 | 2023 | OB (Boiler, other) | 1005 | Residual Fuel Oil No. 6 | Carbon Dioxide Biogenic | 0 | 0 | C
322130 | 1003280 | 2023 | OB (Boiler, other) | 1005 | Residual Fuel Oil No. 6 | Carbon Dioxide Non-Biogenic | 138.5 | 0 | C
322130 | 1003280 | 2023 | OB (Boiler, other) | 1005 | Residual Fuel Oil No. 6 | Carbon Dioxide Total | 138.5 | 0 | C
322130 | 1003280 | 2023 | OB (Boiler, other) | 1005 | Residual Fuel Oil No. 6 | Methane | 0.01 | 0 | C
322130 | 1003280 | 2023 | OB (Boiler, other) | 1005 | Residual Fuel Oil No. 6 | Methane (Co2 eq) | 0.1 | 0 | C
322130 | 1003280 | 2023 | OB (Boiler, other) | 1005 | Residual Fuel Oil No. 6 | Nitrous Oxide | 0.001 | 0 | C
322130 | 1003280 | 2023 | OB (Boiler, other) | 1005 | Residual Fuel Oil No. 6 | Nitrous Oxide (Co2 eq) | 0.3 | 0 | C
322130 | 1003280 | 2023 | OB (Boiler, other) | 1005 | Vegetable Oil | Carbon Dioxide Biogenic | 0 | 0 | C
322130 | 1003280 | 2023 | OB (Boiler, other) | 1005 | Vegetable Oil | Carbon Dioxide Non-Biogenic | 0 | 0 | C
322130 | 1003280 | 2023 | OB (Boiler, other) | 1005 | Vegetable Oil | Carbon Dioxide Total | 0 | 0 | C
322130 | 1003280 | 2023 | OB (Boiler, other) | 1005 | Vegetable Oil | Methane | 0 | 0 | C
322130 | 1003280 | 2023 | OB (Boiler, other) | 1005 | Vegetable Oil | Methane (Co2 eq) | 0 | 0 | C
322130 | 1003280 | 2023 | OB (Boiler, other) | 1005 | Vegetable Oil | Nitrous Oxide | 0 | 0 | C
322130 | 1003280 | 2023 | OB (Boiler, other) | 1005 | Vegetable Oil | Nitrous Oxide (Co2 eq) | 0 | 0 | C
322130 | 1003280 | 2023 | OB (Boiler, other) | 1005 | Wood and Wood Residuals (dry basis) | Carbon Dioxide Biogenic | 238111.9 | 0 | C
322130 | 1003280 | 2023 | OB (Boiler, other) | 1005 | Wood and Wood Residuals (dry basis) | Carbon Dioxide Non-Biogenic | 0 | 0 | C
322130 | 1003280 | 2023 | OB (Boiler, other) | 1005 | Wood and Wood Residuals (dry basis) | Carbon Dioxide Total | 238111.9 | 0 | C
322130 | 1003280 | 2023 | OB (Boiler, other) | 1005 | Wood and Wood Residuals (dry basis) | Methane | 18.28 | 0 | C
322130 | 1003280 | 2023 | OB (Boiler, other) | 1005 | Wood and Wood Residuals (dry basis) | Methane (Co2 eq) | 456.9 | 0 | C
322130 | 1003280 | 2023 | OB (Boiler, other) | 1005 | Wood and Wood Residuals (dry basis) | Nitrous Oxide | 9.139 | 0 | C
322130 | 1003280 | 2023 | OB (Boiler, other) | 1005 | Wood and Wood Residuals (dry basis) | Nitrous Oxide (Co2 eq) | 2723.3 | 0 | C
322130 | 1003280 | 2023 | OB (Boiler, other) | 1006 | Natural Gas (Weighted U.S. Average) | Carbon Dioxide Biogenic | 0 | 0 | C
322130 | 1003280 | 2023 | OB (Boiler, other) | 1006 | Natural Gas (Weighted U.S. Average) | Carbon Dioxide Non-Biogenic | 3206.8 | 0 | C
322130 | 1003280 | 2023 | OB (Boiler, other) | 1006 | Natural Gas (Weighted U.S. Average) | Carbon Dioxide Total | 3206.8 | 0 | C
322130 | 1003280 | 2023 | OB (Boiler, other) | 1006 | Natural Gas (Weighted U.S. Average) | Methane | 0.06 | 0 | C
322130 | 1003280 | 2023 | OB (Boiler, other) | 1006 | Natural Gas (Weighted U.S. Average) | Methane (Co2 eq) | 1.5 | 0 | C
322130 | 1003280 | 2023 | OB (Boiler, other) | 1006 | Natural Gas (Weighted U.S. Average) | Nitrous Oxide | 0.006 | 0 | C
322130 | 1003280 | 2023 | OB (Boiler, other) | 1006 | Natural Gas (Weighted U.S. Average) | Nitrous Oxide (Co2 eq) | 1.8 | 0 | C
322130 | 1003280 | 2023 | OB (Boiler, other) | 1006 | Residual Fuel Oil No. 6 | Carbon Dioxide Biogenic | 0 | 0 | C
322130 | 1003280 | 2023 | OB (Boiler, other) | 1006 | Residual Fuel Oil No. 6 | Carbon Dioxide Non-Biogenic | 0 | 0 | C
322130 | 1003280 | 2023 | OB (Boiler, other) | 1006 | Residual Fuel Oil No. 6 | Carbon Dioxide Total | 0 | 0 | C
322130 | 1003280 | 2023 | OB (Boiler, other) | 1006 | Residual Fuel Oil No. 6 | Methane | 0 | 0 | C
322130 | 1003280 | 2023 | OB (Boiler, other) | 1006 | Residual Fuel Oil No. 6 | Methane (Co2 eq) | 0 | 0 | C
322130 | 1003280 | 2023 | OB (Boiler, other) | 1006 | Residual Fuel Oil No. 6 | Nitrous Oxide | 0 | 0 | C
322130 | 1003280 | 2023 | OB (Boiler, other) | 1006 | Residual Fuel Oil No. 6 | Nitrous Oxide (Co2 eq) | 0 | 0 | C
322130 | 1003280 | 2023 | OB (Boiler, other) | 1006 | Vegetable Oil | Carbon Dioxide Biogenic | 0 | 0 | C
322130 | 1003280 | 2023 | OB (Boiler, other) | 1006 | Vegetable Oil | Carbon Dioxide Non-Biogenic | 0 | 0 | C
322130 | 1003280 | 2023 | OB (Boiler, other) | 1006 | Vegetable Oil | Carbon Dioxide Total | 0 | 0 | C
322130 | 1003280 | 2023 | OB (Boiler, other) | 1006 | Vegetable Oil | Methane | 0 | 0 | C
322130 | 1003280 | 2023 | OB (Boiler, other) | 1006 | Vegetable Oil | Methane (Co2 eq) | 0 | 0 | C
322130 | 1003280 | 2023 | OB (Boiler, other) | 1006 | Vegetable Oil | Nitrous Oxide | 0 | 0 | C
322130 | 1003280 | 2023 | OB (Boiler, other) | 1006 | Vegetable Oil | Nitrous Oxide (Co2 eq) | 0 | 0 | C
322130 | 1003280 | 2023 | OB (Boiler, other) | 1006 | Wood and Wood Residuals (dry basis) | Carbon Dioxide Biogenic | 123330.5 | 0 | C
322130 | 1003280 | 2023 | OB (Boiler, other) | 1006 | Wood and Wood Residuals (dry basis) | Carbon Dioxide Non-Biogenic | 0 | 0 | C
322130 | 1003280 | 2023 | OB (Boiler, other) | 1006 | Wood and Wood Residuals (dry basis) | Carbon Dioxide Total | 123330.5 | 0 | C
322130 | 1003280 | 2023 | OB (Boiler, other) | 1006 | Wood and Wood Residuals (dry basis) | Methane | 9.47 | 0 | C
322130 | 1003280 | 2023 | OB (Boiler, other) | 1006 | Wood and Wood Residuals (dry basis) | Methane (Co2 eq) | 236.7 | 0 | C
322130 | 1003280 | 2023 | OB (Boiler, other) | 1006 | Wood and Wood Residuals (dry basis) | Nitrous Oxide | 4.733 | 0 | C
322130 | 1003280 | 2023 | OB (Boiler, other) | 1006 | Wood and Wood Residuals (dry basis) | Nitrous Oxide (Co2 eq) | 1410.5 | 0 | C
322130 | 1003280 | 2023 | Pulp Mill Lime Kiln | 6063 |  | Carbon Dioxide Biogenic (Spent Liquor) | 0 |  | AA | [9 empty] | 13 | 2012 | Andritz/ |  |  |  | D
322130 | 1003280 | 2023 | Pulp Mill Lime Kiln | 6063 |  | Carbon Dioxide Non-Biogenic | 32656.8 |  | AA | [9 empty] | 13 | 2012 | Andritz/ |  |  |  | D
322130 | 1003280 | 2023 | Pulp Mill Lime Kiln | 6063 |  | Methane | 1.66 |  | AA | [9 empty] | 13 | 2012 | Andritz/ |  |  |  | D
322130 | 1003280 | 2023 | Pulp Mill Lime Kiln | 6063 |  | Methane Spent Liquor | 0 |  | AA | [9 empty] | 13 | 2012 | Andritz/ |  |  |  | D
322130 | 1003280 | 2023 | Pulp Mill Lime Kiln | 6063 |  | Nitrous Oxide | 0 |  | AA | [9 empty] | 13 | 2012 | Andritz/ |  |  |  | D
322130 | 1003280 | 2023 | Pulp Mill Lime Kiln | 6063 |  | Nitrous Oxide Spent Liquor | 0 |  | AA | [9 empty] | 13 | 2012 | Andritz/ |  |  |  | D
322130 | 1003280 | 2023 | TODF (Thermal oxidizer, direct fired, no heat recovery) | 6076 | Natural Gas (Weighted U.S. Average) | Carbon Dioxide Biogenic | 0 | 0 | C
322130 | 1003280 | 2023 | TODF (Thermal oxidizer, direct fired, no heat recovery) | 6076 | Natural Gas (Weighted U.S. Average) | Carbon Dioxide Non-Biogenic | 1004.2 | 0 | C
322130 | 1003280 | 2023 | TODF (Thermal oxidizer, direct fired, no heat recovery) | 6076 | Natural Gas (Weighted U.S. Average) | Carbon Dioxide Total | 1004.2 | 0 | C
322130 | 1003280 | 2023 | TODF (Thermal oxidizer, direct fired, no heat recovery) | 6076 | Natural Gas (Weighted U.S. Average) | Methane | 0.02 | 0 | C
322130 | 1003280 | 2023 | TODF (Thermal oxidizer, direct fired, no heat recovery) | 6076 | Natural Gas (Weighted U.S. Average) | Methane (Co2 eq) | 0.5 | 0 | C
322130 | 1003280 | 2023 | TODF (Thermal oxidizer, direct fired, no heat recovery) | 6076 | Natural Gas (Weighted U.S. Average) | Nitrous Oxide | 0.002 | 0 | C
322130 | 1003280 | 2023 | TODF (Thermal oxidizer, direct fired, no heat recovery) | 6076 | Natural Gas (Weighted U.S. Average) | Nitrous Oxide (Co2 eq) | 0.6 | 0 | C
322130 | 1003280 | 2023 | OB (Boiler, other) | 7020A | Natural Gas (Weighted U.S. Average) | Carbon Dioxide Biogenic | 0 | 0 | C
322130 | 1003280 | 2023 | OB (Boiler, other) | 7020A | Natural Gas (Weighted U.S. Average) | Carbon Dioxide Non-Biogenic | 6954 | 0 | C
322130 | 1003280 | 2023 | OB (Boiler, other) | 7020A | Natural Gas (Weighted U.S. Average) | Carbon Dioxide Total | 6954 | 0 | C
322130 | 1003280 | 2023 | OB (Boiler, other) | 7020A | Natural Gas (Weighted U.S. Average) | Methane | 0.13 | 0 | C
322130 | 1003280 | 2023 | OB (Boiler, other) | 7020A | Natural Gas (Weighted U.S. Average) | Methane (Co2 eq) | 3.3 | 0 | C
322130 | 1003280 | 2023 | OB (Boiler, other) | 7020A | Natural Gas (Weighted U.S. Average) | Nitrous Oxide | 0.013 | 0 | C
322130 | 1003280 | 2023 | OB (Boiler, other) | 7020A | Natural Gas (Weighted U.S. Average) | Nitrous Oxide (Co2 eq) | 3.9 | 0 | C
322130 | 1003280 | 2023 | Chemical Recovery Furnace | 7040 |  | Carbon Dioxide Biogenic (Spent Liquor) | 738451 |  | AA
322130 | 1003280 | 2023 | Chemical Recovery Furnace | 7040 |  | Carbon Dioxide Non-Biogenic | 9529 |  | AA
322130 | 1003280 | 2023 | Chemical Recovery Furnace | 7040 |  | Methane | 0.18 |  | AA
322130 | 1003280 | 2023 | Chemical Recovery Furnace | 7040 |  | Methane Spent Liquor | 14.86 |  | AA
322130 | 1003280 | 2023 | Chemical Recovery Furnace | 7040 |  | Nitrous Oxide | 0.018 |  | AA
322130 | 1003280 | 2023 | Chemical Recovery Furnace | 7040 |  | Nitrous Oxide Spent Liquor | 3.285 |  | AA
325220 | 1003300 | 2023 | OB (Boiler, other) | Boiler 10 | Natural Gas (Weighted U.S. Average) | Carbon Dioxide Biogenic | 0 | 1640125197 | C
325220 | 1003300 | 2023 | OB (Boiler, other) | Boiler 10 | Natural Gas (Weighted U.S. Average) | Carbon Dioxide Non-Biogenic | 99083.1 | 1640125197 | C
325220 | 1003300 | 2023 | OB (Boiler, other) | Boiler 10 | Natural Gas (Weighted U.S. Average) | Carbon Dioxide Total | 99083.1 | 1640125197 | C
325220 | 1003300 | 2023 | OB (Boiler, other) | Boiler 10 | Natural Gas (Weighted U.S. Average) | Methane | 1.87 | 1640125197 | C
325220 | 1003300 | 2023 | OB (Boiler, other) | Boiler 10 | Natural Gas (Weighted U.S. Average) | Methane (Co2 eq) | 46.7 | 1640125197 | C
325220 | 1003300 | 2023 | OB (Boiler, other) | Boiler 10 | Natural Gas (Weighted U.S. Average) | Nitrous Oxide | 0.187 | 1640125197 | C
325220 | 1003300 | 2023 | OB (Boiler, other) | Boiler 10 | Natural Gas (Weighted U.S. Average) | Nitrous Oxide (Co2 eq) | 55.6 | 1640125197 | C
325220 | 1003300 | 2023 | OB (Boiler, other) | Boiler 11 | Natural Gas (Weighted U.S. Average) | Carbon Dioxide Biogenic | 0 | 1564273470 | C
325220 | 1003300 | 2023 | OB (Boiler, other) | Boiler 11 | Natural Gas (Weighted U.S. Average) | Carbon Dioxide Non-Biogenic | 94379.6 | 1564273470 | C
325220 | 1003300 | 2023 | OB (Boiler, other) | Boiler 11 | Natural Gas (Weighted U.S. Average) | Carbon Dioxide Total | 94379.6 | 1564273470 | C
325220 | 1003300 | 2023 | OB (Boiler, other) | Boiler 11 | Natural Gas (Weighted U.S. Average) | Methane | 1.78 | 1564273470 | C
325220 | 1003300 | 2023 | OB (Boiler, other) | Boiler 11 | Natural Gas (Weighted U.S. Average) | Methane (Co2 eq) | 44.5 | 1564273470 | C
325220 | 1003300 | 2023 | OB (Boiler, other) | Boiler 11 | Natural Gas (Weighted U.S. Average) | Nitrous Oxide | 0.178 | 1564273470 | C
325220 | 1003300 | 2023 | OB (Boiler, other) | Boiler 11 | Natural Gas (Weighted U.S. Average) | Nitrous Oxide (Co2 eq) | 53 | 1564273470 | C
325220 | 1003300 | 2023 | OB (Boiler, other) | Boiler 12 | Natural Gas (Weighted U.S. Average) | Carbon Dioxide Biogenic | 0 | 1628242146 | C
325220 | 1003300 | 2023 | OB (Boiler, other) | Boiler 12 | Natural Gas (Weighted U.S. Average) | Carbon Dioxide Non-Biogenic | 98265.9 | 1628242146 | C
325220 | 1003300 | 2023 | OB (Boiler, other) | Boiler 12 | Natural Gas (Weighted U.S. Average) | Carbon Dioxide Total | 98265.9 | 1628242146 | C
325220 | 1003300 | 2023 | OB (Boiler, other) | Boiler 12 | Natural Gas (Weighted U.S. Average) | Methane | 1.85 | 1628242146 | C
325220 | 1003300 | 2023 | OB (Boiler, other) | Boiler 12 | Natural Gas (Weighted U.S. Average) | Methane (Co2 eq) | 46.3 | 1628242146 | C
325220 | 1003300 | 2023 | OB (Boiler, other) | Boiler 12 | Natural Gas (Weighted U.S. Average) | Nitrous Oxide | 0.185 | 1628242146 | C
325220 | 1003300 | 2023 | OB (Boiler, other) | Boiler 12 | Natural Gas (Weighted U.S. Average) | Nitrous Oxide (Co2 eq) | 55.2 | 1628242146 | C
325220 | 1003300 | 2023 | OB (Boiler, other) | Boiler 13 | Natural Gas (Weighted U.S. Average) | Carbon Dioxide Biogenic | 0 | 1568411617 | C
325220 | 1003300 | 2023 | OB (Boiler, other) | Boiler 13 | Natural Gas (Weighted U.S. Average) | Carbon Dioxide Non-Biogenic | 94470.2 | 1568411617 | C
325220 | 1003300 | 2023 | OB (Boiler, other) | Boiler 13 | Natural Gas (Weighted U.S. Average) | Carbon Dioxide Total | 94470.2 | 1568411617 | C
325220 | 1003300 | 2023 | OB (Boiler, other) | Boiler 13 | Natural Gas (Weighted U.S. Average) | Methane | 1.78 | 1568411617 | C
325220 | 1003300 | 2023 | OB (Boiler, other) | Boiler 13 | Natural Gas (Weighted U.S. Average) | Methane (Co2 eq) | 44.5 | 1568411617 | C
325220 | 1003300 | 2023 | OB (Boiler, other) | Boiler 13 | Natural Gas (Weighted U.S. Average) | Nitrous Oxide | 0.178 | 1568411617 | C
325220 | 1003300 | 2023 | OB (Boiler, other) | Boiler 13 | Natural Gas (Weighted U.S. Average) | Nitrous Oxide (Co2 eq) | 53.1 | 1568411617 | C
325220 | 1003300 | 2023 | OB (Boiler, other) | Boiler 14 | Natural Gas (Weighted U.S. Average) | Carbon Dioxide Biogenic | 0 | 1604459585 | C
325220 | 1003300 | 2023 | OB (Boiler, other) | Boiler 14 | Natural Gas (Weighted U.S. Average) | Carbon Dioxide Non-Biogenic | 96940.8 | 1604459585 | C
325220 | 1003300 | 2023 | OB (Boiler, other) | Boiler 14 | Natural Gas (Weighted U.S. Average) | Carbon Dioxide Total | 96940.8 | 1604459585 | C
325220 | 1003300 | 2023 | OB (Boiler, other) | Boiler 14 | Natural Gas (Weighted U.S. Average) | Methane | 1.83 | 1604459585 | C
325220 | 1003300 | 2023 | OB (Boiler, other) | Boiler 14 | Natural Gas (Weighted U.S. Average) | Methane (Co2 eq) | 45.7 | 1604459585 | C
325220 | 1003300 | 2023 | OB (Boiler, other) | Boiler 14 | Natural Gas (Weighted U.S. Average) | Nitrous Oxide | 0.183 | 1604459585 | C
325220 | 1003300 | 2023 | OB (Boiler, other) | Boiler 14 | Natural Gas (Weighted U.S. Average) | Nitrous Oxide (Co2 eq) | 54.4 | 1604459585 | C
325220 | 1003300 | 2023 |  | GP-Ketene Furnaces | Natural Gas (Weighted U.S. Average) | Carbon Dioxide Biogenic | 0 | 470013425 | C
325220 | 1003300 | 2023 |  | GP-Ketene Furnaces | Natural Gas (Weighted U.S. Average) | Carbon Dioxide Non-Biogenic | 28375.6 | 470013425 | C
325220 | 1003300 | 2023 |  | GP-Ketene Furnaces | Natural Gas (Weighted U.S. Average) | Carbon Dioxide Total | 28375.6 | 470013425 | C
325220 | 1003300 | 2023 |  | GP-Ketene Furnaces | Natural Gas (Weighted U.S. Average) | Methane | 0.53 | 470013425 | C
325220 | 1003300 | 2023 |  | GP-Ketene Furnaces | Natural Gas (Weighted U.S. Average) | Methane (Co2 eq) | 13.4 | 470013425 | C
325220 | 1003300 | 2023 |  | GP-Ketene Furnaces | Natural Gas (Weighted U.S. Average) | Nitrous Oxide | 0.053 | 470013425 | C
325220 | 1003300 | 2023 |  | GP-Ketene Furnaces | Natural Gas (Weighted U.S. Average) | Nitrous Oxide (Co2 eq) | 15.9 | 470013425 | C
325211 | 1003304 | 2023 |  | GP-PPGCIRC | Natural Gas (Weighted U.S. Average) | Carbon Dioxide Biogenic | 0 | 322713000 | C
325211 | 1003304 | 2023 |  | GP-PPGCIRC | Natural Gas (Weighted U.S. Average) | Carbon Dioxide Non-Biogenic | 18370.2 | 322713000 | C
325211 | 1003304 | 2023 |  | GP-PPGCIRC | Natural Gas (Weighted U.S. Average) | Carbon Dioxide Total | 18370.2 | 322713000 | C
325211 | 1003304 | 2023 |  | GP-PPGCIRC | Natural Gas (Weighted U.S. Average) | Methane | 0.35 | 322713000 | C
325211 | 1003304 | 2023 |  | GP-PPGCIRC | Natural Gas (Weighted U.S. Average) | Methane (Co2 eq) | 8.7 | 322713000 | C
325211 | 1003304 | 2023 |  | GP-PPGCIRC | Natural Gas (Weighted U.S. Average) | Nitrous Oxide | 0.035 | 322713000 | C
325211 | 1003304 | 2023 |  | GP-PPGCIRC | Natural Gas (Weighted U.S. Average) | Nitrous Oxide (Co2 eq) | 10.3 | 322713000 | C
322120 | 1003320 | 2023 | OB (Boiler, other) | EU11B68 | Bituminous | Carbon Dioxide Biogenic | 0 | 0 | C
322120 | 1003320 | 2023 | OB (Boiler, other) | EU11B68 | Bituminous | Carbon Dioxide Non-Biogenic | 851.4 | 0 | C
322120 | 1003320 | 2023 | OB (Boiler, other) | EU11B68 | Bituminous | Carbon Dioxide Total | 851.4 | 0 | C
322120 | 1003320 | 2023 | OB (Boiler, other) | EU11B68 | Bituminous | Methane | 0.09 | 0 | C
322120 | 1003320 | 2023 | OB (Boiler, other) | EU11B68 | Bituminous | Methane (Co2 eq) | 2.3 | 0 | C
322120 | 1003320 | 2023 | OB (Boiler, other) | EU11B68 | Bituminous | Nitrous Oxide | 0.013 | 0 | C
322120 | 1003320 | 2023 | OB (Boiler, other) | EU11B68 | Bituminous | Nitrous Oxide (Co2 eq) | 4 | 0 | C
322120 | 1003320 | 2023 | OB (Boiler, other) | EU11B68 | Natural Gas (Weighted U.S. Average) | Carbon Dioxide Biogenic | 0 | 0 | C
322120 | 1003320 | 2023 | OB (Boiler, other) | EU11B68 | Natural Gas (Weighted U.S. Average) | Carbon Dioxide Non-Biogenic | 144536.8 | 0 | C
322120 | 1003320 | 2023 | OB (Boiler, other) | EU11B68 | Natural Gas (Weighted U.S. Average) | Carbon Dioxide Total | 144536.8 | 0 | C
322120 | 1003320 | 2023 | OB (Boiler, other) | EU11B68 | Natural Gas (Weighted U.S. Average) | Methane | 2.72 | 0 | C
322120 | 1003320 | 2023 | OB (Boiler, other) | EU11B68 | Natural Gas (Weighted U.S. Average) | Methane (Co2 eq) | 68.1 | 0 | C
322120 | 1003320 | 2023 | OB (Boiler, other) | EU11B68 | Natural Gas (Weighted U.S. Average) | Nitrous Oxide | 0.272 | 0 | C
322120 | 1003320 | 2023 | OB (Boiler, other) | EU11B68 | Natural Gas (Weighted U.S. Average) | Nitrous Oxide (Co2 eq) | 81.2 | 0 | C
322120 | 1003320 | 2023 | OB (Boiler, other) | EU11B68 | Tires | Carbon Dioxide Biogenic | 0 | 0 | C
322120 | 1003320 | 2023 | OB (Boiler, other) | EU11B68 | Tires | Carbon Dioxide Non-Biogenic | 0 | 0 | C
322120 | 1003320 | 2023 | OB (Boiler, other) | EU11B68 | Tires | Carbon Dioxide Total | 0 | 0 | C
322120 | 1003320 | 2023 | OB (Boiler, other) | EU11B68 | Tires | Methane | 0 | 0 | C
322120 | 1003320 | 2023 | OB (Boiler, other) | EU11B68 | Tires | Methane (Co2 eq) | 0 | 0 | C
322120 | 1003320 | 2023 | OB (Boiler, other) | EU11B68 | Tires | Nitrous Oxide | 0 | 0 | C
322120 | 1003320 | 2023 | OB (Boiler, other) | EU11B68 | Tires | Nitrous Oxide (Co2 eq) | 0 | 0 | C
322120 | 1003320 | 2023 | OB (Boiler, other) | EU11B68 | Wood and Wood Residuals (dry basis) | Carbon Dioxide Biogenic | 432703.3 | 0 | C
322120 | 1003320 | 2023 | OB (Boiler, other) | EU11B68 | Wood and Wood Residuals (dry basis) | Carbon Dioxide Non-Biogenic | 0 | 0 | C
322120 | 1003320 | 2023 | OB (Boiler, other) | EU11B68 | Wood and Wood Residuals (dry basis) | Carbon Dioxide Total | 432703.3 | 0 | C
322120 | 1003320 | 2023 | OB (Boiler, other) | EU11B68 | Wood and Wood Residuals (dry basis) | Methane | 33.22 | 0 | C
322120 | 1003320 | 2023 | OB (Boiler, other) | EU11B68 | Wood and Wood Residuals (dry basis) | Methane (Co2 eq) | 830.4 | 0 | C
322120 | 1003320 | 2023 | OB (Boiler, other) | EU11B68 | Wood and Wood Residuals (dry basis) | Nitrous Oxide | 16.607 | 0 | C
322120 | 1003320 | 2023 | OB (Boiler, other) | EU11B68 | Wood and Wood Residuals (dry basis) | Nitrous Oxide (Co2 eq) | 4948.9 | 0 | C
322120 | 1003320 | 2023 | OB (Boiler, other) | EU8B13 | Natural Gas (Weighted U.S. Average) | Carbon Dioxide Biogenic | 0 | 0 | C
322120 | 1003320 | 2023 | OB (Boiler, other) | EU8B13 | Natural Gas (Weighted U.S. Average) | Carbon Dioxide Non-Biogenic | 90996.9 | 0 | C
322120 | 1003320 | 2023 | OB (Boiler, other) | EU8B13 | Natural Gas (Weighted U.S. Average) | Carbon Dioxide Total | 90996.9 | 0 | C
322120 | 1003320 | 2023 | OB (Boiler, other) | EU8B13 | Natural Gas (Weighted U.S. Average) | Methane | 1.71 | 0 | C
322120 | 1003320 | 2023 | OB (Boiler, other) | EU8B13 | Natural Gas (Weighted U.S. Average) | Methane (Co2 eq) | 42.9 | 0 | C
322120 | 1003320 | 2023 | OB (Boiler, other) | EU8B13 | Natural Gas (Weighted U.S. Average) | Nitrous Oxide | 0.171 | 0 | C
322120 | 1003320 | 2023 | OB (Boiler, other) | EU8B13 | Natural Gas (Weighted U.S. Average) | Nitrous Oxide (Co2 eq) | 51.1 | 0 | C
322120 | 1003320 | 2023 | OB (Boiler, other) | EU9B03 | Natural Gas (Weighted U.S. Average) | Carbon Dioxide Biogenic | 0 | 0 | C
322120 | 1003320 | 2023 | OB (Boiler, other) | EU9B03 | Natural Gas (Weighted U.S. Average) | Carbon Dioxide Non-Biogenic | 39165.3 | 0 | C
322120 | 1003320 | 2023 | OB (Boiler, other) | EU9B03 | Natural Gas (Weighted U.S. Average) | Carbon Dioxide Total | 39165.3 | 0 | C
322120 | 1003320 | 2023 | OB (Boiler, other) | EU9B03 | Natural Gas (Weighted U.S. Average) | Methane | 0.74 | 0 | C
322120 | 1003320 | 2023 | OB (Boiler, other) | EU9B03 | Natural Gas (Weighted U.S. Average) | Methane (Co2 eq) | 18.5 | 0 | C
322120 | 1003320 | 2023 | OB (Boiler, other) | EU9B03 | Natural Gas (Weighted U.S. Average) | Nitrous Oxide | 0.074 | 0 | C
322120 | 1003320 | 2023 | OB (Boiler, other) | EU9B03 | Natural Gas (Weighted U.S. Average) | Nitrous Oxide (Co2 eq) | 22 | 0 | C
322120 | 1003320 | 2023 | OB (Boiler, other) | EU9B03 | Wood and Wood Residuals (dry basis) | Carbon Dioxide Biogenic | 52793.2 | 0 | C
322120 | 1003320 | 2023 | OB (Boiler, other) | EU9B03 | Wood and Wood Residuals (dry basis) | Carbon Dioxide Non-Biogenic | 0 | 0 | C
322120 | 1003320 | 2023 | OB (Boiler, other) | EU9B03 | Wood and Wood Residuals (dry basis) | Carbon Dioxide Total | 52793.2 | 0 | C
322120 | 1003320 | 2023 | OB (Boiler, other) | EU9B03 | Wood and Wood Residuals (dry basis) | Methane | 4.05 | 0 | C
322120 | 1003320 | 2023 | OB (Boiler, other) | EU9B03 | Wood and Wood Residuals (dry basis) | Methane (Co2 eq) | 101.3 | 0 | C
322120 | 1003320 | 2023 | OB (Boiler, other) | EU9B03 | Wood and Wood Residuals (dry basis) | Nitrous Oxide | 2.026 | 0 | C
322120 | 1003320 | 2023 | OB (Boiler, other) | EU9B03 | Wood and Wood Residuals (dry basis) | Nitrous Oxide (Co2 eq) | 603.8 | 0 | C
322120 | 1003320 | 2023 | Pulp Mill Lime Kiln | EULK29 |  | Carbon Dioxide Biogenic (Spent Liquor) | 0 |  | AA | [9 empty] | 53 | 1972 | B&W | 2.4 |  |  |  | 1625 | 1475
322120 | 1003320 | 2023 | Pulp Mill Lime Kiln | EULK29 |  | Carbon Dioxide Non-Biogenic | 12600.8 |  | AA | [9 empty] | 53 | 1972 | B&W | 2.4 |  |  |  | 1625 | 1475
322120 | 1003320 | 2023 | Pulp Mill Lime Kiln | EULK29 |  | Methane | 0.64 |  | AA | [9 empty] | 53 | 1972 | B&W | 2.4 |  |  |  | 1625 | 1475
322120 | 1003320 | 2023 | Pulp Mill Lime Kiln | EULK29 |  | Methane Spent Liquor | 0 |  | AA | [9 empty] | 53 | 1972 | B&W | 2.4 |  |  |  | 1625 | 1475
322120 | 1003320 | 2023 | Pulp Mill Lime Kiln | EULK29 |  | Nitrous Oxide | 0 |  | AA | [9 empty] | 53 | 1972 | B&W | 2.4 |  |  |  | 1625 | 1475
322120 | 1003320 | 2023 | Pulp Mill Lime Kiln | EULK29 |  | Nitrous Oxide Spent Liquor | 0 |  | AA | [9 empty] | 53 | 1972 | B&W | 2.4 |  |  |  | 1625 | 1475
322120 | 1003320 | 2023 | Chemical Recovery Furnace | EURF15 |  | Carbon Dioxide Biogenic (Spent Liquor) | 1108645.4 |  | AA
322120 | 1003320 | 2023 | Chemical Recovery Furnace | EURF15 |  | Carbon Dioxide Non-Biogenic | 13056.7 |  | AA
322120 | 1003320 | 2023 | Chemical Recovery Furnace | EURF15 |  | Methane | 0.7 |  | AA
322120 | 1003320 | 2023 | Chemical Recovery Furnace | EURF15 |  | Methane Spent Liquor | 22.32 |  | AA
322120 | 1003320 | 2023 | Chemical Recovery Furnace | EURF15 |  | Nitrous Oxide | 0.123 |  | AA
322120 | 1003320 | 2023 | Chemical Recovery Furnace | EURF15 |  | Nitrous Oxide Spent Liquor | 4.932 |  | AA
322120 | 1003320 | 2023 |  | GP-001 | Natural Gas (Weighted U.S. Average) | Carbon Dioxide Biogenic | 0 | 0 | C
322120 | 1003320 | 2023 |  | GP-001 | Natural Gas (Weighted U.S. Average) | Carbon Dioxide Non-Biogenic | 34027.2 | 0 | C
322120 | 1003320 | 2023 |  | GP-001 | Natural Gas (Weighted U.S. Average) | Carbon Dioxide Total | 34027.2 | 0 | C
322120 | 1003320 | 2023 |  | GP-001 | Natural Gas (Weighted U.S. Average) | Methane | 0.64 | 0 | C
322120 | 1003320 | 2023 |  | GP-001 | Natural Gas (Weighted U.S. Average) | Methane (Co2 eq) | 16 | 0 | C
322120 | 1003320 | 2023 |  | GP-001 | Natural Gas (Weighted U.S. Average) | Nitrous Oxide | 0.064 | 0 | C
322120 | 1003320 | 2023 |  | GP-001 | Natural Gas (Weighted U.S. Average) | Nitrous Oxide (Co2 eq) | 19.1 | 0 | C
322120 | 1003320 | 2023 |  | GP-002 | Propane | Carbon Dioxide Biogenic | 0 | 0 | C
322120 | 1003320 | 2023 |  | GP-002 | Propane | Carbon Dioxide Non-Biogenic | 18.1 | 0 | C
322120 | 1003320 | 2023 |  | GP-002 | Propane | Carbon Dioxide Total | 18.1 | 0 | C
322120 | 1003320 | 2023 |  | GP-002 | Propane | Methane | 0 | 0 | C
322120 | 1003320 | 2023 |  | GP-002 | Propane | Methane (Co2 eq) | 0 | 0 | C
322120 | 1003320 | 2023 |  | GP-002 | Propane | Nitrous Oxide | 0 | 0 | C
322120 | 1003320 | 2023 |  | GP-002 | Propane | Nitrous Oxide (Co2 eq) | 0.1 | 0 | C
322120 | 1003327 | 2023 | OB (Boiler, other) | Boiler 4 | Natural Gas (Weighted U.S. Average) | Carbon Dioxide Biogenic | 0 | 0 | C
322120 | 1003327 | 2023 | OB (Boiler, other) | Boiler 4 | Natural Gas (Weighted U.S. Average) | Carbon Dioxide Non-Biogenic | 136795.9 | 0 | C
322120 | 1003327 | 2023 | OB (Boiler, other) | Boiler 4 | Natural Gas (Weighted U.S. Average) | Carbon Dioxide Total | 136795.9 | 0 | C
322120 | 1003327 | 2023 | OB (Boiler, other) | Boiler 4 | Natural Gas (Weighted U.S. Average) | Methane | 2.58 | 0 | C
322120 | 1003327 | 2023 | OB (Boiler, other) | Boiler 4 | Natural Gas (Weighted U.S. Average) | Methane (Co2 eq) | 64.5 | 0 | C
322120 | 1003327 | 2023 | OB (Boiler, other) | Boiler 4 | Natural Gas (Weighted U.S. Average) | Nitrous Oxide | 0.258 | 0 | C
322120 | 1003327 | 2023 | OB (Boiler, other) | Boiler 4 | Natural Gas (Weighted U.S. Average) | Nitrous Oxide (Co2 eq) | 76.8 | 0 | C
322120 | 1003327 | 2023 | S (Stoker Boiler) | Boiler 5 | Bituminous | Carbon Dioxide Biogenic | 0 | 0 | C
322120 | 1003327 | 2023 | S (Stoker Boiler) | Boiler 5 | Bituminous | Carbon Dioxide Non-Biogenic | 0 | 0 | C
322120 | 1003327 | 2023 | S (Stoker Boiler) | Boiler 5 | Bituminous | Carbon Dioxide Total | 0 | 0 | C
322120 | 1003327 | 2023 | S (Stoker Boiler) | Boiler 5 | Bituminous | Methane | 0.17 | 0 | C
322120 | 1003327 | 2023 | S (Stoker Boiler) | Boiler 5 | Bituminous | Methane (Co2 eq) | 4.4 | 0 | C
322120 | 1003327 | 2023 | S (Stoker Boiler) | Boiler 5 | Bituminous | Nitrous Oxide | 0.025 | 0 | C
322120 | 1003327 | 2023 | S (Stoker Boiler) | Boiler 5 | Bituminous | Nitrous Oxide (Co2 eq) | 7.5 | 0 | C
322120 | 1003327 | 2023 | S (Stoker Boiler) | Boiler 5 | Subbituminous | Carbon Dioxide Biogenic | 0 | 0 | C
322120 | 1003327 | 2023 | S (Stoker Boiler) | Boiler 5 | Subbituminous | Carbon Dioxide Non-Biogenic | 0 | 0 | C
322120 | 1003327 | 2023 | S (Stoker Boiler) | Boiler 5 | Subbituminous | Carbon Dioxide Total | 0 | 0 | C
322120 | 1003327 | 2023 | S (Stoker Boiler) | Boiler 5 | Subbituminous | Methane | 18.78 | 0 | C
322120 | 1003327 | 2023 | S (Stoker Boiler) | Boiler 5 | Subbituminous | Methane (Co2 eq) | 469.6 | 0 | C
322120 | 1003327 | 2023 | S (Stoker Boiler) | Boiler 5 | Subbituminous | Nitrous Oxide | 2.732 | 0 | C
322120 | 1003327 | 2023 | S (Stoker Boiler) | Boiler 5 | Subbituminous | Nitrous Oxide (Co2 eq) | 814.2 | 0 | C
322120 | 1003327 | 2023 | S (Stoker Boiler) | Boiler 5 | Wood and Wood Residuals (dry basis) | Carbon Dioxide Biogenic | 0 | 0 | C
322120 | 1003327 | 2023 | S (Stoker Boiler) | Boiler 5 | Wood and Wood Residuals (dry basis) | Carbon Dioxide Non-Biogenic | 0 | 0 | C
322120 | 1003327 | 2023 | S (Stoker Boiler) | Boiler 5 | Wood and Wood Residuals (dry basis) | Carbon Dioxide Total | 0 | 0 | C
322120 | 1003327 | 2023 | S (Stoker Boiler) | Boiler 5 | Wood and Wood Residuals (dry basis) | Methane | 1.65 | 0 | C
322120 | 1003327 | 2023 | S (Stoker Boiler) | Boiler 5 | Wood and Wood Residuals (dry basis) | Methane (Co2 eq) | 41.2 | 0 | C
322120 | 1003327 | 2023 | S (Stoker Boiler) | Boiler 5 | Wood and Wood Residuals (dry basis) | Nitrous Oxide | 0.825 | 0 | C
322120 | 1003327 | 2023 | S (Stoker Boiler) | Boiler 5 | Wood and Wood Residuals (dry basis) | Nitrous Oxide (Co2 eq) | 245.7 | 0 | C
322120 | 1003327 | 2023 |  | GP-1 | Natural Gas (Weighted U.S. Average) | Carbon Dioxide Biogenic | 0 | 0 | C
322120 | 1003327 | 2023 |  | GP-1 | Natural Gas (Weighted U.S. Average) | Carbon Dioxide Non-Biogenic | 3580.1 | 0 | C
322120 | 1003327 | 2023 |  | GP-1 | Natural Gas (Weighted U.S. Average) | Carbon Dioxide Total | 3580.1 | 0 | C
322120 | 1003327 | 2023 |  | GP-1 | Natural Gas (Weighted U.S. Average) | Methane | 0.07 | 0 | C
322120 | 1003327 | 2023 |  | GP-1 | Natural Gas (Weighted U.S. Average) | Methane (Co2 eq) | 1.7 | 0 | C
322120 | 1003327 | 2023 |  | GP-1 | Natural Gas (Weighted U.S. Average) | Nitrous Oxide | 0.007 | 0 | C
322120 | 1003327 | 2023 |  | GP-1 | Natural Gas (Weighted U.S. Average) | Nitrous Oxide (Co2 eq) | 2 | 0 | C
322120 | 1003327 | 2023 |  | GP-2 | Natural Gas (Weighted U.S. Average) | Carbon Dioxide Biogenic | 0 | 0 | C
322120 | 1003327 | 2023 |  | GP-2 | Natural Gas (Weighted U.S. Average) | Carbon Dioxide Non-Biogenic | 2917.6 | 0 | C
322120 | 1003327 | 2023 |  | GP-2 | Natural Gas (Weighted U.S. Average) | Carbon Dioxide Total | 2917.6 | 0 | C
322120 | 1003327 | 2023 |  | GP-2 | Natural Gas (Weighted U.S. Average) | Methane | 0.05 | 0 | C
322120 | 1003327 | 2023 |  | GP-2 | Natural Gas (Weighted U.S. Average) | Methane (Co2 eq) | 1.4 | 0 | C
322120 | 1003327 | 2023 |  | GP-2 | Natural Gas (Weighted U.S. Average) | Nitrous Oxide | 0.005 | 0 | C
322120 | 1003327 | 2023 |  | GP-2 | Natural Gas (Weighted U.S. Average) | Nitrous Oxide (Co2 eq) | 1.6 | 0 | C
312120 | 1003352 | 2023 |  | GP-1 | Distillate Fuel Oil No. 2 | Carbon Dioxide Biogenic | 0 | 1084.23 | C
312120 | 1003352 | 2023 |  | GP-1 | Distillate Fuel Oil No. 2 | Carbon Dioxide Non-Biogenic | 11.1 | 1084.23 | C
312120 | 1003352 | 2023 |  | GP-1 | Distillate Fuel Oil No. 2 | Carbon Dioxide Total | 11.1 | 1084.23 | C
312120 | 1003352 | 2023 |  | GP-1 | Distillate Fuel Oil No. 2 | Methane | 0 | 1084.23 | C
312120 | 1003352 | 2023 |  | GP-1 | Distillate Fuel Oil No. 2 | Methane (Co2 eq) | 0 | 1084.23 | C
312120 | 1003352 | 2023 |  | GP-1 | Distillate Fuel Oil No. 2 | Nitrous Oxide | 0 | 1084.23 | C
312120 | 1003352 | 2023 |  | GP-1 | Distillate Fuel Oil No. 2 | Nitrous Oxide (Co2 eq) | 0 | 1084.23 | C
312120 | 1003352 | 2023 |  | GP-1 | Natural Gas (Weighted U.S. Average) | Carbon Dioxide Biogenic | 0 | 0 | C
312120 | 1003352 | 2023 |  | GP-1 | Natural Gas (Weighted U.S. Average) | Carbon Dioxide Non-Biogenic | 35692 | 0 | C
312120 | 1003352 | 2023 |  | GP-1 | Natural Gas (Weighted U.S. Average) | Carbon Dioxide Total | 35692 | 0 | C
312120 | 1003352 | 2023 |  | GP-1 | Natural Gas (Weighted U.S. Average) | Methane | 0.67 | 0 | C
312120 | 1003352 | 2023 |  | GP-1 | Natural Gas (Weighted U.S. Average) | Methane (Co2 eq) | 16.8 | 0 | C
312120 | 1003352 | 2023 |  | GP-1 | Natural Gas (Weighted U.S. Average) | Nitrous Oxide | 0.067 | 0 | C
312120 | 1003352 | 2023 |  | GP-1 | Natural Gas (Weighted U.S. Average) | Nitrous Oxide (Co2 eq) | 20 | 0 | C
325180 | 1003370 | 2023 |  | GP-NG Combustion Srcs Plantwide | Natural Gas (Weighted U.S. Average) | Carbon Dioxide Biogenic | 0 | 0 | C
325180 | 1003370 | 2023 |  | GP-NG Combustion Srcs Plantwide | Natural Gas (Weighted U.S. Average) | Carbon Dioxide Non-Biogenic | 39112.3 | 0 | C
325180 | 1003370 | 2023 |  | GP-NG Combustion Srcs Plantwide | Natural Gas (Weighted U.S. Average) | Carbon Dioxide Total | 39112.3 | 0 | C
325180 | 1003370 | 2023 |  | GP-NG Combustion Srcs Plantwide | Natural Gas (Weighted U.S. Average) | Methane | 0.74 | 0 | C
325180 | 1003370 | 2023 |  | GP-NG Combustion Srcs Plantwide | Natural Gas (Weighted U.S. Average) | Methane (Co2 eq) | 18.4 | 0 | C
325180 | 1003370 | 2023 |  | GP-NG Combustion Srcs Plantwide | Natural Gas (Weighted U.S. Average) | Nitrous Oxide | 0.074 | 0 | C
325180 | 1003370 | 2023 |  | GP-NG Combustion Srcs Plantwide | Natural Gas (Weighted U.S. Average) | Nitrous Oxide (Co2 eq) | 22 | 0 | C
325193 | 1003377 | 2023 |  | GP-1 | Natural Gas (Weighted U.S. Average) | Carbon Dioxide Biogenic | 0 | 0 | C
325193 | 1003377 | 2023 |  | GP-1 | Natural Gas (Weighted U.S. Average) | Carbon Dioxide Non-Biogenic | 133482.7 | 0 | C
325193 | 1003377 | 2023 |  | GP-1 | Natural Gas (Weighted U.S. Average) | Carbon Dioxide Total | 133482.7 | 0 | C
325193 | 1003377 | 2023 |  | GP-1 | Natural Gas (Weighted U.S. Average) | Methane | 2.52 | 0 | C
325193 | 1003377 | 2023 |  | GP-1 | Natural Gas (Weighted U.S. Average) | Methane (Co2 eq) | 62.9 | 0 | C
325193 | 1003377 | 2023 |  | GP-1 | Natural Gas (Weighted U.S. Average) | Nitrous Oxide | 0.252 | 0 | C
325193 | 1003377 | 2023 |  | GP-1 | Natural Gas (Weighted U.S. Average) | Nitrous Oxide (Co2 eq) | 75 | 0 | C
325199 | 1003382 | 2023 | Flare | Ethylene Flare |  | Carbon Dioxide | 133146.2 |  | X
325199 | 1003382 | 2023 | Flare | Ethylene Flare |  | Methane | 401.9 |  | X
325199 | 1003382 | 2023 | Flare | Ethylene Flare |  | Nitrous Oxide | 1.331 |  | X
325199 | 1003382 | 2023 |  | GP-1 | Natural Gas (Weighted U.S. Average) | Carbon Dioxide Biogenic | 0 | 0 | C
325199 | 1003382 | 2023 |  | GP-1 | Natural Gas (Weighted U.S. Average) | Carbon Dioxide Non-Biogenic | 50166.4 | 0 | C
325199 | 1003382 | 2023 |  | GP-1 | Natural Gas (Weighted U.S. Average) | Carbon Dioxide Total | 50166.4 | 0 | C
325199 | 1003382 | 2023 |  | GP-1 | Natural Gas (Weighted U.S. Average) | Methane | 0.95 | 0 | C
325199 | 1003382 | 2023 |  | GP-1 | Natural Gas (Weighted U.S. Average) | Methane (Co2 eq) | 23.6 | 0 | C
325199 | 1003382 | 2023 |  | GP-1 | Natural Gas (Weighted U.S. Average) | Nitrous Oxide | 0.095 | 0 | C
325199 | 1003382 | 2023 |  | GP-1 | Natural Gas (Weighted U.S. Average) | Nitrous Oxide (Co2 eq) | 28.2 | 0 | C
325199 | 1003382 | 2023 |  | GP-Ethylene | Fuel Gas | Carbon Dioxide Biogenic | 0 | 7372821117 | C
325199 | 1003382 | 2023 |  | GP-Ethylene | Fuel Gas | Carbon Dioxide Non-Biogenic | 168898.3 | 7372821117 | C
325199 | 1003382 | 2023 |  | GP-Ethylene | Fuel Gas | Carbon Dioxide Total | 168898.3 | 7372821117 | C
325199 | 1003382 | 2023 |  | GP-Ethylene | Fuel Gas | Methane | 13.44 | 7372821117 | C
325199 | 1003382 | 2023 |  | GP-Ethylene | Fuel Gas | Methane (Co2 eq) | 336 | 7372821117 | C
325199 | 1003382 | 2023 |  | GP-Ethylene | Fuel Gas | Nitrous Oxide | 2.688 | 7372821117 | C
325199 | 1003382 | 2023 |  | GP-Ethylene | Fuel Gas | Nitrous Oxide (Co2 eq) | 801 | 7372821117 | C
325199 | 1003382 | 2023 |  | GP-Ethylene | Natural Gas (Weighted U.S. Average) | Carbon Dioxide Biogenic | 0 | 5937347000 | C
325199 | 1003382 | 2023 |  | GP-Ethylene | Natural Gas (Weighted U.S. Average) | Carbon Dioxide Non-Biogenic | 316115 | 5937347000 | C
325199 | 1003382 | 2023 |  | GP-Ethylene | Natural Gas (Weighted U.S. Average) | Carbon Dioxide Total | 316115 | 5937347000 | C
325199 | 1003382 | 2023 |  | GP-Ethylene | Natural Gas (Weighted U.S. Average) | Methane | 6.04 | 5937347000 | C
325199 | 1003382 | 2023 |  | GP-Ethylene | Natural Gas (Weighted U.S. Average) | Methane (Co2 eq) | 151 | 5937347000 | C
325199 | 1003382 | 2023 |  | GP-Ethylene | Natural Gas (Weighted U.S. Average) | Nitrous Oxide | 0.604 | 5937347000 | C
325199 | 1003382 | 2023 |  | GP-Ethylene | Natural Gas (Weighted U.S. Average) | Nitrous Oxide (Co2 eq) | 179.9 | 5937347000 | C
325199 | 1003382 | 2023 | OCS (Other combustion source) | OLD DUPONT COGEN | Natural Gas (Weighted U.S. Average) | Carbon Dioxide Biogenic | 0 | 0 | C
325199 | 1003382 | 2023 | OCS (Other combustion source) | OLD DUPONT COGEN | Natural Gas (Weighted U.S. Average) | Carbon Dioxide Non-Biogenic | 227770.5 | 0 | C
325199 | 1003382 | 2023 | OCS (Other combustion source) | OLD DUPONT COGEN | Natural Gas (Weighted U.S. Average) | Carbon Dioxide Total | 227770.5 | 0 | C
325199 | 1003382 | 2023 | OCS (Other combustion source) | OLD DUPONT COGEN | Natural Gas (Weighted U.S. Average) | Methane | 4.29 | 0 | C
325199 | 1003382 | 2023 | OCS (Other combustion source) | OLD DUPONT COGEN | Natural Gas (Weighted U.S. Average) | Methane (Co2 eq) | 107.3 | 0 | C
325199 | 1003382 | 2023 | OCS (Other combustion source) | OLD DUPONT COGEN | Natural Gas (Weighted U.S. Average) | Nitrous Oxide | 0.429 | 0 | C
325199 | 1003382 | 2023 | OCS (Other combustion source) | OLD DUPONT COGEN | Natural Gas (Weighted U.S. Average) | Nitrous Oxide (Co2 eq) | 127.9 | 0 | C
325220 | 1003383 | 2023 |  | GP-0001 | Distillate Fuel Oil No. 2 | Carbon Dioxide Biogenic | 0 | 0 | C
325220 | 1003383 | 2023 |  | GP-0001 | Distillate Fuel Oil No. 2 | Carbon Dioxide Non-Biogenic | 63.1 | 0 | C
325220 | 1003383 | 2023 |  | GP-0001 | Distillate Fuel Oil No. 2 | Carbon Dioxide Total | 63.1 | 0 | C
325220 | 1003383 | 2023 |  | GP-0001 | Distillate Fuel Oil No. 2 | Methane | 0 | 0 | C
325220 | 1003383 | 2023 |  | GP-0001 | Distillate Fuel Oil No. 2 | Methane (Co2 eq) | 0.1 | 0 | C
325220 | 1003383 | 2023 |  | GP-0001 | Distillate Fuel Oil No. 2 | Nitrous Oxide | 0.001 | 0 | C
325220 | 1003383 | 2023 |  | GP-0001 | Distillate Fuel Oil No. 2 | Nitrous Oxide (Co2 eq) | 0.2 | 0 | C
325220 | 1003383 | 2023 |  | GP-0001 | Natural Gas (Weighted U.S. Average) | Carbon Dioxide Biogenic | 0 | 0 | C
325220 | 1003383 | 2023 |  | GP-0001 | Natural Gas (Weighted U.S. Average) | Carbon Dioxide Non-Biogenic | 69841 | 0 | C
325220 | 1003383 | 2023 |  | GP-0001 | Natural Gas (Weighted U.S. Average) | Carbon Dioxide Total | 69841 | 0 | C
325220 | 1003383 | 2023 |  | GP-0001 | Natural Gas (Weighted U.S. Average) | Methane | 1.32 | 0 | C
325220 | 1003383 | 2023 |  | GP-0001 | Natural Gas (Weighted U.S. Average) | Methane (Co2 eq) | 32.9 | 0 | C
325220 | 1003383 | 2023 |  | GP-0001 | Natural Gas (Weighted U.S. Average) | Nitrous Oxide | 0.132 | 0 | C
325220 | 1003383 | 2023 |  | GP-0001 | Natural Gas (Weighted U.S. Average) | Nitrous Oxide (Co2 eq) | 39.2 | 0 | C
325220 | 1003385 | 2023 |  | GP-0001 | Natural Gas (Weighted U.S. Average) | Carbon Dioxide Biogenic | 0 | 0 | C
325220 | 1003385 | 2023 |  | GP-0001 | Natural Gas (Weighted U.S. Average) | Carbon Dioxide Non-Biogenic | 75616.4 | 0 | C
325220 | 1003385 | 2023 |  | GP-0001 | Natural Gas (Weighted U.S. Average) | Carbon Dioxide Total | 75616.4 | 0 | C
325220 | 1003385 | 2023 |  | GP-0001 | Natural Gas (Weighted U.S. Average) | Methane | 1.43 | 0 | C
325220 | 1003385 | 2023 |  | GP-0001 | Natural Gas (Weighted U.S. Average) | Methane (Co2 eq) | 35.6 | 0 | C
325220 | 1003385 | 2023 |  | GP-0001 | Natural Gas (Weighted U.S. Average) | Nitrous Oxide | 0.143 | 0 | C
325220 | 1003385 | 2023 |  | GP-0001 | Natural Gas (Weighted U.S. Average) | Nitrous Oxide (Co2 eq) | 42.5 | 0 | C
325220 | 1003385 | 2023 |  | GP-0002 | Distillate Fuel Oil No. 2 | Carbon Dioxide Biogenic | 0 | 0 | C
325220 | 1003385 | 2023 |  | GP-0002 | Distillate Fuel Oil No. 2 | Carbon Dioxide Non-Biogenic | 0 | 0 | C
325220 | 1003385 | 2023 |  | GP-0002 | Distillate Fuel Oil No. 2 | Carbon Dioxide Total | 0 | 0 | C
325220 | 1003385 | 2023 |  | GP-0002 | Distillate Fuel Oil No. 2 | Methane | 0 | 0 | C
325220 | 1003385 | 2023 |  | GP-0002 | Distillate Fuel Oil No. 2 | Methane (Co2 eq) | 0 | 0 | C
325220 | 1003385 | 2023 |  | GP-0002 | Distillate Fuel Oil No. 2 | Nitrous Oxide | 0 | 0 | C
325220 | 1003385 | 2023 |  | GP-0002 | Distillate Fuel Oil No. 2 | Nitrous Oxide (Co2 eq) | 0 | 0 | C
325199 | 1003402 | 2023 |  | GP-Pasadena | Distillate Fuel Oil No. 2 | Carbon Dioxide Biogenic | 0 | 91120 | C
325199 | 1003402 | 2023 |  | GP-Pasadena | Distillate Fuel Oil No. 2 | Carbon Dioxide Non-Biogenic | 930 | 91120 | C
325199 | 1003402 | 2023 |  | GP-Pasadena | Distillate Fuel Oil No. 2 | Carbon Dioxide Total | 930 | 91120 | C
325199 | 1003402 | 2023 |  | GP-Pasadena | Distillate Fuel Oil No. 2 | Methane | 0.04 | 91120 | C
325199 | 1003402 | 2023 |  | GP-Pasadena | Distillate Fuel Oil No. 2 | Methane (Co2 eq) | 0.9 | 91120 | C
325199 | 1003402 | 2023 |  | GP-Pasadena | Distillate Fuel Oil No. 2 | Nitrous Oxide | 0.008 | 91120 | C
325199 | 1003402 | 2023 |  | GP-Pasadena | Distillate Fuel Oil No. 2 | Nitrous Oxide (Co2 eq) | 2.2 | 91120 | C
325199 | 1003402 | 2023 |  | GP-Pasadena | Motor Gasoline | Carbon Dioxide Biogenic | 0 | 18855 | C
325199 | 1003402 | 2023 |  | GP-Pasadena | Motor Gasoline | Carbon Dioxide Non-Biogenic | 165.5 | 18855 | C
325199 | 1003402 | 2023 |  | GP-Pasadena | Motor Gasoline | Carbon Dioxide Total | 165.5 | 18855 | C
325199 | 1003402 | 2023 |  | GP-Pasadena | Motor Gasoline | Methane | 0.01 | 18855 | C
325199 | 1003402 | 2023 |  | GP-Pasadena | Motor Gasoline | Methane (Co2 eq) | 0.2 | 18855 | C
325199 | 1003402 | 2023 |  | GP-Pasadena | Motor Gasoline | Nitrous Oxide | 0.001 | 18855 | C
325199 | 1003402 | 2023 |  | GP-Pasadena | Motor Gasoline | Nitrous Oxide (Co2 eq) | 0.4 | 18855 | C
325199 | 1003402 | 2023 |  | GP-Pasadena | Natural Gas (Weighted U.S. Average) | Carbon Dioxide Biogenic | 0 | 773576721.4 | C
325199 | 1003402 | 2023 |  | GP-Pasadena | Natural Gas (Weighted U.S. Average) | Carbon Dioxide Non-Biogenic | 42113.2 | 773576721.4 | C
325199 | 1003402 | 2023 |  | GP-Pasadena | Natural Gas (Weighted U.S. Average) | Carbon Dioxide Total | 42113.2 | 773576721.4 | C
325199 | 1003402 | 2023 |  | GP-Pasadena | Natural Gas (Weighted U.S. Average) | Methane | 0.79 | 773576721.4 | C
325199 | 1003402 | 2023 |  | GP-Pasadena | Natural Gas (Weighted U.S. Average) | Methane (Co2 eq) | 19.8 | 773576721.4 | C
325199 | 1003402 | 2023 |  | GP-Pasadena | Natural Gas (Weighted U.S. Average) | Nitrous Oxide | 0.079 | 773576721.4 | C
325199 | 1003402 | 2023 |  | GP-Pasadena | Natural Gas (Weighted U.S. Average) | Nitrous Oxide (Co2 eq) | 23.7 | 773576721.4 | C
325193 | 1003422 | 2023 |  | GP-1 | Natural Gas (Weighted U.S. Average) | Carbon Dioxide Biogenic | 0 | 1640925300 | C
325193 | 1003422 | 2023 |  | GP-1 | Natural Gas (Weighted U.S. Average) | Carbon Dioxide Non-Biogenic | 89331.3 | 1640925300 | C
325193 | 1003422 | 2023 |  | GP-1 | Natural Gas (Weighted U.S. Average) | Carbon Dioxide Total | 89331.3 | 1640925300 | C
325193 | 1003422 | 2023 |  | GP-1 | Natural Gas (Weighted U.S. Average) | Methane | 1.68 | 1640925300 | C
325193 | 1003422 | 2023 |  | GP-1 | Natural Gas (Weighted U.S. Average) | Methane (Co2 eq) | 42.1 | 1640925300 | C
325193 | 1003422 | 2023 |  | GP-1 | Natural Gas (Weighted U.S. Average) | Nitrous Oxide | 0.168 | 1640925300 | C
325193 | 1003422 | 2023 |  | GP-1 | Natural Gas (Weighted U.S. Average) | Nitrous Oxide (Co2 eq) | 50.2 | 1640925300 | C
325199 | 1003429 | 2023 |  | CP-COMBUSTUNIT | Fuel Gas | Carbon Dioxide Biogenic | 0 | 0 | C
325199 | 1003429 | 2023 |  | CP-COMBUSTUNIT | Fuel Gas | Carbon Dioxide Non-Biogenic | 45335.4 | 0 | C
325199 | 1003429 | 2023 |  | CP-COMBUSTUNIT | Fuel Gas | Carbon Dioxide Total | 45335.4 | 0 | C
325199 | 1003429 | 2023 |  | CP-COMBUSTUNIT | Fuel Gas | Methane | 3.77 | 0 | C
325199 | 1003429 | 2023 |  | CP-COMBUSTUNIT | Fuel Gas | Methane (Co2 eq) | 94.3 | 0 | C
325199 | 1003429 | 2023 |  | CP-COMBUSTUNIT | Fuel Gas | Nitrous Oxide | 0.754 | 0 | C
325199 | 1003429 | 2023 |  | CP-COMBUSTUNIT | Fuel Gas | Nitrous Oxide (Co2 eq) | 224.8 | 0 | C
311615 | 1003444 | 2023 |  | CP-Boilers | Natural Gas (Weighted U.S. Average) | Carbon Dioxide Biogenic | 0 | 0 | C
311615 | 1003444 | 2023 |  | CP-Boilers | Natural Gas (Weighted U.S. Average) | Carbon Dioxide Non-Biogenic | 25429.8 | 0 | C
311615 | 1003444 | 2023 |  | CP-Boilers | Natural Gas (Weighted U.S. Average) | Carbon Dioxide Total | 25429.8 | 0 | C
311615 | 1003444 | 2023 |  | CP-Boilers | Natural Gas (Weighted U.S. Average) | Methane | 0.48 | 0 | C
311615 | 1003444 | 2023 |  | CP-Boilers | Natural Gas (Weighted U.S. Average) | Methane (Co2 eq) | 12 | 0 | C
311615 | 1003444 | 2023 |  | CP-Boilers | Natural Gas (Weighted U.S. Average) | Nitrous Oxide | 0.048 | 0 | C
311615 | 1003444 | 2023 |  | CP-Boilers | Natural Gas (Weighted U.S. Average) | Nitrous Oxide (Co2 eq) | 14.3 | 0 | C
311615 | 1003444 | 2023 |  | CP-Generator | Distillate Fuel Oil No. 2 | Carbon Dioxide Biogenic | 0 | 0 | C
311615 | 1003444 | 2023 |  | CP-Generator | Distillate Fuel Oil No. 2 | Carbon Dioxide Non-Biogenic | 0 | 0 | C
311615 | 1003444 | 2023 |  | CP-Generator | Distillate Fuel Oil No. 2 | Carbon Dioxide Total | 0 | 0 | C
311615 | 1003444 | 2023 |  | CP-Generator | Distillate Fuel Oil No. 2 | Methane | 0 | 0 | C
311615 | 1003444 | 2023 |  | CP-Generator | Distillate Fuel Oil No. 2 | Methane (Co2 eq) | 0 | 0 | C
311615 | 1003444 | 2023 |  | CP-Generator | Distillate Fuel Oil No. 2 | Nitrous Oxide | 0 | 0 | C
311615 | 1003444 | 2023 |  | CP-Generator | Distillate Fuel Oil No. 2 | Nitrous Oxide (Co2 eq) | 0 | 0 | C
325412 | 1003448 | 2023 |  | GP-Boilers | Distillate Fuel Oil No. 2 | Carbon Dioxide Biogenic | 0 | 1975.5 | C
325412 | 1003448 | 2023 |  | GP-Boilers | Distillate Fuel Oil No. 2 | Carbon Dioxide Non-Biogenic | 20.2 | 1975.5 | C
325412 | 1003448 | 2023 |  | GP-Boilers | Distillate Fuel Oil No. 2 | Carbon Dioxide Total | 20.2 | 1975.5 | C
325412 | 1003448 | 2023 |  | GP-Boilers | Distillate Fuel Oil No. 2 | Methane | 0 | 1975.5 | C
325412 | 1003448 | 2023 |  | GP-Boilers | Distillate Fuel Oil No. 2 | Methane (Co2 eq) | 0 | 1975.5 | C
325412 | 1003448 | 2023 |  | GP-Boilers | Distillate Fuel Oil No. 2 | Nitrous Oxide | 0 | 1975.5 | C
325412 | 1003448 | 2023 |  | GP-Boilers | Distillate Fuel Oil No. 2 | Nitrous Oxide (Co2 eq) | 0 | 1975.5 | C
325412 | 1003448 | 2023 |  | GP-Boilers | Natural Gas (Weighted U.S. Average) | Carbon Dioxide Biogenic | 0 | 423908823.529 | C
325412 | 1003448 | 2023 |  | GP-Boilers | Natural Gas (Weighted U.S. Average) | Carbon Dioxide Non-Biogenic | 23077.4 | 423908823.529 | C
325412 | 1003448 | 2023 |  | GP-Boilers | Natural Gas (Weighted U.S. Average) | Carbon Dioxide Total | 23077.4 | 423908823.529 | C
325412 | 1003448 | 2023 |  | GP-Boilers | Natural Gas (Weighted U.S. Average) | Methane | 0.43 | 423908823.529 | C
325412 | 1003448 | 2023 |  | GP-Boilers | Natural Gas (Weighted U.S. Average) | Methane (Co2 eq) | 10.9 | 423908823.529 | C
325412 | 1003448 | 2023 |  | GP-Boilers | Natural Gas (Weighted U.S. Average) | Nitrous Oxide | 0.043 | 423908823.529 | C
325412 | 1003448 | 2023 |  | GP-Boilers | Natural Gas (Weighted U.S. Average) | Nitrous Oxide (Co2 eq) | 13 | 423908823.529 | C
325412 | 1003448 | 2023 | ICI (Incinerator, commercial and industrial) | Incinerator | Natural Gas (Weighted U.S. Average) | Carbon Dioxide Biogenic | 0 | 182846.0039 | C
325412 | 1003448 | 2023 | ICI (Incinerator, commercial and industrial) | Incinerator | Natural Gas (Weighted U.S. Average) | Carbon Dioxide Non-Biogenic | 10 | 182846.0039 | C
325412 | 1003448 | 2023 | ICI (Incinerator, commercial and industrial) | Incinerator | Natural Gas (Weighted U.S. Average) | Carbon Dioxide Total | 10 | 182846.0039 | C
325412 | 1003448 | 2023 | ICI (Incinerator, commercial and industrial) | Incinerator | Natural Gas (Weighted U.S. Average) | Methane | 0 | 182846.0039 | C
325412 | 1003448 | 2023 | ICI (Incinerator, commercial and industrial) | Incinerator | Natural Gas (Weighted U.S. Average) | Methane (Co2 eq) | 0 | 182846.0039 | C
325412 | 1003448 | 2023 | ICI (Incinerator, commercial and industrial) | Incinerator | Natural Gas (Weighted U.S. Average) | Nitrous Oxide | 0 | 182846.0039 | C
325412 | 1003448 | 2023 | ICI (Incinerator, commercial and industrial) | Incinerator | Natural Gas (Weighted U.S. Average) | Nitrous Oxide (Co2 eq) | 0 | 182846.0039 | C
325211 | 1003451 | 2023 |  | CP-COMBUSTUNIT | Natural Gas (Weighted U.S. Average) | Carbon Dioxide Biogenic | 0 | 4672154000 | C
325211 | 1003451 | 2023 |  | CP-COMBUSTUNIT | Natural Gas (Weighted U.S. Average) | Carbon Dioxide Non-Biogenic | 251233.7 | 4672154000 | C
325211 | 1003451 | 2023 |  | CP-COMBUSTUNIT | Natural Gas (Weighted U.S. Average) | Carbon Dioxide Total | 251233.7 | 4672154000 | C
325211 | 1003451 | 2023 |  | CP-COMBUSTUNIT | Natural Gas (Weighted U.S. Average) | Methane | 4.73 | 4672154000 | C
325211 | 1003451 | 2023 |  | CP-COMBUSTUNIT | Natural Gas (Weighted U.S. Average) | Methane (Co2 eq) | 118.4 | 4672154000 | C
325211 | 1003451 | 2023 |  | CP-COMBUSTUNIT | Natural Gas (Weighted U.S. Average) | Nitrous Oxide | 0.473 | 4672154000 | C
325211 | 1003451 | 2023 |  | CP-COMBUSTUNIT | Natural Gas (Weighted U.S. Average) | Nitrous Oxide (Co2 eq) | 141.1 | 4672154000 | C
322130 | 1003470 | 2023 | S (Stoker Boiler) | B003 | Natural Gas (Weighted U.S. Average) | Carbon Dioxide Biogenic | 0 | 0 | C
322130 | 1003470 | 2023 | S (Stoker Boiler) | B003 | Natural Gas (Weighted U.S. Average) | Carbon Dioxide Non-Biogenic | 17384.3 | 0 | C
322130 | 1003470 | 2023 | S (Stoker Boiler) | B003 | Natural Gas (Weighted U.S. Average) | Carbon Dioxide Total | 17384.3 | 0 | C
322130 | 1003470 | 2023 | S (Stoker Boiler) | B003 | Natural Gas (Weighted U.S. Average) | Methane | 0.33 | 0 | C
322130 | 1003470 | 2023 | S (Stoker Boiler) | B003 | Natural Gas (Weighted U.S. Average) | Methane (Co2 eq) | 8.2 | 0 | C
322130 | 1003470 | 2023 | S (Stoker Boiler) | B003 | Natural Gas (Weighted U.S. Average) | Nitrous Oxide | 0.033 | 0 | C
322130 | 1003470 | 2023 | S (Stoker Boiler) | B003 | Natural Gas (Weighted U.S. Average) | Nitrous Oxide (Co2 eq) | 9.8 | 0 | C
322130 | 1003470 | 2023 | S (Stoker Boiler) | B003 | Residual Fuel Oil No. 6 | Carbon Dioxide Biogenic | 0 | 0 | C
322130 | 1003470 | 2023 | S (Stoker Boiler) | B003 | Residual Fuel Oil No. 6 | Carbon Dioxide Non-Biogenic | 126.7 | 0 | C
322130 | 1003470 | 2023 | S (Stoker Boiler) | B003 | Residual Fuel Oil No. 6 | Carbon Dioxide Total | 126.7 | 0 | C
322130 | 1003470 | 2023 | S (Stoker Boiler) | B003 | Residual Fuel Oil No. 6 | Methane | 0.01 | 0 | C
322130 | 1003470 | 2023 | S (Stoker Boiler) | B003 | Residual Fuel Oil No. 6 | Methane (Co2 eq) | 0.1 | 0 | C
322130 | 1003470 | 2023 | S (Stoker Boiler) | B003 | Residual Fuel Oil No. 6 | Nitrous Oxide | 0.001 | 0 | C
322130 | 1003470 | 2023 | S (Stoker Boiler) | B003 | Residual Fuel Oil No. 6 | Nitrous Oxide (Co2 eq) | 0.3 | 0 | C
322130 | 1003470 | 2023 | S (Stoker Boiler) | B003 | Wood and Wood Residuals (dry basis) | Carbon Dioxide Biogenic | 211846 | 0 | C
322130 | 1003470 | 2023 | S (Stoker Boiler) | B003 | Wood and Wood Residuals (dry basis) | Carbon Dioxide Non-Biogenic | 0 | 0 | C
322130 | 1003470 | 2023 | S (Stoker Boiler) | B003 | Wood and Wood Residuals (dry basis) | Carbon Dioxide Total | 211846 | 0 | C
322130 | 1003470 | 2023 | S (Stoker Boiler) | B003 | Wood and Wood Residuals (dry basis) | Methane | 16.26 | 0 | C
322130 | 1003470 | 2023 | S (Stoker Boiler) | B003 | Wood and Wood Residuals (dry basis) | Methane (Co2 eq) | 406.5 | 0 | C
322130 | 1003470 | 2023 | S (Stoker Boiler) | B003 | Wood and Wood Residuals (dry basis) | Nitrous Oxide | 8.131 | 0 | C
322130 | 1003470 | 2023 | S (Stoker Boiler) | B003 | Wood and Wood Residuals (dry basis) | Nitrous Oxide (Co2 eq) | 2422.9 | 0 | C
322130 | 1003470 | 2023 | BFB (Boiler, bubbling fluidized bed) | B005 | Natural Gas (Weighted U.S. Average) | Carbon Dioxide Biogenic | 0 | 0 | C
322130 | 1003470 | 2023 | BFB (Boiler, bubbling fluidized bed) | B005 | Natural Gas (Weighted U.S. Average) | Carbon Dioxide Non-Biogenic | 3136.3 | 0 | C
322130 | 1003470 | 2023 | BFB (Boiler, bubbling fluidized bed) | B005 | Natural Gas (Weighted U.S. Average) | Carbon Dioxide Total | 3136.3 | 0 | C
322130 | 1003470 | 2023 | BFB (Boiler, bubbling fluidized bed) | B005 | Natural Gas (Weighted U.S. Average) | Methane | 0.06 | 0 | C
322130 | 1003470 | 2023 | BFB (Boiler, bubbling fluidized bed) | B005 | Natural Gas (Weighted U.S. Average) | Methane (Co2 eq) | 1.5 | 0 | C
322130 | 1003470 | 2023 | BFB (Boiler, bubbling fluidized bed) | B005 | Natural Gas (Weighted U.S. Average) | Nitrous Oxide | 0.006 | 0 | C
322130 | 1003470 | 2023 | BFB (Boiler, bubbling fluidized bed) | B005 | Natural Gas (Weighted U.S. Average) | Nitrous Oxide (Co2 eq) | 1.8 | 0 | C
322130 | 1003470 | 2023 | BFB (Boiler, bubbling fluidized bed) | B005 | Wood and Wood Residuals (dry basis) | Carbon Dioxide Biogenic | 390840.5 | 0 | C
322130 | 1003470 | 2023 | BFB (Boiler, bubbling fluidized bed) | B005 | Wood and Wood Residuals (dry basis) | Carbon Dioxide Non-Biogenic | 0 | 0 | C
322130 | 1003470 | 2023 | BFB (Boiler, bubbling fluidized bed) | B005 | Wood and Wood Residuals (dry basis) | Carbon Dioxide Total | 390840.5 | 0 | C
322130 | 1003470 | 2023 | BFB (Boiler, bubbling fluidized bed) | B005 | Wood and Wood Residuals (dry basis) | Methane | 30 | 0 | C
322130 | 1003470 | 2023 | BFB (Boiler, bubbling fluidized bed) | B005 | Wood and Wood Residuals (dry basis) | Methane (Co2 eq) | 750 | 0 | C
322130 | 1003470 | 2023 | BFB (Boiler, bubbling fluidized bed) | B005 | Wood and Wood Residuals (dry basis) | Nitrous Oxide | 15 | 0 | C
322130 | 1003470 | 2023 | BFB (Boiler, bubbling fluidized bed) | B005 | Wood and Wood Residuals (dry basis) | Nitrous Oxide (Co2 eq) | 4470.1 | 0 | C
322130 | 1003470 | 2023 | Chemical Recovery Furnace | D001 |  | Carbon Dioxide Biogenic (Spent Liquor) | 1533292.6 |  | AA | [9 empty] | 31 | 1994 | ANDRITZ | 3.5 |  |  |  | 1160 | 850
322130 | 1003470 | 2023 | Chemical Recovery Furnace | D001 |  | Carbon Dioxide Non-Biogenic | 15119.1 |  | AA | [9 empty] | 31 | 1994 | ANDRITZ | 3.5 |  |  |  | 1160 | 850
322130 | 1003470 | 2023 | Chemical Recovery Furnace | D001 |  | Methane | 0.32 |  | AA | [9 empty] | 31 | 1994 | ANDRITZ | 3.5 |  |  |  | 1160 | 850
322130 | 1003470 | 2023 | Chemical Recovery Furnace | D001 |  | Methane Spent Liquor | 30.86 |  | AA | [9 empty] | 31 | 1994 | ANDRITZ | 3.5 |  |  |  | 1160 | 850
322130 | 1003470 | 2023 | Chemical Recovery Furnace | D001 |  | Nitrous Oxide | 0.038 |  | AA | [9 empty] | 31 | 1994 | ANDRITZ | 3.5 |  |  |  | 1160 | 850
322130 | 1003470 | 2023 | Chemical Recovery Furnace | D001 |  | Nitrous Oxide Spent Liquor | 6.822 |  | AA | [9 empty] | 31 | 1994 | ANDRITZ | 3.5 |  |  |  | 1160 | 850
322130 | 1003470 | 2023 |  | GP-Paper Machines | Natural Gas (Weighted U.S. Average) | Carbon Dioxide Biogenic | 0 | 0 | C
322130 | 1003470 | 2023 |  | GP-Paper Machines | Natural Gas (Weighted U.S. Average) | Carbon Dioxide Non-Biogenic | 18407.9 | 0 | C
322130 | 1003470 | 2023 |  | GP-Paper Machines | Natural Gas (Weighted U.S. Average) | Carbon Dioxide Total | 18407.9 | 0 | C
322130 | 1003470 | 2023 |  | GP-Paper Machines | Natural Gas (Weighted U.S. Average) | Methane | 0.35 | 0 | C
322130 | 1003470 | 2023 |  | GP-Paper Machines | Natural Gas (Weighted U.S. Average) | Methane (Co2 eq) | 8.7 | 0 | C
322130 | 1003470 | 2023 |  | GP-Paper Machines | Natural Gas (Weighted U.S. Average) | Nitrous Oxide | 0.035 | 0 | C
322130 | 1003470 | 2023 |  | GP-Paper Machines | Natural Gas (Weighted U.S. Average) | Nitrous Oxide (Co2 eq) | 10.3 | 0 | C
322130 | 1003470 | 2023 |  | GP-Power Boiler | Natural Gas (Weighted U.S. Average) | Carbon Dioxide Biogenic | 0 | 0 | C
322130 | 1003470 | 2023 |  | GP-Power Boiler | Natural Gas (Weighted U.S. Average) | Carbon Dioxide Non-Biogenic | 32362.5 | 0 | C
322130 | 1003470 | 2023 |  | GP-Power Boiler | Natural Gas (Weighted U.S. Average) | Carbon Dioxide Total | 32362.5 | 0 | C
322130 | 1003470 | 2023 |  | GP-Power Boiler | Natural Gas (Weighted U.S. Average) | Methane | 0.61 | 0 | C
322130 | 1003470 | 2023 |  | GP-Power Boiler | Natural Gas (Weighted U.S. Average) | Methane (Co2 eq) | 15.2 | 0 | C
322130 | 1003470 | 2023 |  | GP-Power Boiler | Natural Gas (Weighted U.S. Average) | Nitrous Oxide | 0.061 | 0 | C
322130 | 1003470 | 2023 |  | GP-Power Boiler | Natural Gas (Weighted U.S. Average) | Nitrous Oxide (Co2 eq) | 18.2 | 0 | C
322130 | 1003470 | 2023 | Pulp Mill Lime Kiln | L001 |  | Carbon Dioxide Biogenic (Spent Liquor) | 0 |  | AA
322130 | 1003470 | 2023 | Pulp Mill Lime Kiln | L001 |  | Carbon Dioxide Non-Biogenic | 16941.1 |  | AA
322130 | 1003470 | 2023 | Pulp Mill Lime Kiln | L001 |  | Methane | 0.86 |  | AA
322130 | 1003470 | 2023 | Pulp Mill Lime Kiln | L001 |  | Methane Spent Liquor | 0 |  | AA
322130 | 1003470 | 2023 | Pulp Mill Lime Kiln | L001 |  | Nitrous Oxide | 0 |  | AA
322130 | 1003470 | 2023 | Pulp Mill Lime Kiln | L001 |  | Nitrous Oxide Spent Liquor | 0 |  | AA
322130 | 1003470 | 2023 | Pulp Mill Lime Kiln | L002 |  | Carbon Dioxide Biogenic (Spent Liquor) | 0 |  | AA
322130 | 1003470 | 2023 | Pulp Mill Lime Kiln | L002 |  | Carbon Dioxide Non-Biogenic | 17229.8 |  | AA
322130 | 1003470 | 2023 | Pulp Mill Lime Kiln | L002 |  | Methane | 0.85 |  | AA
322130 | 1003470 | 2023 | Pulp Mill Lime Kiln | L002 |  | Methane Spent Liquor | 0 |  | AA
322130 | 1003470 | 2023 | Pulp Mill Lime Kiln | L002 |  | Nitrous Oxide | 0 |  | AA
322130 | 1003470 | 2023 | Pulp Mill Lime Kiln | L002 |  | Nitrous Oxide Spent Liquor | 0 |  | AA
311224 | 1003476 | 2023 | OCS (Other combustion source) | CP-1 | Natural Gas (Weighted U.S. Average) | Carbon Dioxide Biogenic | 0 | 0 | C
311224 | 1003476 | 2023 | OCS (Other combustion source) | CP-1 | Natural Gas (Weighted U.S. Average) | Carbon Dioxide Non-Biogenic | 28510.4 | 0 | C
311224 | 1003476 | 2023 | OCS (Other combustion source) | CP-1 | Natural Gas (Weighted U.S. Average) | Carbon Dioxide Total | 28510.4 | 0 | C
311224 | 1003476 | 2023 | OCS (Other combustion source) | CP-1 | Natural Gas (Weighted U.S. Average) | Methane | 0.54 | 0 | C
311224 | 1003476 | 2023 | OCS (Other combustion source) | CP-1 | Natural Gas (Weighted U.S. Average) | Methane (Co2 eq) | 13.4 | 0 | C
311224 | 1003476 | 2023 | OCS (Other combustion source) | CP-1 | Natural Gas (Weighted U.S. Average) | Nitrous Oxide | 0.054 | 0 | C
311224 | 1003476 | 2023 | OCS (Other combustion source) | CP-1 | Natural Gas (Weighted U.S. Average) | Nitrous Oxide (Co2 eq) | 16 | 0 | C
325211 | 1003484 | 2023 |  | CP-Natural Gas | Natural Gas (Weighted U.S. Average) | Carbon Dioxide Biogenic | 0 | 1375700924 | C
325211 | 1003484 | 2023 |  | CP-Natural Gas | Natural Gas (Weighted U.S. Average) | Carbon Dioxide Non-Biogenic | 74236 | 1375700924 | C
325211 | 1003484 | 2023 |  | CP-Natural Gas | Natural Gas (Weighted U.S. Average) | Carbon Dioxide Total | 74236 | 1375700924 | C
325211 | 1003484 | 2023 |  | CP-Natural Gas | Natural Gas (Weighted U.S. Average) | Methane | 1.4 | 1375700924 | C
325211 | 1003484 | 2023 |  | CP-Natural Gas | Natural Gas (Weighted U.S. Average) | Methane (Co2 eq) | 35 | 1375700924 | C
325211 | 1003484 | 2023 |  | CP-Natural Gas | Natural Gas (Weighted U.S. Average) | Nitrous Oxide | 0.14 | 1375700924 | C
325211 | 1003484 | 2023 |  | CP-Natural Gas | Natural Gas (Weighted U.S. Average) | Nitrous Oxide (Co2 eq) | 41.7 | 1375700924 | C
322130 | 1003488 | 2023 | CCCT (CC (Turbine, combined cycle)) | COGEN | Distillate Fuel Oil No. 2 | Carbon Dioxide Biogenic | 0 | 0 | C
322130 | 1003488 | 2023 | CCCT (CC (Turbine, combined cycle)) | COGEN | Distillate Fuel Oil No. 2 | Carbon Dioxide Non-Biogenic | 0 | 0 | C
322130 | 1003488 | 2023 | CCCT (CC (Turbine, combined cycle)) | COGEN | Distillate Fuel Oil No. 2 | Carbon Dioxide Total | 0 | 0 | C
322130 | 1003488 | 2023 | CCCT (CC (Turbine, combined cycle)) | COGEN | Distillate Fuel Oil No. 2 | Methane | 0 | 0 | C
322130 | 1003488 | 2023 | CCCT (CC (Turbine, combined cycle)) | COGEN | Distillate Fuel Oil No. 2 | Methane (Co2 eq) | 0 | 0 | C
322130 | 1003488 | 2023 | CCCT (CC (Turbine, combined cycle)) | COGEN | Distillate Fuel Oil No. 2 | Nitrous Oxide | 0 | 0 | C
322130 | 1003488 | 2023 | CCCT (CC (Turbine, combined cycle)) | COGEN | Distillate Fuel Oil No. 2 | Nitrous Oxide (Co2 eq) | 0 | 0 | C
322130 | 1003488 | 2023 | CCCT (CC (Turbine, combined cycle)) | COGEN | Natural Gas (Weighted U.S. Average) | Carbon Dioxide Biogenic | 0 | 0 | C
322130 | 1003488 | 2023 | CCCT (CC (Turbine, combined cycle)) | COGEN | Natural Gas (Weighted U.S. Average) | Carbon Dioxide Non-Biogenic | 92081.4 | 0 | C
322130 | 1003488 | 2023 | CCCT (CC (Turbine, combined cycle)) | COGEN | Natural Gas (Weighted U.S. Average) | Carbon Dioxide Total | 92081.4 | 0 | C
322130 | 1003488 | 2023 | CCCT (CC (Turbine, combined cycle)) | COGEN | Natural Gas (Weighted U.S. Average) | Methane | 1.74 | 0 | C
322130 | 1003488 | 2023 | CCCT (CC (Turbine, combined cycle)) | COGEN | Natural Gas (Weighted U.S. Average) | Methane (Co2 eq) | 43.4 | 0 | C
322130 | 1003488 | 2023 | CCCT (CC (Turbine, combined cycle)) | COGEN | Natural Gas (Weighted U.S. Average) | Nitrous Oxide | 0.174 | 0 | C
322130 | 1003488 | 2023 | CCCT (CC (Turbine, combined cycle)) | COGEN | Natural Gas (Weighted U.S. Average) | Nitrous Oxide (Co2 eq) | 51.7 | 0 | C
325311 | 1003489 | 2023 |  | AA-1 |  | Carbon Dioxide | 515726.2 |  | G
325311 | 1003489 | 2023 |  | CP-01 | Natural Gas (Weighted U.S. Average) | Carbon Dioxide Biogenic | 0 | 0 | C
325311 | 1003489 | 2023 |  | CP-01 | Natural Gas (Weighted U.S. Average) | Carbon Dioxide Non-Biogenic | 362635 | 0 | C
325311 | 1003489 | 2023 |  | CP-01 | Natural Gas (Weighted U.S. Average) | Carbon Dioxide Total | 362635 | 0 | C
325311 | 1003489 | 2023 |  | CP-01 | Natural Gas (Weighted U.S. Average) | Methane | 6.83 | 0 | C
325311 | 1003489 | 2023 |  | CP-01 | Natural Gas (Weighted U.S. Average) | Methane (Co2 eq) | 170.9 | 0 | C
325311 | 1003489 | 2023 |  | CP-01 | Natural Gas (Weighted U.S. Average) | Nitrous Oxide | 0.683 | 0 | C
325311 | 1003489 | 2023 |  | CP-01 | Natural Gas (Weighted U.S. Average) | Nitrous Oxide (Co2 eq) | 203.7 | 0 | C
325311 | 1003489 | 2023 |  | GP-01 | Distillate Fuel Oil No. 2 | Carbon Dioxide Biogenic | 0 | 0 | C
325311 | 1003489 | 2023 |  | GP-01 | Distillate Fuel Oil No. 2 | Carbon Dioxide Non-Biogenic | 26.6 | 0 | C
325311 | 1003489 | 2023 |  | GP-01 | Distillate Fuel Oil No. 2 | Carbon Dioxide Total | 26.6 | 0 | C
325311 | 1003489 | 2023 |  | GP-01 | Distillate Fuel Oil No. 2 | Methane | 0 | 0 | C
325311 | 1003489 | 2023 |  | GP-01 | Distillate Fuel Oil No. 2 | Methane (Co2 eq) | 0 | 0 | C
325311 | 1003489 | 2023 |  | GP-01 | Distillate Fuel Oil No. 2 | Nitrous Oxide | 0 | 0 | C
325311 | 1003489 | 2023 |  | GP-01 | Distillate Fuel Oil No. 2 | Nitrous Oxide (Co2 eq) | 0.1 | 0 | C
325311 | 1003489 | 2023 |  | NNA3-1 (Unit 3) |  | Nitrous Oxide | 34.9975 |  | V
325311 | 1003489 | 2023 |  | NNA4-1 (Unit 4) |  | Nitrous Oxide | 398.834 |  | V
325311 | 1003489 | 2023 |  | NNA5-1 (Unit 5 w/ reactor) |  | Nitrous Oxide | 17.5456 |  | V
325311 | 1003489 | 2023 |  | NNA5-1 (Unit 5 w/o catalyst) |  | Nitrous Oxide | 2190.6665 |  | V
311221 | 1003495 | 2023 |  | GP-1 | Landfill Gas | Carbon Dioxide Biogenic | 2262.1 | 0 | C
311221 | 1003495 | 2023 |  | GP-1 | Landfill Gas | Carbon Dioxide Non-Biogenic | 0 | 0 | C
311221 | 1003495 | 2023 |  | GP-1 | Landfill Gas | Carbon Dioxide Total | 2262.1 | 0 | C
311221 | 1003495 | 2023 |  | GP-1 | Landfill Gas | Methane | 0.14 | 0 | C
311221 | 1003495 | 2023 |  | GP-1 | Landfill Gas | Methane (Co2 eq) | 3.5 | 0 | C
311221 | 1003495 | 2023 |  | GP-1 | Landfill Gas | Nitrous Oxide | 0.027 | 0 | C
311221 | 1003495 | 2023 |  | GP-1 | Landfill Gas | Nitrous Oxide (Co2 eq) | 8.2 | 0 | C
311221 | 1003495 | 2023 |  | GP-1 | Natural Gas (Weighted U.S. Average) | Carbon Dioxide Biogenic | 0 | 0 | C
311221 | 1003495 | 2023 |  | GP-1 | Natural Gas (Weighted U.S. Average) | Carbon Dioxide Non-Biogenic | 66502.6 | 0 | C
311221 | 1003495 | 2023 |  | GP-1 | Natural Gas (Weighted U.S. Average) | Carbon Dioxide Total | 66502.6 | 0 | C
311221 | 1003495 | 2023 |  | GP-1 | Natural Gas (Weighted U.S. Average) | Methane | 1.25 | 0 | C
311221 | 1003495 | 2023 |  | GP-1 | Natural Gas (Weighted U.S. Average) | Methane (Co2 eq) | 31.3 | 0 | C
311221 | 1003495 | 2023 |  | GP-1 | Natural Gas (Weighted U.S. Average) | Nitrous Oxide | 0.125 | 0 | C
311221 | 1003495 | 2023 |  | GP-1 | Natural Gas (Weighted U.S. Average) | Nitrous Oxide (Co2 eq) | 37.3 | 0 | C
325193 | 1003498 | 2023 |  | GP-POET BIOREFINING JEWELL | Natural Gas (Weighted U.S. Average) | Carbon Dioxide Biogenic | 0 | 0 | C
325193 | 1003498 | 2023 |  | GP-POET BIOREFINING JEWELL | Natural Gas (Weighted U.S. Average) | Carbon Dioxide Non-Biogenic | 111754.4 | 0 | C
325193 | 1003498 | 2023 |  | GP-POET BIOREFINING JEWELL | Natural Gas (Weighted U.S. Average) | Carbon Dioxide Total | 111754.4 | 0 | C
325193 | 1003498 | 2023 |  | GP-POET BIOREFINING JEWELL | Natural Gas (Weighted U.S. Average) | Methane | 2.11 | 0 | C
325193 | 1003498 | 2023 |  | GP-POET BIOREFINING JEWELL | Natural Gas (Weighted U.S. Average) | Methane (Co2 eq) | 52.6 | 0 | C
325193 | 1003498 | 2023 |  | GP-POET BIOREFINING JEWELL | Natural Gas (Weighted U.S. Average) | Nitrous Oxide | 0.211 | 0 | C
325193 | 1003498 | 2023 |  | GP-POET BIOREFINING JEWELL | Natural Gas (Weighted U.S. Average) | Nitrous Oxide (Co2 eq) | 62.8 | 0 | C
322120 | 1003501 | 2023 | OB (Boiler, other) | Bark Boiler | Natural Gas (Weighted U.S. Average) | Carbon Dioxide Biogenic | 0 | 0 | C
322120 | 1003501 | 2023 | OB (Boiler, other) | Bark Boiler | Natural Gas (Weighted U.S. Average) | Carbon Dioxide Non-Biogenic | 39922.4 | 0 | C
322120 | 1003501 | 2023 | OB (Boiler, other) | Bark Boiler | Natural Gas (Weighted U.S. Average) | Carbon Dioxide Total | 39922.4 | 0 | C
322120 | 1003501 | 2023 | OB (Boiler, other) | Bark Boiler | Natural Gas (Weighted U.S. Average) | Methane | 0.75 | 0 | C
322120 | 1003501 | 2023 | OB (Boiler, other) | Bark Boiler | Natural Gas (Weighted U.S. Average) | Methane (Co2 eq) | 18.8 | 0 | C
322120 | 1003501 | 2023 | OB (Boiler, other) | Bark Boiler | Natural Gas (Weighted U.S. Average) | Nitrous Oxide | 0.075 | 0 | C
322120 | 1003501 | 2023 | OB (Boiler, other) | Bark Boiler | Natural Gas (Weighted U.S. Average) | Nitrous Oxide (Co2 eq) | 22.4 | 0 | C
322120 | 1003501 | 2023 | OB (Boiler, other) | Bark Boiler | Tires | Carbon Dioxide Biogenic | 0 | 0 | C
322120 | 1003501 | 2023 | OB (Boiler, other) | Bark Boiler | Tires | Carbon Dioxide Non-Biogenic | 9581.2 | 0 | C
322120 | 1003501 | 2023 | OB (Boiler, other) | Bark Boiler | Tires | Carbon Dioxide Total | 9581.2 | 0 | C
322120 | 1003501 | 2023 | OB (Boiler, other) | Bark Boiler | Tires | Methane | 3.3 | 0 | C
322120 | 1003501 | 2023 | OB (Boiler, other) | Bark Boiler | Tires | Methane (Co2 eq) | 82.6 | 0 | C
322120 | 1003501 | 2023 | OB (Boiler, other) | Bark Boiler | Tires | Nitrous Oxide | 0.434 | 0 | C
322120 | 1003501 | 2023 | OB (Boiler, other) | Bark Boiler | Tires | Nitrous Oxide (Co2 eq) | 129.2 | 0 | C
322120 | 1003501 | 2023 | OB (Boiler, other) | Bark Boiler | Wood and Wood Residuals (dry basis) | Carbon Dioxide Biogenic | 201735.3 | 0 | C
322120 | 1003501 | 2023 | OB (Boiler, other) | Bark Boiler | Wood and Wood Residuals (dry basis) | Carbon Dioxide Non-Biogenic | 0 | 0 | C
322120 | 1003501 | 2023 | OB (Boiler, other) | Bark Boiler | Wood and Wood Residuals (dry basis) | Carbon Dioxide Total | 201735.3 | 0 | C
322120 | 1003501 | 2023 | OB (Boiler, other) | Bark Boiler | Wood and Wood Residuals (dry basis) | Methane | 15.49 | 0 | C
322120 | 1003501 | 2023 | OB (Boiler, other) | Bark Boiler | Wood and Wood Residuals (dry basis) | Methane (Co2 eq) | 387.1 | 0 | C
322120 | 1003501 | 2023 | OB (Boiler, other) | Bark Boiler | Wood and Wood Residuals (dry basis) | Nitrous Oxide | 7.743 | 0 | C
322120 | 1003501 | 2023 | OB (Boiler, other) | Bark Boiler | Wood and Wood Residuals (dry basis) | Nitrous Oxide (Co2 eq) | 2307.3 | 0 | C
322120 | 1003501 | 2023 |  | CP-Extruder No. 6-9 | Natural Gas (Weighted U.S. Average) | Carbon Dioxide Biogenic | 0 | 0 | C
322120 | 1003501 | 2023 |  | CP-Extruder No. 6-9 | Natural Gas (Weighted U.S. Average) | Carbon Dioxide Non-Biogenic | 4683.8 | 0 | C
322120 | 1003501 | 2023 |  | CP-Extruder No. 6-9 | Natural Gas (Weighted U.S. Average) | Carbon Dioxide Total | 4683.8 | 0 | C
322120 | 1003501 | 2023 |  | CP-Extruder No. 6-9 | Natural Gas (Weighted U.S. Average) | Methane | 0.09 | 0 | C
322120 | 1003501 | 2023 |  | CP-Extruder No. 6-9 | Natural Gas (Weighted U.S. Average) | Methane (Co2 eq) | 2.2 | 0 | C
322120 | 1003501 | 2023 |  | CP-Extruder No. 6-9 | Natural Gas (Weighted U.S. Average) | Nitrous Oxide | 0.009 | 0 | C
322120 | 1003501 | 2023 |  | CP-Extruder No. 6-9 | Natural Gas (Weighted U.S. Average) | Nitrous Oxide (Co2 eq) | 2.6 | 0 | C
322120 | 1003501 | 2023 |  | GP-Off Machine Coater | Natural Gas (Weighted U.S. Average) | Carbon Dioxide Biogenic | 0 | 0 | C
322120 | 1003501 | 2023 |  | GP-Off Machine Coater | Natural Gas (Weighted U.S. Average) | Carbon Dioxide Non-Biogenic | 0 | 0 | C
322120 | 1003501 | 2023 |  | GP-Off Machine Coater | Natural Gas (Weighted U.S. Average) | Carbon Dioxide Total | 0 | 0 | C
322120 | 1003501 | 2023 |  | GP-Off Machine Coater | Natural Gas (Weighted U.S. Average) | Methane | 0 | 0 | C
322120 | 1003501 | 2023 |  | GP-Off Machine Coater | Natural Gas (Weighted U.S. Average) | Methane (Co2 eq) | 0 | 0 | C
322120 | 1003501 | 2023 |  | GP-Off Machine Coater | Natural Gas (Weighted U.S. Average) | Nitrous Oxide | 0 | 0 | C
322120 | 1003501 | 2023 |  | GP-Off Machine Coater | Natural Gas (Weighted U.S. Average) | Nitrous Oxide (Co2 eq) | 0 | 0 | C
322120 | 1003501 | 2023 | Pulp Mill Lime Kiln | Lime Kiln No. 1 |  | Carbon Dioxide Biogenic (Spent Liquor) | 0 |  | AA
322120 | 1003501 | 2023 | Pulp Mill Lime Kiln | Lime Kiln No. 1 |  | Carbon Dioxide Non-Biogenic | 22874.1 |  | AA
322120 | 1003501 | 2023 | Pulp Mill Lime Kiln | Lime Kiln No. 1 |  | Methane | 1.16 |  | AA
322120 | 1003501 | 2023 | Pulp Mill Lime Kiln | Lime Kiln No. 1 |  | Methane Spent Liquor | 0 |  | AA
322120 | 1003501 | 2023 | Pulp Mill Lime Kiln | Lime Kiln No. 1 |  | Nitrous Oxide | 0 |  | AA
322120 | 1003501 | 2023 | Pulp Mill Lime Kiln | Lime Kiln No. 1 |  | Nitrous Oxide Spent Liquor | 0 |  | AA
322120 | 1003501 | 2023 | Pulp Mill Lime Kiln | Lime Kiln No. 2 |  | Carbon Dioxide Biogenic (Spent Liquor) | 0 |  | AA
322120 | 1003501 | 2023 | Pulp Mill Lime Kiln | Lime Kiln No. 2 |  | Carbon Dioxide Non-Biogenic | 23744.7 |  | AA
322120 | 1003501 | 2023 | Pulp Mill Lime Kiln | Lime Kiln No. 2 |  | Methane | 1.21 |  | AA
322120 | 1003501 | 2023 | Pulp Mill Lime Kiln | Lime Kiln No. 2 |  | Methane Spent Liquor | 0 |  | AA
322120 | 1003501 | 2023 | Pulp Mill Lime Kiln | Lime Kiln No. 2 |  | Nitrous Oxide | 0 |  | AA
322120 | 1003501 | 2023 | Pulp Mill Lime Kiln | Lime Kiln No. 2 |  | Nitrous Oxide Spent Liquor | 0 |  | AA
322120 | 1003501 | 2023 | OB (Boiler, other) | Power Boiler No. 1 | Natural Gas (Weighted U.S. Average) | Carbon Dioxide Biogenic | 0 | 0 | C
322120 | 1003501 | 2023 | OB (Boiler, other) | Power Boiler No. 1 | Natural Gas (Weighted U.S. Average) | Carbon Dioxide Non-Biogenic | 46309.9 | 0 | C
322120 | 1003501 | 2023 | OB (Boiler, other) | Power Boiler No. 1 | Natural Gas (Weighted U.S. Average) | Carbon Dioxide Total | 46309.9 | 0 | C
322120 | 1003501 | 2023 | OB (Boiler, other) | Power Boiler No. 1 | Natural Gas (Weighted U.S. Average) | Methane | 0.87 | 0 | C
322120 | 1003501 | 2023 | OB (Boiler, other) | Power Boiler No. 1 | Natural Gas (Weighted U.S. Average) | Methane (Co2 eq) | 21.8 | 0 | C
322120 | 1003501 | 2023 | OB (Boiler, other) | Power Boiler No. 1 | Natural Gas (Weighted U.S. Average) | Nitrous Oxide | 0.087 | 0 | C
322120 | 1003501 | 2023 | OB (Boiler, other) | Power Boiler No. 1 | Natural Gas (Weighted U.S. Average) | Nitrous Oxide (Co2 eq) | 26 | 0 | C
322120 | 1003501 | 2023 | OB (Boiler, other) | Power Boiler No. 2 | Natural Gas (Weighted U.S. Average) | Carbon Dioxide Biogenic | 0 | 0 | C
322120 | 1003501 | 2023 | OB (Boiler, other) | Power Boiler No. 2 | Natural Gas (Weighted U.S. Average) | Carbon Dioxide Non-Biogenic | 0 | 0 | C
322120 | 1003501 | 2023 | OB (Boiler, other) | Power Boiler No. 2 | Natural Gas (Weighted U.S. Average) | Carbon Dioxide Total | 0 | 0 | C
322120 | 1003501 | 2023 | OB (Boiler, other) | Power Boiler No. 2 | Natural Gas (Weighted U.S. Average) | Methane | 0 | 0 | C
322120 | 1003501 | 2023 | OB (Boiler, other) | Power Boiler No. 2 | Natural Gas (Weighted U.S. Average) | Methane (Co2 eq) | 0 | 0 | C
322120 | 1003501 | 2023 | OB (Boiler, other) | Power Boiler No. 2 | Natural Gas (Weighted U.S. Average) | Nitrous Oxide | 0 | 0 | C
322120 | 1003501 | 2023 | OB (Boiler, other) | Power Boiler No. 2 | Natural Gas (Weighted U.S. Average) | Nitrous Oxide (Co2 eq) | 0 | 0 | C
322120 | 1003501 | 2023 | Chemical Recovery Furnace | Recovery Boiler No. 2 |  | Carbon Dioxide Biogenic (Spent Liquor) | 154165.1 |  | AA | [9 empty] | 67 | 1958 | B&W | 1.17 | 1.17 | 2 | SF | 1425 | 1275 | 900
322120 | 1003501 | 2023 | Chemical Recovery Furnace | Recovery Boiler No. 2 |  | Carbon Dioxide Non-Biogenic | 7197.7 |  | AA | [9 empty] | 67 | 1958 | B&W | 1.17 | 1.17 | 2 | SF | 1425 | 1275 | 900
322120 | 1003501 | 2023 | Chemical Recovery Furnace | Recovery Boiler No. 2 |  | Methane | 0.14 |  | AA | [9 empty] | 67 | 1958 | B&W | 1.17 | 1.17 | 2 | SF | 1425 | 1275 | 900
322120 | 1003501 | 2023 | Chemical Recovery Furnace | Recovery Boiler No. 2 |  | Methane Spent Liquor | 3.11 |  | AA | [9 empty] | 67 | 1958 | B&W | 1.17 | 1.17 | 2 | SF | 1425 | 1275 | 900
322120 | 1003501 | 2023 | Chemical Recovery Furnace | Recovery Boiler No. 2 |  | Nitrous Oxide | 0.014 |  | AA | [9 empty] | 67 | 1958 | B&W | 1.17 | 1.17 | 2 | SF | 1425 | 1275 | 900
322120 | 1003501 | 2023 | Chemical Recovery Furnace | Recovery Boiler No. 2 |  | Nitrous Oxide Spent Liquor | 0.688 |  | AA | [9 empty] | 67 | 1958 | B&W | 1.17 | 1.17 | 2 | SF | 1425 | 1275 | 900
322120 | 1003501 | 2023 | Chemical Recovery Furnace | Recovery Boiler No. 3 |  | Carbon Dioxide Biogenic (Spent Liquor) | 191610.9 |  | AA | [9 empty] | 4 | 2021 | B&W | 1.17 | 1.3 | 2 | SF | 1425 | 1275 | 900
322120 | 1003501 | 2023 | Chemical Recovery Furnace | Recovery Boiler No. 3 |  | Carbon Dioxide Non-Biogenic | 10423.8 |  | AA | [9 empty] | 4 | 2021 | B&W | 1.17 | 1.3 | 2 | SF | 1425 | 1275 | 900
322120 | 1003501 | 2023 | Chemical Recovery Furnace | Recovery Boiler No. 3 |  | Methane | 0.2 |  | AA | [9 empty] | 4 | 2021 | B&W | 1.17 | 1.3 | 2 | SF | 1425 | 1275 | 900
322120 | 1003501 | 2023 | Chemical Recovery Furnace | Recovery Boiler No. 3 |  | Methane Spent Liquor | 3.87 |  | AA | [9 empty] | 4 | 2021 | B&W | 1.17 | 1.3 | 2 | SF | 1425 | 1275 | 900
322120 | 1003501 | 2023 | Chemical Recovery Furnace | Recovery Boiler No. 3 |  | Nitrous Oxide | 0.02 |  | AA | [9 empty] | 4 | 2021 | B&W | 1.17 | 1.3 | 2 | SF | 1425 | 1275 | 900
322120 | 1003501 | 2023 | Chemical Recovery Furnace | Recovery Boiler No. 3 |  | Nitrous Oxide Spent Liquor | 0.855 |  | AA | [9 empty] | 4 | 2021 | B&W | 1.17 | 1.3 | 2 | SF | 1425 | 1275 | 900
322120 | 1003501 | 2023 | Chemical Recovery Furnace | Recovery Boiler No. 4 |  | Carbon Dioxide Biogenic (Spent Liquor) | 536674.2 |  | AA | [9 empty] | 58 | 1967 | B&W | 3.48 | 3 | 2 | SF | 1450 | 1275 | 900
322120 | 1003501 | 2023 | Chemical Recovery Furnace | Recovery Boiler No. 4 |  | Carbon Dioxide Non-Biogenic | 26730.9 |  | AA | [9 empty] | 58 | 1967 | B&W | 3.48 | 3 | 2 | SF | 1450 | 1275 | 900
322120 | 1003501 | 2023 | Chemical Recovery Furnace | Recovery Boiler No. 4 |  | Methane | 0.5 |  | AA | [9 empty] | 58 | 1967 | B&W | 3.48 | 3 | 2 | SF | 1450 | 1275 | 900
322120 | 1003501 | 2023 | Chemical Recovery Furnace | Recovery Boiler No. 4 |  | Methane Spent Liquor | 10.83 |  | AA | [9 empty] | 58 | 1967 | B&W | 3.48 | 3 | 2 | SF | 1450 | 1275 | 900
322120 | 1003501 | 2023 | Chemical Recovery Furnace | Recovery Boiler No. 4 |  | Nitrous Oxide | 0.05 |  | AA | [9 empty] | 58 | 1967 | B&W | 3.48 | 3 | 2 | SF | 1450 | 1275 | 900
322120 | 1003501 | 2023 | Chemical Recovery Furnace | Recovery Boiler No. 4 |  | Nitrous Oxide Spent Liquor | 2.394 |  | AA | [9 empty] | 58 | 1967 | B&W | 3.48 | 3 | 2 | SF | 1450 | 1275 | 900
311221 | 1003513 | 2023 |  | GP-NG dryers | Natural Gas (Weighted U.S. Average) | Carbon Dioxide Biogenic | 0 | 374585770 | C
311221 | 1003513 | 2023 |  | GP-NG dryers | Natural Gas (Weighted U.S. Average) | Carbon Dioxide Non-Biogenic | 20392.3 | 374585770 | C
311221 | 1003513 | 2023 |  | GP-NG dryers | Natural Gas (Weighted U.S. Average) | Carbon Dioxide Total | 20392.3 | 374585770 | C
311221 | 1003513 | 2023 |  | GP-NG dryers | Natural Gas (Weighted U.S. Average) | Methane | 0.38 | 374585770 | C
311221 | 1003513 | 2023 |  | GP-NG dryers | Natural Gas (Weighted U.S. Average) | Methane (Co2 eq) | 9.6 | 374585770 | C
311221 | 1003513 | 2023 |  | GP-NG dryers | Natural Gas (Weighted U.S. Average) | Nitrous Oxide | 0.038 | 374585770 | C
311221 | 1003513 | 2023 |  | GP-NG dryers | Natural Gas (Weighted U.S. Average) | Nitrous Oxide (Co2 eq) | 11.5 | 374585770 | C
325199 | 1003518 | 2023 | OB (Boiler, other) | Boiler U-11 (EU10) | Natural Gas (Weighted U.S. Average) | Carbon Dioxide Biogenic | 0 | 0 | C
325199 | 1003518 | 2023 | OB (Boiler, other) | Boiler U-11 (EU10) | Natural Gas (Weighted U.S. Average) | Carbon Dioxide Non-Biogenic | 8247.6 | 0 | C
325199 | 1003518 | 2023 | OB (Boiler, other) | Boiler U-11 (EU10) | Natural Gas (Weighted U.S. Average) | Carbon Dioxide Total | 8247.6 | 0 | C
325199 | 1003518 | 2023 | OB (Boiler, other) | Boiler U-11 (EU10) | Natural Gas (Weighted U.S. Average) | Methane | 0.16 | 0 | C
325199 | 1003518 | 2023 | OB (Boiler, other) | Boiler U-11 (EU10) | Natural Gas (Weighted U.S. Average) | Methane (Co2 eq) | 3.9 | 0 | C
325199 | 1003518 | 2023 | OB (Boiler, other) | Boiler U-11 (EU10) | Natural Gas (Weighted U.S. Average) | Nitrous Oxide | 0.016 | 0 | C
325199 | 1003518 | 2023 | OB (Boiler, other) | Boiler U-11 (EU10) | Natural Gas (Weighted U.S. Average) | Nitrous Oxide (Co2 eq) | 4.6 | 0 | C
325199 | 1003518 | 2023 | OB (Boiler, other) | Boiler U-15 (EU13) | Natural Gas (Weighted U.S. Average) | Carbon Dioxide Biogenic | 0 | 0 | C
325199 | 1003518 | 2023 | OB (Boiler, other) | Boiler U-15 (EU13) | Natural Gas (Weighted U.S. Average) | Carbon Dioxide Non-Biogenic | 11036.9 | 0 | C
325199 | 1003518 | 2023 | OB (Boiler, other) | Boiler U-15 (EU13) | Natural Gas (Weighted U.S. Average) | Carbon Dioxide Total | 11036.9 | 0 | C
325199 | 1003518 | 2023 | OB (Boiler, other) | Boiler U-15 (EU13) | Natural Gas (Weighted U.S. Average) | Methane | 0.21 | 0 | C
325199 | 1003518 | 2023 | OB (Boiler, other) | Boiler U-15 (EU13) | Natural Gas (Weighted U.S. Average) | Methane (Co2 eq) | 5.2 | 0 | C
325199 | 1003518 | 2023 | OB (Boiler, other) | Boiler U-15 (EU13) | Natural Gas (Weighted U.S. Average) | Nitrous Oxide | 0.021 | 0 | C
325199 | 1003518 | 2023 | OB (Boiler, other) | Boiler U-15 (EU13) | Natural Gas (Weighted U.S. Average) | Nitrous Oxide (Co2 eq) | 6.2 | 0 | C
325199 | 1003518 | 2023 | OB (Boiler, other) | Boiler U-17 (EU15) | Natural Gas (Weighted U.S. Average) | Carbon Dioxide Biogenic | 0 | 0 | C
325199 | 1003518 | 2023 | OB (Boiler, other) | Boiler U-17 (EU15) | Natural Gas (Weighted U.S. Average) | Carbon Dioxide Non-Biogenic | 4883.1 | 0 | C
325199 | 1003518 | 2023 | OB (Boiler, other) | Boiler U-17 (EU15) | Natural Gas (Weighted U.S. Average) | Carbon Dioxide Total | 4883.1 | 0 | C
325199 | 1003518 | 2023 | OB (Boiler, other) | Boiler U-17 (EU15) | Natural Gas (Weighted U.S. Average) | Methane | 0.09 | 0 | C
325199 | 1003518 | 2023 | OB (Boiler, other) | Boiler U-17 (EU15) | Natural Gas (Weighted U.S. Average) | Methane (Co2 eq) | 2.3 | 0 | C
325199 | 1003518 | 2023 | OB (Boiler, other) | Boiler U-17 (EU15) | Natural Gas (Weighted U.S. Average) | Nitrous Oxide | 0.009 | 0 | C
325199 | 1003518 | 2023 | OB (Boiler, other) | Boiler U-17 (EU15) | Natural Gas (Weighted U.S. Average) | Nitrous Oxide (Co2 eq) | 2.7 | 0 | C
325199 | 1003518 | 2023 | OB (Boiler, other) | Boiler U-3 (EU6) | Natural Gas (Weighted U.S. Average) | Carbon Dioxide Biogenic | 0 | 0 | C
325199 | 1003518 | 2023 | OB (Boiler, other) | Boiler U-3 (EU6) | Natural Gas (Weighted U.S. Average) | Carbon Dioxide Non-Biogenic | 2702.3 | 0 | C
325199 | 1003518 | 2023 | OB (Boiler, other) | Boiler U-3 (EU6) | Natural Gas (Weighted U.S. Average) | Carbon Dioxide Total | 2702.3 | 0 | C
325199 | 1003518 | 2023 | OB (Boiler, other) | Boiler U-3 (EU6) | Natural Gas (Weighted U.S. Average) | Methane | 0.05 | 0 | C
325199 | 1003518 | 2023 | OB (Boiler, other) | Boiler U-3 (EU6) | Natural Gas (Weighted U.S. Average) | Methane (Co2 eq) | 1.3 | 0 | C
325199 | 1003518 | 2023 | OB (Boiler, other) | Boiler U-3 (EU6) | Natural Gas (Weighted U.S. Average) | Nitrous Oxide | 0.005 | 0 | C
325199 | 1003518 | 2023 | OB (Boiler, other) | Boiler U-3 (EU6) | Natural Gas (Weighted U.S. Average) | Nitrous Oxide (Co2 eq) | 1.5 | 0 | C
325199 | 1003518 | 2023 | OB (Boiler, other) | Boiler U-7 (EU7) | Natural Gas (Weighted U.S. Average) | Carbon Dioxide Biogenic | 0 | 0 | C
325199 | 1003518 | 2023 | OB (Boiler, other) | Boiler U-7 (EU7) | Natural Gas (Weighted U.S. Average) | Carbon Dioxide Non-Biogenic | 4719.3 | 0 | C
325199 | 1003518 | 2023 | OB (Boiler, other) | Boiler U-7 (EU7) | Natural Gas (Weighted U.S. Average) | Carbon Dioxide Total | 4719.3 | 0 | C
325199 | 1003518 | 2023 | OB (Boiler, other) | Boiler U-7 (EU7) | Natural Gas (Weighted U.S. Average) | Methane | 0.09 | 0 | C
325199 | 1003518 | 2023 | OB (Boiler, other) | Boiler U-7 (EU7) | Natural Gas (Weighted U.S. Average) | Methane (Co2 eq) | 2.2 | 0 | C
325199 | 1003518 | 2023 | OB (Boiler, other) | Boiler U-7 (EU7) | Natural Gas (Weighted U.S. Average) | Nitrous Oxide | 0.009 | 0 | C
325199 | 1003518 | 2023 | OB (Boiler, other) | Boiler U-7 (EU7) | Natural Gas (Weighted U.S. Average) | Nitrous Oxide (Co2 eq) | 2.7 | 0 | C
325199 | 1003518 | 2023 | OB (Boiler, other) | Boiler U-9 (EU8) | Natural Gas (Weighted U.S. Average) | Carbon Dioxide Biogenic | 0 | 0 | C
325199 | 1003518 | 2023 | OB (Boiler, other) | Boiler U-9 (EU8) | Natural Gas (Weighted U.S. Average) | Carbon Dioxide Non-Biogenic | 8094.8 | 0 | C
325199 | 1003518 | 2023 | OB (Boiler, other) | Boiler U-9 (EU8) | Natural Gas (Weighted U.S. Average) | Carbon Dioxide Total | 8094.8 | 0 | C
325199 | 1003518 | 2023 | OB (Boiler, other) | Boiler U-9 (EU8) | Natural Gas (Weighted U.S. Average) | Methane | 0.15 | 0 | C
325199 | 1003518 | 2023 | OB (Boiler, other) | Boiler U-9 (EU8) | Natural Gas (Weighted U.S. Average) | Methane (Co2 eq) | 3.8 | 0 | C
325199 | 1003518 | 2023 | OB (Boiler, other) | Boiler U-9 (EU8) | Natural Gas (Weighted U.S. Average) | Nitrous Oxide | 0.015 | 0 | C
325199 | 1003518 | 2023 | OB (Boiler, other) | Boiler U-9 (EU8) | Natural Gas (Weighted U.S. Average) | Nitrous Oxide (Co2 eq) | 4.5 | 0 | C
325199 | 1003518 | 2023 |  | GP-Misc. Units | Natural Gas (Weighted U.S. Average) | Carbon Dioxide Biogenic | 0 | 0 | C
325199 | 1003518 | 2023 |  | GP-Misc. Units | Natural Gas (Weighted U.S. Average) | Carbon Dioxide Non-Biogenic | 4561.9 | 0 | C
325199 | 1003518 | 2023 |  | GP-Misc. Units | Natural Gas (Weighted U.S. Average) | Carbon Dioxide Total | 4561.9 | 0 | C
325199 | 1003518 | 2023 |  | GP-Misc. Units | Natural Gas (Weighted U.S. Average) | Methane | 0.09 | 0 | C
325199 | 1003518 | 2023 |  | GP-Misc. Units | Natural Gas (Weighted U.S. Average) | Methane (Co2 eq) | 2.1 | 0 | C
325199 | 1003518 | 2023 |  | GP-Misc. Units | Natural Gas (Weighted U.S. Average) | Nitrous Oxide | 0.009 | 0 | C
325199 | 1003518 | 2023 |  | GP-Misc. Units | Natural Gas (Weighted U.S. Average) | Nitrous Oxide (Co2 eq) | 2.6 | 0 | C
325199 | 1003518 | 2023 | PRH (Process Heater) | Heater U-1 (EU04) | Natural Gas (Weighted U.S. Average) | Carbon Dioxide Biogenic | 0 | 0 | C
325199 | 1003518 | 2023 | PRH (Process Heater) | Heater U-1 (EU04) | Natural Gas (Weighted U.S. Average) | Carbon Dioxide Non-Biogenic | 13327.7 | 0 | C
325199 | 1003518 | 2023 | PRH (Process Heater) | Heater U-1 (EU04) | Natural Gas (Weighted U.S. Average) | Carbon Dioxide Total | 13327.7 | 0 | C
325199 | 1003518 | 2023 | PRH (Process Heater) | Heater U-1 (EU04) | Natural Gas (Weighted U.S. Average) | Methane | 0.25 | 0 | C
325199 | 1003518 | 2023 | PRH (Process Heater) | Heater U-1 (EU04) | Natural Gas (Weighted U.S. Average) | Methane (Co2 eq) | 6.3 | 0 | C
325199 | 1003518 | 2023 | PRH (Process Heater) | Heater U-1 (EU04) | Natural Gas (Weighted U.S. Average) | Nitrous Oxide | 0.025 | 0 | C
325199 | 1003518 | 2023 | PRH (Process Heater) | Heater U-1 (EU04) | Natural Gas (Weighted U.S. Average) | Nitrous Oxide (Co2 eq) | 7.5 | 0 | C
325199 | 1003518 | 2023 | PRH (Process Heater) | Heater U-12 (EU-11) | Natural Gas (Weighted U.S. Average) | Carbon Dioxide Biogenic | 0 | 0 | C
325199 | 1003518 | 2023 | PRH (Process Heater) | Heater U-12 (EU-11) | Natural Gas (Weighted U.S. Average) | Carbon Dioxide Non-Biogenic | 819.5 | 0 | C
325199 | 1003518 | 2023 | PRH (Process Heater) | Heater U-12 (EU-11) | Natural Gas (Weighted U.S. Average) | Carbon Dioxide Total | 819.5 | 0 | C
325199 | 1003518 | 2023 | PRH (Process Heater) | Heater U-12 (EU-11) | Natural Gas (Weighted U.S. Average) | Methane | 0.02 | 0 | C
325199 | 1003518 | 2023 | PRH (Process Heater) | Heater U-12 (EU-11) | Natural Gas (Weighted U.S. Average) | Methane (Co2 eq) | 0.4 | 0 | C
325199 | 1003518 | 2023 | PRH (Process Heater) | Heater U-12 (EU-11) | Natural Gas (Weighted U.S. Average) | Nitrous Oxide | 0.002 | 0 | C
325199 | 1003518 | 2023 | PRH (Process Heater) | Heater U-12 (EU-11) | Natural Gas (Weighted U.S. Average) | Nitrous Oxide (Co2 eq) | 0.5 | 0 | C
325199 | 1003518 | 2023 | PRH (Process Heater) | Heater U-16 (EU14) | Natural Gas (Weighted U.S. Average) | Carbon Dioxide Biogenic | 0 | 0 | C
325199 | 1003518 | 2023 | PRH (Process Heater) | Heater U-16 (EU14) | Natural Gas (Weighted U.S. Average) | Carbon Dioxide Non-Biogenic | 1255.1 | 0 | C
325199 | 1003518 | 2023 | PRH (Process Heater) | Heater U-16 (EU14) | Natural Gas (Weighted U.S. Average) | Carbon Dioxide Total | 1255.1 | 0 | C
325199 | 1003518 | 2023 | PRH (Process Heater) | Heater U-16 (EU14) | Natural Gas (Weighted U.S. Average) | Methane | 0.02 | 0 | C
325199 | 1003518 | 2023 | PRH (Process Heater) | Heater U-16 (EU14) | Natural Gas (Weighted U.S. Average) | Methane (Co2 eq) | 0.6 | 0 | C
325199 | 1003518 | 2023 | PRH (Process Heater) | Heater U-16 (EU14) | Natural Gas (Weighted U.S. Average) | Nitrous Oxide | 0.002 | 0 | C
325199 | 1003518 | 2023 | PRH (Process Heater) | Heater U-16 (EU14) | Natural Gas (Weighted U.S. Average) | Nitrous Oxide (Co2 eq) | 0.7 | 0 | C
325199 | 1003518 | 2023 | RTO (Regenerative thermal oxidizer) | RTO X-100 | Natural Gas (Weighted U.S. Average) | Carbon Dioxide Biogenic | 0 | 0 | C
325199 | 1003518 | 2023 | RTO (Regenerative thermal oxidizer) | RTO X-100 | Natural Gas (Weighted U.S. Average) | Carbon Dioxide Non-Biogenic | 157.8 | 0 | C
325199 | 1003518 | 2023 | RTO (Regenerative thermal oxidizer) | RTO X-100 | Natural Gas (Weighted U.S. Average) | Carbon Dioxide Total | 157.8 | 0 | C
325199 | 1003518 | 2023 | RTO (Regenerative thermal oxidizer) | RTO X-100 | Natural Gas (Weighted U.S. Average) | Methane | 0 | 0 | C
325199 | 1003518 | 2023 | RTO (Regenerative thermal oxidizer) | RTO X-100 | Natural Gas (Weighted U.S. Average) | Methane (Co2 eq) | 0.1 | 0 | C
325199 | 1003518 | 2023 | RTO (Regenerative thermal oxidizer) | RTO X-100 | Natural Gas (Weighted U.S. Average) | Nitrous Oxide | 0 | 0 | C
325199 | 1003518 | 2023 | RTO (Regenerative thermal oxidizer) | RTO X-100 | Natural Gas (Weighted U.S. Average) | Nitrous Oxide (Co2 eq) | 0.1 | 0 | C
325199 | 1003518 | 2023 | RTO (Regenerative thermal oxidizer) | RTO X-150 | Natural Gas (Weighted U.S. Average) | Carbon Dioxide Biogenic | 0 | 0 | C
325199 | 1003518 | 2023 | RTO (Regenerative thermal oxidizer) | RTO X-150 | Natural Gas (Weighted U.S. Average) | Carbon Dioxide Non-Biogenic | 252 | 0 | C
325199 | 1003518 | 2023 | RTO (Regenerative thermal oxidizer) | RTO X-150 | Natural Gas (Weighted U.S. Average) | Carbon Dioxide Total | 252 | 0 | C
325199 | 1003518 | 2023 | RTO (Regenerative thermal oxidizer) | RTO X-150 | Natural Gas (Weighted U.S. Average) | Methane | 0 | 0 | C
325199 | 1003518 | 2023 | RTO (Regenerative thermal oxidizer) | RTO X-150 | Natural Gas (Weighted U.S. Average) | Methane (Co2 eq) | 0.1 | 0 | C
325199 | 1003518 | 2023 | RTO (Regenerative thermal oxidizer) | RTO X-150 | Natural Gas (Weighted U.S. Average) | Nitrous Oxide | 0 | 0 | C
325199 | 1003518 | 2023 | RTO (Regenerative thermal oxidizer) | RTO X-150 | Natural Gas (Weighted U.S. Average) | Nitrous Oxide (Co2 eq) | 0.1 | 0 | C
312120 | 1003525 | 2023 |  | GP-1 | Distillate Fuel Oil No. 2 | Carbon Dioxide Biogenic | 0 | 0 | C
312120 | 1003525 | 2023 |  | GP-1 | Distillate Fuel Oil No. 2 | Carbon Dioxide Non-Biogenic | 0 | 0 | C
312120 | 1003525 | 2023 |  | GP-1 | Distillate Fuel Oil No. 2 | Carbon Dioxide Total | 0 | 0 | C
312120 | 1003525 | 2023 |  | GP-1 | Distillate Fuel Oil No. 2 | Methane | 0 | 0 | C
312120 | 1003525 | 2023 |  | GP-1 | Distillate Fuel Oil No. 2 | Methane (Co2 eq) | 0 | 0 | C
312120 | 1003525 | 2023 |  | GP-1 | Distillate Fuel Oil No. 2 | Nitrous Oxide | 0 | 0 | C
312120 | 1003525 | 2023 |  | GP-1 | Distillate Fuel Oil No. 2 | Nitrous Oxide (Co2 eq) | 0 | 0 | C
312120 | 1003525 | 2023 |  | GP-1 | Natural Gas (Weighted U.S. Average) | Carbon Dioxide Biogenic | 0 | 0 | C
312120 | 1003525 | 2023 |  | GP-1 | Natural Gas (Weighted U.S. Average) | Carbon Dioxide Non-Biogenic | 20948.6 | 0 | C
312120 | 1003525 | 2023 |  | GP-1 | Natural Gas (Weighted U.S. Average) | Carbon Dioxide Total | 20948.6 | 0 | C
312120 | 1003525 | 2023 |  | GP-1 | Natural Gas (Weighted U.S. Average) | Methane | 0.39 | 0 | C
312120 | 1003525 | 2023 |  | GP-1 | Natural Gas (Weighted U.S. Average) | Methane (Co2 eq) | 9.9 | 0 | C
312120 | 1003525 | 2023 |  | GP-1 | Natural Gas (Weighted U.S. Average) | Nitrous Oxide | 0.039 | 0 | C
312120 | 1003525 | 2023 |  | GP-1 | Natural Gas (Weighted U.S. Average) | Nitrous Oxide (Co2 eq) | 11.8 | 0 | C
312120 | 1003525 | 2023 |  | GP-1 | Other Biomass Gases | Carbon Dioxide Biogenic | 1428.3 | 0 | C
312120 | 1003525 | 2023 |  | GP-1 | Other Biomass Gases | Carbon Dioxide Non-Biogenic | 0 | 0 | C
312120 | 1003525 | 2023 |  | GP-1 | Other Biomass Gases | Carbon Dioxide Total | 1428.3 | 0 | C
312120 | 1003525 | 2023 |  | GP-1 | Other Biomass Gases | Methane | 0.09 | 0 | C
312120 | 1003525 | 2023 |  | GP-1 | Other Biomass Gases | Methane (Co2 eq) | 2.2 | 0 | C
312120 | 1003525 | 2023 |  | GP-1 | Other Biomass Gases | Nitrous Oxide | 0.017 | 0 | C
312120 | 1003525 | 2023 |  | GP-1 | Other Biomass Gases | Nitrous Oxide (Co2 eq) | 5.1 | 0 | C
325180 | 1003533 | 2023 | OB (Boiler, other) | B-6B | Natural Gas (Weighted U.S. Average) | Carbon Dioxide Biogenic | 0 | 107243761 | C
325180 | 1003533 | 2023 | OB (Boiler, other) | B-6B | Natural Gas (Weighted U.S. Average) | Carbon Dioxide Non-Biogenic | 5810.9 | 107243761 | C
325180 | 1003533 | 2023 | OB (Boiler, other) | B-6B | Natural Gas (Weighted U.S. Average) | Carbon Dioxide Total | 5810.9 | 107243761 | C
325180 | 1003533 | 2023 | OB (Boiler, other) | B-6B | Natural Gas (Weighted U.S. Average) | Methane | 0.11 | 107243761 | C
325180 | 1003533 | 2023 | OB (Boiler, other) | B-6B | Natural Gas (Weighted U.S. Average) | Methane (Co2 eq) | 2.7 | 107243761 | C
325180 | 1003533 | 2023 | OB (Boiler, other) | B-6B | Natural Gas (Weighted U.S. Average) | Nitrous Oxide | 0.011 | 107243761 | C
325180 | 1003533 | 2023 | OB (Boiler, other) | B-6B | Natural Gas (Weighted U.S. Average) | Nitrous Oxide (Co2 eq) | 3.3 | 107243761 | C
325180 | 1003533 | 2023 |  | GP-1 | Natural Gas (Weighted U.S. Average) | Carbon Dioxide Biogenic | 0 | 994308373 | C
325180 | 1003533 | 2023 |  | GP-1 | Natural Gas (Weighted U.S. Average) | Carbon Dioxide Non-Biogenic | 53869 | 994308373 | C
325180 | 1003533 | 2023 |  | GP-1 | Natural Gas (Weighted U.S. Average) | Carbon Dioxide Total | 53869 | 994308373 | C
325180 | 1003533 | 2023 |  | GP-1 | Natural Gas (Weighted U.S. Average) | Methane | 1.02 | 994308373 | C
325180 | 1003533 | 2023 |  | GP-1 | Natural Gas (Weighted U.S. Average) | Methane (Co2 eq) | 25.4 | 994308373 | C
325180 | 1003533 | 2023 |  | GP-1 | Natural Gas (Weighted U.S. Average) | Nitrous Oxide | 0.102 | 994308373 | C
325180 | 1003533 | 2023 |  | GP-1 | Natural Gas (Weighted U.S. Average) | Nitrous Oxide (Co2 eq) | 30.3 | 994308373 | C
325180 | 1003533 | 2023 | Petrochemical process unit | Unit B1 |  | Carbon Dioxide | 49706.5 |  | X
325180 | 1003533 | 2023 | Petrochemical process unit | Unit B2 |  | Carbon Dioxide | 40488.5 |  | X
325180 | 1003533 | 2023 | Petrochemical process unit | Unit B4 |  | Carbon Dioxide | 34066.4 |  | X
325180 | 1003533 | 2023 | Petrochemical process unit | Unit T1 |  | Carbon Dioxide | 9497.4 |  | X
325199 | 1003551 | 2023 | OCS (Other combustion source) | CP-100 | Natural Gas (Weighted U.S. Average) | Carbon Dioxide Biogenic | 0 | 0 | C
325199 | 1003551 | 2023 | OCS (Other combustion source) | CP-100 | Natural Gas (Weighted U.S. Average) | Carbon Dioxide Non-Biogenic | 52357 | 0 | C
325199 | 1003551 | 2023 | OCS (Other combustion source) | CP-100 | Natural Gas (Weighted U.S. Average) | Carbon Dioxide Total | 52357 | 0 | C
325199 | 1003551 | 2023 | OCS (Other combustion source) | CP-100 | Natural Gas (Weighted U.S. Average) | Methane | 0.99 | 0 | C
325199 | 1003551 | 2023 | OCS (Other combustion source) | CP-100 | Natural Gas (Weighted U.S. Average) | Methane (Co2 eq) | 24.67 | 0 | C
325199 | 1003551 | 2023 | OCS (Other combustion source) | CP-100 | Natural Gas (Weighted U.S. Average) | Nitrous Oxide | 0.099 | 0 | C
325199 | 1003551 | 2023 | OCS (Other combustion source) | CP-100 | Natural Gas (Weighted U.S. Average) | Nitrous Oxide (Co2 eq) | 29.405 | 0 | C
312120 | 1003568 | 2023 |  | CP-1 | Natural Gas (Weighted U.S. Average) | Carbon Dioxide Biogenic | 0 | 0 | C
312120 | 1003568 | 2023 |  | CP-1 | Natural Gas (Weighted U.S. Average) | Carbon Dioxide Non-Biogenic | 213733.5 | 0 | C
312120 | 1003568 | 2023 |  | CP-1 | Natural Gas (Weighted U.S. Average) | Carbon Dioxide Total | 213733.5 | 0 | C
312120 | 1003568 | 2023 |  | CP-1 | Natural Gas (Weighted U.S. Average) | Methane | 4.03 | 0 | C
312120 | 1003568 | 2023 |  | CP-1 | Natural Gas (Weighted U.S. Average) | Methane (Co2 eq) | 100.7 | 0 | C
312120 | 1003568 | 2023 |  | CP-1 | Natural Gas (Weighted U.S. Average) | Nitrous Oxide | 0.403 | 0 | C
312120 | 1003568 | 2023 |  | CP-1 | Natural Gas (Weighted U.S. Average) | Nitrous Oxide (Co2 eq) | 120 | 0 | C
312120 | 1003568 | 2023 |  | CP-2 | Natural Gas (Weighted U.S. Average) | Carbon Dioxide Biogenic | 0 | 0 | C
312120 | 1003568 | 2023 |  | CP-2 | Natural Gas (Weighted U.S. Average) | Carbon Dioxide Non-Biogenic | 8993 | 0 | C
312120 | 1003568 | 2023 |  | CP-2 | Natural Gas (Weighted U.S. Average) | Carbon Dioxide Total | 8993 | 0 | C
312120 | 1003568 | 2023 |  | CP-2 | Natural Gas (Weighted U.S. Average) | Methane | 0.17 | 0 | C
312120 | 1003568 | 2023 |  | CP-2 | Natural Gas (Weighted U.S. Average) | Methane (Co2 eq) | 4.2 | 0 | C
312120 | 1003568 | 2023 |  | CP-2 | Natural Gas (Weighted U.S. Average) | Nitrous Oxide | 0.017 | 0 | C
312120 | 1003568 | 2023 |  | CP-2 | Natural Gas (Weighted U.S. Average) | Nitrous Oxide (Co2 eq) | 5.1 | 0 | C
312120 | 1003568 | 2023 |  | CP-3 | Natural Gas (Weighted U.S. Average) | Carbon Dioxide Biogenic | 0 | 0 | C
312120 | 1003568 | 2023 |  | CP-3 | Natural Gas (Weighted U.S. Average) | Carbon Dioxide Non-Biogenic | 1242.6 | 0 | C
312120 | 1003568 | 2023 |  | CP-3 | Natural Gas (Weighted U.S. Average) | Carbon Dioxide Total | 1242.6 | 0 | C
312120 | 1003568 | 2023 |  | CP-3 | Natural Gas (Weighted U.S. Average) | Methane | 0.02 | 0 | C
312120 | 1003568 | 2023 |  | CP-3 | Natural Gas (Weighted U.S. Average) | Methane (Co2 eq) | 0.6 | 0 | C
312120 | 1003568 | 2023 |  | CP-3 | Natural Gas (Weighted U.S. Average) | Nitrous Oxide | 0.002 | 0 | C
312120 | 1003568 | 2023 |  | CP-3 | Natural Gas (Weighted U.S. Average) | Nitrous Oxide (Co2 eq) | 0.7 | 0 | C
325180 | 1003570 | 2023 |  | GP-Bayport | Distillate Fuel Oil No. 2 | Carbon Dioxide Biogenic | 0 | 5185 | C
325180 | 1003570 | 2023 |  | GP-Bayport | Distillate Fuel Oil No. 2 | Carbon Dioxide Non-Biogenic | 52.9 | 5185 | C
325180 | 1003570 | 2023 |  | GP-Bayport | Distillate Fuel Oil No. 2 | Carbon Dioxide Total | 52.9 | 5185 | C
325180 | 1003570 | 2023 |  | GP-Bayport | Distillate Fuel Oil No. 2 | Methane | 0 | 5185 | C
325180 | 1003570 | 2023 |  | GP-Bayport | Distillate Fuel Oil No. 2 | Methane (Co2 eq) | 0.1 | 5185 | C
325180 | 1003570 | 2023 |  | GP-Bayport | Distillate Fuel Oil No. 2 | Nitrous Oxide | 0 | 5185 | C
325180 | 1003570 | 2023 |  | GP-Bayport | Distillate Fuel Oil No. 2 | Nitrous Oxide (Co2 eq) | 0.1 | 5185 | C
325180 | 1003570 | 2023 |  | GP-Bayport | Motor Gasoline | Carbon Dioxide Biogenic | 0 | 9799 | C
325180 | 1003570 | 2023 |  | GP-Bayport | Motor Gasoline | Carbon Dioxide Non-Biogenic | 86 | 9799 | C
325180 | 1003570 | 2023 |  | GP-Bayport | Motor Gasoline | Carbon Dioxide Total | 86 | 9799 | C
325180 | 1003570 | 2023 |  | GP-Bayport | Motor Gasoline | Methane | 0 | 9799 | C
325180 | 1003570 | 2023 |  | GP-Bayport | Motor Gasoline | Methane (Co2 eq) | 0.1 | 9799 | C
325180 | 1003570 | 2023 |  | GP-Bayport | Motor Gasoline | Nitrous Oxide | 0.001 | 9799 | C
325180 | 1003570 | 2023 |  | GP-Bayport | Motor Gasoline | Nitrous Oxide (Co2 eq) | 0.2 | 9799 | C
325180 | 1003570 | 2023 |  | GP-Bayport | Natural Gas (Weighted U.S. Average) | Carbon Dioxide Biogenic | 0 | 2069034126 | C
325180 | 1003570 | 2023 |  | GP-Bayport | Natural Gas (Weighted U.S. Average) | Carbon Dioxide Non-Biogenic | 112637.3 | 2069034126 | C
325180 | 1003570 | 2023 |  | GP-Bayport | Natural Gas (Weighted U.S. Average) | Carbon Dioxide Total | 112637.3 | 2069034126 | C
325180 | 1003570 | 2023 |  | GP-Bayport | Natural Gas (Weighted U.S. Average) | Methane | 2.12 | 2069034126 | C
325180 | 1003570 | 2023 |  | GP-Bayport | Natural Gas (Weighted U.S. Average) | Methane (Co2 eq) | 53.1 | 2069034126 | C
325180 | 1003570 | 2023 |  | GP-Bayport | Natural Gas (Weighted U.S. Average) | Nitrous Oxide | 0.212 | 2069034126 | C
325180 | 1003570 | 2023 |  | GP-Bayport | Natural Gas (Weighted U.S. Average) | Nitrous Oxide (Co2 eq) | 63.3 | 2069034126 | C
325193 | 1003573 | 2023 |  | CP-1 | Natural Gas (Weighted U.S. Average) | Carbon Dioxide Biogenic | 0 | 0 | C
325193 | 1003573 | 2023 |  | CP-1 | Natural Gas (Weighted U.S. Average) | Carbon Dioxide Non-Biogenic | 142058.1 | 0 | C
325193 | 1003573 | 2023 |  | CP-1 | Natural Gas (Weighted U.S. Average) | Carbon Dioxide Total | 142058.1 | 0 | C
325193 | 1003573 | 2023 |  | CP-1 | Natural Gas (Weighted U.S. Average) | Methane | 2.68 | 0 | C
325193 | 1003573 | 2023 |  | CP-1 | Natural Gas (Weighted U.S. Average) | Methane (Co2 eq) | 66.9 | 0 | C
325193 | 1003573 | 2023 |  | CP-1 | Natural Gas (Weighted U.S. Average) | Nitrous Oxide | 0.268 | 0 | C
325193 | 1003573 | 2023 |  | CP-1 | Natural Gas (Weighted U.S. Average) | Nitrous Oxide (Co2 eq) | 79.8 | 0 | C
311514 | 1003593 | 2023 |  | GP-1 | Distillate Fuel Oil No. 2 | Carbon Dioxide Biogenic | 0 | 0 | C
311514 | 1003593 | 2023 |  | GP-1 | Distillate Fuel Oil No. 2 | Carbon Dioxide Non-Biogenic | 4.5 | 0 | C
311514 | 1003593 | 2023 |  | GP-1 | Distillate Fuel Oil No. 2 | Carbon Dioxide Total | 4.5 | 0 | C
311514 | 1003593 | 2023 |  | GP-1 | Distillate Fuel Oil No. 2 | Methane | 0 | 0 | C
311514 | 1003593 | 2023 |  | GP-1 | Distillate Fuel Oil No. 2 | Methane (Co2 eq) | 0 | 0 | C
311514 | 1003593 | 2023 |  | GP-1 | Distillate Fuel Oil No. 2 | Nitrous Oxide | 0 | 0 | C
311514 | 1003593 | 2023 |  | GP-1 | Distillate Fuel Oil No. 2 | Nitrous Oxide (Co2 eq) | 0 | 0 | C
311514 | 1003593 | 2023 |  | GP-1 | Natural Gas (Weighted U.S. Average) | Carbon Dioxide Biogenic | 0 | 0 | C
311514 | 1003593 | 2023 |  | GP-1 | Natural Gas (Weighted U.S. Average) | Carbon Dioxide Non-Biogenic | 42437.9 | 0 | C
311514 | 1003593 | 2023 |  | GP-1 | Natural Gas (Weighted U.S. Average) | Carbon Dioxide Total | 42437.9 | 0 | C
311514 | 1003593 | 2023 |  | GP-1 | Natural Gas (Weighted U.S. Average) | Methane | 0.8 | 0 | C
311514 | 1003593 | 2023 |  | GP-1 | Natural Gas (Weighted U.S. Average) | Methane (Co2 eq) | 20 | 0 | C
311514 | 1003593 | 2023 |  | GP-1 | Natural Gas (Weighted U.S. Average) | Nitrous Oxide | 0.08 | 0 | C
311514 | 1003593 | 2023 |  | GP-1 | Natural Gas (Weighted U.S. Average) | Nitrous Oxide (Co2 eq) | 23.8 | 0 | C
325412 | 1003595 | 2023 |  | CP-1 | Natural Gas (Weighted U.S. Average) | Carbon Dioxide Biogenic | 0 | 0 | C
325412 | 1003595 | 2023 |  | CP-1 | Natural Gas (Weighted U.S. Average) | Carbon Dioxide Non-Biogenic | 39958.6 | 0 | C
325412 | 1003595 | 2023 |  | CP-1 | Natural Gas (Weighted U.S. Average) | Carbon Dioxide Total | 39958.6 | 0 | C
325412 | 1003595 | 2023 |  | CP-1 | Natural Gas (Weighted U.S. Average) | Methane | 0.75 | 0 | C
325412 | 1003595 | 2023 |  | CP-1 | Natural Gas (Weighted U.S. Average) | Methane (Co2 eq) | 18.8 | 0 | C
325412 | 1003595 | 2023 |  | CP-1 | Natural Gas (Weighted U.S. Average) | Nitrous Oxide | 0.075 | 0 | C
325412 | 1003595 | 2023 |  | CP-1 | Natural Gas (Weighted U.S. Average) | Nitrous Oxide (Co2 eq) | 22.4 | 0 | C
325412 | 1003595 | 2023 |  | GP-1 | Distillate Fuel Oil No. 2 | Carbon Dioxide Biogenic | 0 | 0 | C
325412 | 1003595 | 2023 |  | GP-1 | Distillate Fuel Oil No. 2 | Carbon Dioxide Non-Biogenic | 608.4 | 0 | C
325412 | 1003595 | 2023 |  | GP-1 | Distillate Fuel Oil No. 2 | Carbon Dioxide Total | 608.4 | 0 | C
325412 | 1003595 | 2023 |  | GP-1 | Distillate Fuel Oil No. 2 | Methane | 0.02 | 0 | C
325412 | 1003595 | 2023 |  | GP-1 | Distillate Fuel Oil No. 2 | Methane (Co2 eq) | 0.6 | 0 | C
325412 | 1003595 | 2023 |  | GP-1 | Distillate Fuel Oil No. 2 | Nitrous Oxide | 0.005 | 0 | C
325412 | 1003595 | 2023 |  | GP-1 | Distillate Fuel Oil No. 2 | Nitrous Oxide (Co2 eq) | 1.5 | 0 | C
325412 | 1003595 | 2023 |  | GP-2 | Distillate Fuel Oil No. 2 | Carbon Dioxide Biogenic | 0 | 0 | C
325412 | 1003595 | 2023 |  | GP-2 | Distillate Fuel Oil No. 2 | Carbon Dioxide Non-Biogenic | 4.6 | 0 | C
325412 | 1003595 | 2023 |  | GP-2 | Distillate Fuel Oil No. 2 | Carbon Dioxide Total | 4.6 | 0 | C
325412 | 1003595 | 2023 |  | GP-2 | Distillate Fuel Oil No. 2 | Methane | 0 | 0 | C
325412 | 1003595 | 2023 |  | GP-2 | Distillate Fuel Oil No. 2 | Methane (Co2 eq) | 0 | 0 | C
325412 | 1003595 | 2023 |  | GP-2 | Distillate Fuel Oil No. 2 | Nitrous Oxide | 0 | 0 | C
325412 | 1003595 | 2023 |  | GP-2 | Distillate Fuel Oil No. 2 | Nitrous Oxide (Co2 eq) | 0 | 0 | C
322120 | 1003607 | 2023 |  | CP-Boilers and Paper Machine Hoods | Natural Gas (Weighted U.S. Average) | Carbon Dioxide Biogenic | 0 | 0 | C
322120 | 1003607 | 2023 |  | CP-Boilers and Paper Machine Hoods | Natural Gas (Weighted U.S. Average) | Carbon Dioxide Non-Biogenic | 29390.6 | 0 | C
322120 | 1003607 | 2023 |  | CP-Boilers and Paper Machine Hoods | Natural Gas (Weighted U.S. Average) | Carbon Dioxide Total | 29390.6 | 0 | C
322120 | 1003607 | 2023 |  | CP-Boilers and Paper Machine Hoods | Natural Gas (Weighted U.S. Average) | Methane | 0.55 | 0 | C
322120 | 1003607 | 2023 |  | CP-Boilers and Paper Machine Hoods | Natural Gas (Weighted U.S. Average) | Methane (Co2 eq) | 13.8 | 0 | C
322120 | 1003607 | 2023 |  | CP-Boilers and Paper Machine Hoods | Natural Gas (Weighted U.S. Average) | Nitrous Oxide | 0.055 | 0 | C
322120 | 1003607 | 2023 |  | CP-Boilers and Paper Machine Hoods | Natural Gas (Weighted U.S. Average) | Nitrous Oxide (Co2 eq) | 16.5 | 0 | C
322120 | 1003607 | 2023 |  | CP-Boilers and Paper Machine Hoods | Propane Gas | Carbon Dioxide Biogenic | 0 | 0 | C
322120 | 1003607 | 2023 |  | CP-Boilers and Paper Machine Hoods | Propane Gas | Carbon Dioxide Non-Biogenic | 0 | 0 | C
322120 | 1003607 | 2023 |  | CP-Boilers and Paper Machine Hoods | Propane Gas | Carbon Dioxide Total | 0 | 0 | C
322120 | 1003607 | 2023 |  | CP-Boilers and Paper Machine Hoods | Propane Gas | Methane | 0 | 0 | C
322120 | 1003607 | 2023 |  | CP-Boilers and Paper Machine Hoods | Propane Gas | Methane (Co2 eq) | 0 | 0 | C
322120 | 1003607 | 2023 |  | CP-Boilers and Paper Machine Hoods | Propane Gas | Nitrous Oxide | 0 | 0 | C
322120 | 1003607 | 2023 |  | CP-Boilers and Paper Machine Hoods | Propane Gas | Nitrous Oxide (Co2 eq) | 0 | 0 | C
322120 | 1003607 | 2023 |  | CP-Make Up Air Units, Main Building | Propane Gas | Carbon Dioxide Biogenic | 0 | 781415.88 | C
322120 | 1003607 | 2023 |  | CP-Make Up Air Units, Main Building | Propane Gas | Carbon Dioxide Non-Biogenic | 120.8 | 781415.88 | C
322120 | 1003607 | 2023 |  | CP-Make Up Air Units, Main Building | Propane Gas | Carbon Dioxide Total | 120.8 | 781415.88 | C
322120 | 1003607 | 2023 |  | CP-Make Up Air Units, Main Building | Propane Gas | Methane | 0.01 | 781415.88 | C
322120 | 1003607 | 2023 |  | CP-Make Up Air Units, Main Building | Propane Gas | Methane (Co2 eq) | 0.1 | 781415.88 | C
322120 | 1003607 | 2023 |  | CP-Make Up Air Units, Main Building | Propane Gas | Nitrous Oxide | 0.001 | 781415.88 | C
322120 | 1003607 | 2023 |  | CP-Make Up Air Units, Main Building | Propane Gas | Nitrous Oxide (Co2 eq) | 0.4 | 781415.88 | C
325220 | 1003609 | 2023 |  | GP-LFI01 | Natural Gas (Weighted U.S. Average) | Carbon Dioxide Biogenic | 0 | 0 | C
325220 | 1003609 | 2023 |  | GP-LFI01 | Natural Gas (Weighted U.S. Average) | Carbon Dioxide Non-Biogenic | 63505 | 0 | C
325220 | 1003609 | 2023 |  | GP-LFI01 | Natural Gas (Weighted U.S. Average) | Carbon Dioxide Total | 63505 | 0 | C
325220 | 1003609 | 2023 |  | GP-LFI01 | Natural Gas (Weighted U.S. Average) | Methane | 1.2 | 0 | C
325220 | 1003609 | 2023 |  | GP-LFI01 | Natural Gas (Weighted U.S. Average) | Methane (Co2 eq) | 29.9 | 0 | C
325220 | 1003609 | 2023 |  | GP-LFI01 | Natural Gas (Weighted U.S. Average) | Nitrous Oxide | 0.12 | 0 | C
325220 | 1003609 | 2023 |  | GP-LFI01 | Natural Gas (Weighted U.S. Average) | Nitrous Oxide (Co2 eq) | 35.7 | 0 | C
322120 | 1003633 | 2023 |  | GP- Comfort Heaters | Natural Gas (Weighted U.S. Average) | Carbon Dioxide Biogenic | 0 | 0 | C
322120 | 1003633 | 2023 |  | GP- Comfort Heaters | Natural Gas (Weighted U.S. Average) | Carbon Dioxide Non-Biogenic | 12133.3 | 0 | C
322120 | 1003633 | 2023 |  | GP- Comfort Heaters | Natural Gas (Weighted U.S. Average) | Carbon Dioxide Total | 12133.3 | 0 | C
322120 | 1003633 | 2023 |  | GP- Comfort Heaters | Natural Gas (Weighted U.S. Average) | Methane | 0.23 | 0 | C
322120 | 1003633 | 2023 |  | GP- Comfort Heaters | Natural Gas (Weighted U.S. Average) | Methane (Co2 eq) | 5.7 | 0 | C
322120 | 1003633 | 2023 |  | GP- Comfort Heaters | Natural Gas (Weighted U.S. Average) | Nitrous Oxide | 0.023 | 0 | C
322120 | 1003633 | 2023 |  | GP- Comfort Heaters | Natural Gas (Weighted U.S. Average) | Nitrous Oxide (Co2 eq) | 6.8 | 0 | C
322120 | 1003633 | 2023 | S (Stoker Boiler) | Hog Fuel Boiler - SN-05 | Natural Gas (Weighted U.S. Average) | Carbon Dioxide Biogenic | 0 | 0 | C
322120 | 1003633 | 2023 | S (Stoker Boiler) | Hog Fuel Boiler - SN-05 | Natural Gas (Weighted U.S. Average) | Carbon Dioxide Non-Biogenic | 147.9 | 0 | C
322120 | 1003633 | 2023 | S (Stoker Boiler) | Hog Fuel Boiler - SN-05 | Natural Gas (Weighted U.S. Average) | Carbon Dioxide Total | 147.9 | 0 | C
322120 | 1003633 | 2023 | S (Stoker Boiler) | Hog Fuel Boiler - SN-05 | Natural Gas (Weighted U.S. Average) | Methane | 0 | 0 | C
322120 | 1003633 | 2023 | S (Stoker Boiler) | Hog Fuel Boiler - SN-05 | Natural Gas (Weighted U.S. Average) | Methane (Co2 eq) | 0.1 | 0 | C
322120 | 1003633 | 2023 | S (Stoker Boiler) | Hog Fuel Boiler - SN-05 | Natural Gas (Weighted U.S. Average) | Nitrous Oxide | 0 | 0 | C
322120 | 1003633 | 2023 | S (Stoker Boiler) | Hog Fuel Boiler - SN-05 | Natural Gas (Weighted U.S. Average) | Nitrous Oxide (Co2 eq) | 0.1 | 0 | C
322120 | 1003633 | 2023 | S (Stoker Boiler) | Hog Fuel Boiler - SN-05 | Wood and Wood Residuals (dry basis) | Carbon Dioxide Biogenic | 49016.6 | 0 | C
322120 | 1003633 | 2023 | S (Stoker Boiler) | Hog Fuel Boiler - SN-05 | Wood and Wood Residuals (dry basis) | Carbon Dioxide Non-Biogenic | 0 | 0 | C
322120 | 1003633 | 2023 | S (Stoker Boiler) | Hog Fuel Boiler - SN-05 | Wood and Wood Residuals (dry basis) | Carbon Dioxide Total | 49016.6 | 0 | C
322120 | 1003633 | 2023 | S (Stoker Boiler) | Hog Fuel Boiler - SN-05 | Wood and Wood Residuals (dry basis) | Methane | 3.76 | 0 | C
322120 | 1003633 | 2023 | S (Stoker Boiler) | Hog Fuel Boiler - SN-05 | Wood and Wood Residuals (dry basis) | Methane (Co2 eq) | 94.1 | 0 | C
322120 | 1003633 | 2023 | S (Stoker Boiler) | Hog Fuel Boiler - SN-05 | Wood and Wood Residuals (dry basis) | Nitrous Oxide | 1.881 | 0 | C
322120 | 1003633 | 2023 | S (Stoker Boiler) | Hog Fuel Boiler - SN-05 | Wood and Wood Residuals (dry basis) | Nitrous Oxide (Co2 eq) | 560.6 | 0 | C
322120 | 1003633 | 2023 | Pulp Mill Lime Kiln | Lime Kiln SN-01 |  | Carbon Dioxide Biogenic (Spent Liquor) | 0 |  | AA
322120 | 1003633 | 2023 | Pulp Mill Lime Kiln | Lime Kiln SN-01 |  | Carbon Dioxide Non-Biogenic | 5231.6 |  | AA
322120 | 1003633 | 2023 | Pulp Mill Lime Kiln | Lime Kiln SN-01 |  | Methane | 0.1 |  | AA
322120 | 1003633 | 2023 | Pulp Mill Lime Kiln | Lime Kiln SN-01 |  | Methane Spent Liquor | 0 |  | AA
322120 | 1003633 | 2023 | Pulp Mill Lime Kiln | Lime Kiln SN-01 |  | Nitrous Oxide | 0.01 |  | AA
322120 | 1003633 | 2023 | Pulp Mill Lime Kiln | Lime Kiln SN-01 |  | Nitrous Oxide Spent Liquor | 0 |  | AA
322120 | 1003633 | 2023 | PD (Product or intermediate product dryer) | Paper Machine Dry End - SN-15 | Natural Gas (Weighted U.S. Average) | Carbon Dioxide Biogenic | 0 | 0 | C
322120 | 1003633 | 2023 | PD (Product or intermediate product dryer) | Paper Machine Dry End - SN-15 | Natural Gas (Weighted U.S. Average) | Carbon Dioxide Non-Biogenic | 25.1 | 0 | C
322120 | 1003633 | 2023 | PD (Product or intermediate product dryer) | Paper Machine Dry End - SN-15 | Natural Gas (Weighted U.S. Average) | Carbon Dioxide Total | 25.1 | 0 | C
322120 | 1003633 | 2023 | PD (Product or intermediate product dryer) | Paper Machine Dry End - SN-15 | Natural Gas (Weighted U.S. Average) | Methane | 0 | 0 | C
322120 | 1003633 | 2023 | PD (Product or intermediate product dryer) | Paper Machine Dry End - SN-15 | Natural Gas (Weighted U.S. Average) | Methane (Co2 eq) | 0 | 0 | C
322120 | 1003633 | 2023 | PD (Product or intermediate product dryer) | Paper Machine Dry End - SN-15 | Natural Gas (Weighted U.S. Average) | Nitrous Oxide | 0 | 0 | C
322120 | 1003633 | 2023 | PD (Product or intermediate product dryer) | Paper Machine Dry End - SN-15 | Natural Gas (Weighted U.S. Average) | Nitrous Oxide (Co2 eq) | 0 | 0 | C
322120 | 1003633 | 2023 | OB (Boiler, other) | Power Boiler - SN-06 | Natural Gas (Weighted U.S. Average) | Carbon Dioxide Biogenic | 0 | 0 | C
322120 | 1003633 | 2023 | OB (Boiler, other) | Power Boiler - SN-06 | Natural Gas (Weighted U.S. Average) | Carbon Dioxide Non-Biogenic | 35349.7 | 0 | C
322120 | 1003633 | 2023 | OB (Boiler, other) | Power Boiler - SN-06 | Natural Gas (Weighted U.S. Average) | Carbon Dioxide Total | 35349.7 | 0 | C
322120 | 1003633 | 2023 | OB (Boiler, other) | Power Boiler - SN-06 | Natural Gas (Weighted U.S. Average) | Methane | 0.67 | 0 | C
322120 | 1003633 | 2023 | OB (Boiler, other) | Power Boiler - SN-06 | Natural Gas (Weighted U.S. Average) | Methane (Co2 eq) | 16.7 | 0 | C
322120 | 1003633 | 2023 | OB (Boiler, other) | Power Boiler - SN-06 | Natural Gas (Weighted U.S. Average) | Nitrous Oxide | 0.067 | 0 | C
322120 | 1003633 | 2023 | OB (Boiler, other) | Power Boiler - SN-06 | Natural Gas (Weighted U.S. Average) | Nitrous Oxide (Co2 eq) | 19.9 | 0 | C
322120 | 1003633 | 2023 | Chemical Recovery Furnace | Recovery Boiler |  | Carbon Dioxide Biogenic (Spent Liquor) | 124591.7 |  | AA | [9 empty] | 67 | 1958 | CE | 0.8 |  |  |  | 600 | 450
322120 | 1003633 | 2023 | Chemical Recovery Furnace | Recovery Boiler |  | Carbon Dioxide Non-Biogenic | 2554.5 |  | AA | [9 empty] | 67 | 1958 | CE | 0.8 |  |  |  | 600 | 450
322120 | 1003633 | 2023 | Chemical Recovery Furnace | Recovery Boiler |  | Methane | 0.05 |  | AA | [9 empty] | 67 | 1958 | CE | 0.8 |  |  |  | 600 | 450
322120 | 1003633 | 2023 | Chemical Recovery Furnace | Recovery Boiler |  | Methane Spent Liquor | 2.51 |  | AA | [9 empty] | 67 | 1958 | CE | 0.8 |  |  |  | 600 | 450
322120 | 1003633 | 2023 | Chemical Recovery Furnace | Recovery Boiler |  | Nitrous Oxide | 0.005 |  | AA | [9 empty] | 67 | 1958 | CE | 0.8 |  |  |  | 600 | 450
322120 | 1003633 | 2023 | Chemical Recovery Furnace | Recovery Boiler |  | Nitrous Oxide Spent Liquor | 0.554 |  | AA | [9 empty] | 67 | 1958 | CE | 0.8 |  |  |  | 600 | 450
325311 | 1003636 | 2023 |  | 1 |  | Nitrous Oxide | 11.4689 |  | V
325311 | 1003636 | 2023 | RCO (Regenerative catalytic oxidizer) | Butane Combustor | Butane | Carbon Dioxide Biogenic | 0 | 0 | C
325311 | 1003636 | 2023 | RCO (Regenerative catalytic oxidizer) | Butane Combustor | Butane | Carbon Dioxide Non-Biogenic | 6424.2 | 0 | C
325311 | 1003636 | 2023 | RCO (Regenerative catalytic oxidizer) | Butane Combustor | Butane | Carbon Dioxide Total | 6424.2 | 0 | C
325311 | 1003636 | 2023 | RCO (Regenerative catalytic oxidizer) | Butane Combustor | Butane | Methane | 0.3 | 0 | C
325311 | 1003636 | 2023 | RCO (Regenerative catalytic oxidizer) | Butane Combustor | Butane | Methane (Co2 eq) | 7.4 | 0 | C
325311 | 1003636 | 2023 | RCO (Regenerative catalytic oxidizer) | Butane Combustor | Butane | Nitrous Oxide | 0.06 | 0 | C
325311 | 1003636 | 2023 | RCO (Regenerative catalytic oxidizer) | Butane Combustor | Butane | Nitrous Oxide (Co2 eq) | 17.7 | 0 | C
325311 | 1003636 | 2023 |  | GP- Shop & Admin Meter | Natural Gas (Weighted U.S. Average) | Carbon Dioxide Biogenic | 0 | 0 | C
325311 | 1003636 | 2023 |  | GP- Shop & Admin Meter | Natural Gas (Weighted U.S. Average) | Carbon Dioxide Non-Biogenic | 23.4 | 0 | C
325311 | 1003636 | 2023 |  | GP- Shop & Admin Meter | Natural Gas (Weighted U.S. Average) | Carbon Dioxide Total | 23.4 | 0 | C
325311 | 1003636 | 2023 |  | GP- Shop & Admin Meter | Natural Gas (Weighted U.S. Average) | Methane | 0 | 0 | C
325311 | 1003636 | 2023 |  | GP- Shop & Admin Meter | Natural Gas (Weighted U.S. Average) | Methane (Co2 eq) | 0 | 0 | C
325311 | 1003636 | 2023 |  | GP- Shop & Admin Meter | Natural Gas (Weighted U.S. Average) | Nitrous Oxide | 0 | 0 | C
325311 | 1003636 | 2023 |  | GP- Shop & Admin Meter | Natural Gas (Weighted U.S. Average) | Nitrous Oxide (Co2 eq) | 0 | 0 | C
325311 | 1003636 | 2023 |  | GP-Process Meter | Natural Gas (Weighted U.S. Average) | Carbon Dioxide Biogenic | 0 | 0 | C
325311 | 1003636 | 2023 |  | GP-Process Meter | Natural Gas (Weighted U.S. Average) | Carbon Dioxide Non-Biogenic | 194.4 | 0 | C
325311 | 1003636 | 2023 |  | GP-Process Meter | Natural Gas (Weighted U.S. Average) | Carbon Dioxide Total | 194.4 | 0 | C
325311 | 1003636 | 2023 |  | GP-Process Meter | Natural Gas (Weighted U.S. Average) | Methane | 0 | 0 | C
325311 | 1003636 | 2023 |  | GP-Process Meter | Natural Gas (Weighted U.S. Average) | Methane (Co2 eq) | 0.1 | 0 | C
325311 | 1003636 | 2023 |  | GP-Process Meter | Natural Gas (Weighted U.S. Average) | Nitrous Oxide | 0 | 0 | C
325311 | 1003636 | 2023 |  | GP-Process Meter | Natural Gas (Weighted U.S. Average) | Nitrous Oxide (Co2 eq) | 0.1 | 0 | C
325193 | 1003637 | 2023 |  | GP-001 | Natural Gas (Weighted U.S. Average) | Carbon Dioxide Biogenic | 0 | 0 | C
325193 | 1003637 | 2023 |  | GP-001 | Natural Gas (Weighted U.S. Average) | Carbon Dioxide Non-Biogenic | 164788.7 | 0 | C
325193 | 1003637 | 2023 |  | GP-001 | Natural Gas (Weighted U.S. Average) | Carbon Dioxide Total | 164788.7 | 0 | C
325193 | 1003637 | 2023 |  | GP-001 | Natural Gas (Weighted U.S. Average) | Methane | 3.11 | 0 | C
325193 | 1003637 | 2023 |  | GP-001 | Natural Gas (Weighted U.S. Average) | Methane (Co2 eq) | 77.6 | 0 | C
325193 | 1003637 | 2023 |  | GP-001 | Natural Gas (Weighted U.S. Average) | Nitrous Oxide | 0.311 | 0 | C
325193 | 1003637 | 2023 |  | GP-001 | Natural Gas (Weighted U.S. Average) | Nitrous Oxide (Co2 eq) | 92.5 | 0 | C
325211 | 1003654 | 2023 |  | GP-ALL | Natural Gas (Weighted U.S. Average) | Carbon Dioxide Biogenic | 0 | 496044843.8391 | C
325211 | 1003654 | 2023 |  | GP-ALL | Natural Gas (Weighted U.S. Average) | Carbon Dioxide Non-Biogenic | 26866.2 | 496044843.8391 | C
325211 | 1003654 | 2023 |  | GP-ALL | Natural Gas (Weighted U.S. Average) | Carbon Dioxide Total | 26866.2 | 496044843.8391 | C
325211 | 1003654 | 2023 |  | GP-ALL | Natural Gas (Weighted U.S. Average) | Methane | 0.51 | 496044843.8391 | C
325211 | 1003654 | 2023 |  | GP-ALL | Natural Gas (Weighted U.S. Average) | Methane (Co2 eq) | 12.7 | 496044843.8391 | C
325211 | 1003654 | 2023 |  | GP-ALL | Natural Gas (Weighted U.S. Average) | Nitrous Oxide | 0.051 | 496044843.8391 | C
325211 | 1003654 | 2023 |  | GP-ALL | Natural Gas (Weighted U.S. Average) | Nitrous Oxide (Co2 eq) | 15.1 | 496044843.8391 | C
325110 | 1003655 | 2023 | Flare | Co Products Flare |  | Carbon Dioxide | 1228.1 |  | X
325110 | 1003655 | 2023 | Flare | Co Products Flare |  | Methane | 3.71 |  | X
325110 | 1003655 | 2023 | Flare | Co Products Flare |  | Nitrous Oxide | 0.012 |  | X
325110 | 1003655 | 2023 | PRH (Process Heater) | P1 Furnace 1 | Fuel Gas | Carbon Dioxide Biogenic | 0 | 2969366298.0519 | C
325110 | 1003655 | 2023 | PRH (Process Heater) | P1 Furnace 1 | Fuel Gas | Carbon Dioxide Non-Biogenic | 51483.8 | 2969366298.0519 | C
325110 | 1003655 | 2023 | PRH (Process Heater) | P1 Furnace 1 | Fuel Gas | Carbon Dioxide Total | 51483.8 | 2969366298.0519 | C
325110 | 1003655 | 2023 | PRH (Process Heater) | P1 Furnace 1 | Fuel Gas | Methane | 12.36 | 2969366298.0519 | C
325110 | 1003655 | 2023 | PRH (Process Heater) | P1 Furnace 1 | Fuel Gas | Methane (Co2 eq) | 309.1 | 2969366298.0519 | C
325110 | 1003655 | 2023 | PRH (Process Heater) | P1 Furnace 1 | Fuel Gas | Nitrous Oxide | 2.473 | 2969366298.0519 | C
325110 | 1003655 | 2023 | PRH (Process Heater) | P1 Furnace 1 | Fuel Gas | Nitrous Oxide (Co2 eq) | 736.9 | 2969366298.0519 | C
325110 | 1003655 | 2023 | PRH (Process Heater) | P1 Furnace 2 | Fuel Gas | Carbon Dioxide Biogenic | 0 | 2839221648.5577 | C
325110 | 1003655 | 2023 | PRH (Process Heater) | P1 Furnace 2 | Fuel Gas | Carbon Dioxide Non-Biogenic | 48858.6 | 2839221648.5577 | C
325110 | 1003655 | 2023 | PRH (Process Heater) | P1 Furnace 2 | Fuel Gas | Carbon Dioxide Total | 48858.6 | 2839221648.5577 | C
325110 | 1003655 | 2023 | PRH (Process Heater) | P1 Furnace 2 | Fuel Gas | Methane | 11.82 | 2839221648.5577 | C
325110 | 1003655 | 2023 | PRH (Process Heater) | P1 Furnace 2 | Fuel Gas | Methane (Co2 eq) | 295.6 | 2839221648.5577 | C
325110 | 1003655 | 2023 | PRH (Process Heater) | P1 Furnace 2 | Fuel Gas | Nitrous Oxide | 2.365 | 2839221648.5577 | C
325110 | 1003655 | 2023 | PRH (Process Heater) | P1 Furnace 2 | Fuel Gas | Nitrous Oxide (Co2 eq) | 704.6 | 2839221648.5577 | C
325110 | 1003655 | 2023 | PRH (Process Heater) | P1 Furnace 3 | Fuel Gas | Carbon Dioxide Biogenic | 0 | 2934681328.762 | C
325110 | 1003655 | 2023 | PRH (Process Heater) | P1 Furnace 3 | Fuel Gas | Carbon Dioxide Non-Biogenic | 50826.4 | 2934681328.762 | C
325110 | 1003655 | 2023 | PRH (Process Heater) | P1 Furnace 3 | Fuel Gas | Carbon Dioxide Total | 50826.4 | 2934681328.762 | C
325110 | 1003655 | 2023 | PRH (Process Heater) | P1 Furnace 3 | Fuel Gas | Methane | 12.22 | 2934681328.762 | C
325110 | 1003655 | 2023 | PRH (Process Heater) | P1 Furnace 3 | Fuel Gas | Methane (Co2 eq) | 305.5 | 2934681328.762 | C
325110 | 1003655 | 2023 | PRH (Process Heater) | P1 Furnace 3 | Fuel Gas | Nitrous Oxide | 2.444 | 2934681328.762 | C
325110 | 1003655 | 2023 | PRH (Process Heater) | P1 Furnace 3 | Fuel Gas | Nitrous Oxide (Co2 eq) | 728.3 | 2934681328.762 | C
325110 | 1003655 | 2023 | PRH (Process Heater) | P1 Furnace 4 | Fuel Gas | Carbon Dioxide Biogenic | 0 | 2706167789.404 | C
325110 | 1003655 | 2023 | PRH (Process Heater) | P1 Furnace 4 | Fuel Gas | Carbon Dioxide Non-Biogenic | 46414.7 | 2706167789.404 | C
325110 | 1003655 | 2023 | PRH (Process Heater) | P1 Furnace 4 | Fuel Gas | Carbon Dioxide Total | 46414.7 | 2706167789.404 | C
325110 | 1003655 | 2023 | PRH (Process Heater) | P1 Furnace 4 | Fuel Gas | Methane | 11.27 | 2706167789.404 | C
325110 | 1003655 | 2023 | PRH (Process Heater) | P1 Furnace 4 | Fuel Gas | Methane (Co2 eq) | 281.7 | 2706167789.404 | C
325110 | 1003655 | 2023 | PRH (Process Heater) | P1 Furnace 4 | Fuel Gas | Nitrous Oxide | 2.254 | 2706167789.404 | C
325110 | 1003655 | 2023 | PRH (Process Heater) | P1 Furnace 4 | Fuel Gas | Nitrous Oxide (Co2 eq) | 671.6 | 2706167789.404 | C
325110 | 1003655 | 2023 | PRH (Process Heater) | P1 Furnace 5 | Fuel Gas | Carbon Dioxide Biogenic | 0 | 2833944302.3606 | C
325110 | 1003655 | 2023 | PRH (Process Heater) | P1 Furnace 5 | Fuel Gas | Carbon Dioxide Non-Biogenic | 49395.2 | 2833944302.3606 | C
325110 | 1003655 | 2023 | PRH (Process Heater) | P1 Furnace 5 | Fuel Gas | Carbon Dioxide Total | 49395.2 | 2833944302.3606 | C
325110 | 1003655 | 2023 | PRH (Process Heater) | P1 Furnace 5 | Fuel Gas | Methane | 11.8 | 2833944302.3606 | C
325110 | 1003655 | 2023 | PRH (Process Heater) | P1 Furnace 5 | Fuel Gas | Methane (Co2 eq) | 295 | 2833944302.3606 | C
325110 | 1003655 | 2023 | PRH (Process Heater) | P1 Furnace 5 | Fuel Gas | Nitrous Oxide | 2.36 | 2833944302.3606 | C
325110 | 1003655 | 2023 | PRH (Process Heater) | P1 Furnace 5 | Fuel Gas | Nitrous Oxide (Co2 eq) | 703.3 | 2833944302.3606 | C
325110 | 1003655 | 2023 | PRH (Process Heater) | P1 Furnace 6 | Fuel Gas | Carbon Dioxide Biogenic | 0 | 2898139780.4634 | C
325110 | 1003655 | 2023 | PRH (Process Heater) | P1 Furnace 6 | Fuel Gas | Carbon Dioxide Non-Biogenic | 50128.5 | 2898139780.4634 | C
325110 | 1003655 | 2023 | PRH (Process Heater) | P1 Furnace 6 | Fuel Gas | Carbon Dioxide Total | 50128.5 | 2898139780.4634 | C
325110 | 1003655 | 2023 | PRH (Process Heater) | P1 Furnace 6 | Fuel Gas | Methane | 12.07 | 2898139780.4634 | C
325110 | 1003655 | 2023 | PRH (Process Heater) | P1 Furnace 6 | Fuel Gas | Methane (Co2 eq) | 301.7 | 2898139780.4634 | C
325110 | 1003655 | 2023 | PRH (Process Heater) | P1 Furnace 6 | Fuel Gas | Nitrous Oxide | 2.414 | 2898139780.4634 | C
325110 | 1003655 | 2023 | PRH (Process Heater) | P1 Furnace 6 | Fuel Gas | Nitrous Oxide (Co2 eq) | 719.2 | 2898139780.4634 | C
325110 | 1003655 | 2023 | PRH (Process Heater) | P1 Furnace 7 | Fuel Gas | Carbon Dioxide Biogenic | 0 | 2771556144.1788 | C
325110 | 1003655 | 2023 | PRH (Process Heater) | P1 Furnace 7 | Fuel Gas | Carbon Dioxide Non-Biogenic | 48264.8 | 2771556144.1788 | C
325110 | 1003655 | 2023 | PRH (Process Heater) | P1 Furnace 7 | Fuel Gas | Carbon Dioxide Total | 48264.8 | 2771556144.1788 | C
325110 | 1003655 | 2023 | PRH (Process Heater) | P1 Furnace 7 | Fuel Gas | Methane | 11.54 | 2771556144.1788 | C
325110 | 1003655 | 2023 | PRH (Process Heater) | P1 Furnace 7 | Fuel Gas | Methane (Co2 eq) | 288.5 | 2771556144.1788 | C
325110 | 1003655 | 2023 | PRH (Process Heater) | P1 Furnace 7 | Fuel Gas | Nitrous Oxide | 2.308 | 2771556144.1788 | C
325110 | 1003655 | 2023 | PRH (Process Heater) | P1 Furnace 7 | Fuel Gas | Nitrous Oxide (Co2 eq) | 687.8 | 2771556144.1788 | C
325110 | 1003655 | 2023 | F (Furnace) | P1 Furnace 8 | Fuel Gas | Carbon Dioxide Biogenic | 0 | 3033844316.3049 | C
325110 | 1003655 | 2023 | F (Furnace) | P1 Furnace 8 | Fuel Gas | Carbon Dioxide Non-Biogenic | 52473.1 | 3033844316.3049 | C
325110 | 1003655 | 2023 | F (Furnace) | P1 Furnace 8 | Fuel Gas | Carbon Dioxide Total | 52473.1 | 3033844316.3049 | C
325110 | 1003655 | 2023 | F (Furnace) | P1 Furnace 8 | Fuel Gas | Methane | 12.63 | 3033844316.3049 | C
325110 | 1003655 | 2023 | F (Furnace) | P1 Furnace 8 | Fuel Gas | Methane (Co2 eq) | 315.8 | 3033844316.3049 | C
325110 | 1003655 | 2023 | F (Furnace) | P1 Furnace 8 | Fuel Gas | Nitrous Oxide | 2.527 | 3033844316.3049 | C
325110 | 1003655 | 2023 | F (Furnace) | P1 Furnace 8 | Fuel Gas | Nitrous Oxide (Co2 eq) | 752.9 | 3033844316.3049 | C
325110 | 1003655 | 2023 | TODF (Thermal oxidizer, direct fired, no heat recovery) | P1 TO | Natural Gas (Weighted U.S. Average) | Carbon Dioxide Biogenic | 0 | 24388630.32 | C
325110 | 1003655 | 2023 | TODF (Thermal oxidizer, direct fired, no heat recovery) | P1 TO | Natural Gas (Weighted U.S. Average) | Carbon Dioxide Non-Biogenic | 1319 | 24388630.32 | C
325110 | 1003655 | 2023 | TODF (Thermal oxidizer, direct fired, no heat recovery) | P1 TO | Natural Gas (Weighted U.S. Average) | Carbon Dioxide Total | 1319 | 24388630.32 | C
325110 | 1003655 | 2023 | TODF (Thermal oxidizer, direct fired, no heat recovery) | P1 TO | Natural Gas (Weighted U.S. Average) | Methane | 0.02 | 24388630.32 | C
325110 | 1003655 | 2023 | TODF (Thermal oxidizer, direct fired, no heat recovery) | P1 TO | Natural Gas (Weighted U.S. Average) | Methane (Co2 eq) | 0.6 | 24388630.32 | C
325110 | 1003655 | 2023 | TODF (Thermal oxidizer, direct fired, no heat recovery) | P1 TO | Natural Gas (Weighted U.S. Average) | Nitrous Oxide | 0.002 | 24388630.32 | C
325110 | 1003655 | 2023 | TODF (Thermal oxidizer, direct fired, no heat recovery) | P1 TO | Natural Gas (Weighted U.S. Average) | Nitrous Oxide (Co2 eq) | 0.7 | 24388630.32 | C
325110 | 1003655 | 2023 | Flare | P1 Unit Flare |  | Carbon Dioxide | 35147.5 |  | X
325110 | 1003655 | 2023 | Flare | P1 Unit Flare |  | Methane | 106.09 |  | X
325110 | 1003655 | 2023 | Flare | P1 Unit Flare |  | Nitrous Oxide | 0.351 |  | X
325110 | 1003655 | 2023 | OB (Boiler, other) | P1 Zurn 1 | Natural Gas (Weighted U.S. Average) | Carbon Dioxide Biogenic | 0 | 562704112.6001 | C
325110 | 1003655 | 2023 | OB (Boiler, other) | P1 Zurn 1 | Natural Gas (Weighted U.S. Average) | Carbon Dioxide Non-Biogenic | 30432 | 562704112.6001 | C
325110 | 1003655 | 2023 | OB (Boiler, other) | P1 Zurn 1 | Natural Gas (Weighted U.S. Average) | Carbon Dioxide Total | 30432 | 562704112.6001 | C
325110 | 1003655 | 2023 | OB (Boiler, other) | P1 Zurn 1 | Natural Gas (Weighted U.S. Average) | Methane | 0.57 | 562704112.6001 | C
325110 | 1003655 | 2023 | OB (Boiler, other) | P1 Zurn 1 | Natural Gas (Weighted U.S. Average) | Methane (Co2 eq) | 14.3 | 562704112.6001 | C
325110 | 1003655 | 2023 | OB (Boiler, other) | P1 Zurn 1 | Natural Gas (Weighted U.S. Average) | Nitrous Oxide | 0.057 | 562704112.6001 | C
325110 | 1003655 | 2023 | OB (Boiler, other) | P1 Zurn 1 | Natural Gas (Weighted U.S. Average) | Nitrous Oxide (Co2 eq) | 17.1 | 562704112.6001 | C
325110 | 1003655 | 2023 | OB (Boiler, other) | P1 Zurn 2 | Natural Gas (Weighted U.S. Average) | Carbon Dioxide Biogenic | 0 | 597705100.1385 | C
325110 | 1003655 | 2023 | OB (Boiler, other) | P1 Zurn 2 | Natural Gas (Weighted U.S. Average) | Carbon Dioxide Non-Biogenic | 32325.1 | 597705100.1385 | C
325110 | 1003655 | 2023 | OB (Boiler, other) | P1 Zurn 2 | Natural Gas (Weighted U.S. Average) | Carbon Dioxide Total | 32325.1 | 597705100.1385 | C
325110 | 1003655 | 2023 | OB (Boiler, other) | P1 Zurn 2 | Natural Gas (Weighted U.S. Average) | Methane | 0.61 | 597705100.1385 | C
325110 | 1003655 | 2023 | OB (Boiler, other) | P1 Zurn 2 | Natural Gas (Weighted U.S. Average) | Methane (Co2 eq) | 15.2 | 597705100.1385 | C
325110 | 1003655 | 2023 | OB (Boiler, other) | P1 Zurn 2 | Natural Gas (Weighted U.S. Average) | Nitrous Oxide | 0.061 | 597705100.1385 | C
325110 | 1003655 | 2023 | OB (Boiler, other) | P1 Zurn 2 | Natural Gas (Weighted U.S. Average) | Nitrous Oxide (Co2 eq) | 18.2 | 597705100.1385 | C
325110 | 1003655 | 2023 | OB (Boiler, other) | P2 Boiler A | Fuel Gas | Carbon Dioxide Biogenic | 0 | 2343156411.84 | C
325110 | 1003655 | 2023 | OB (Boiler, other) | P2 Boiler A | Fuel Gas | Carbon Dioxide Non-Biogenic | 63330.9 | 2343156411.84 | C
325110 | 1003655 | 2023 | OB (Boiler, other) | P2 Boiler A | Fuel Gas | Carbon Dioxide Total | 63330.9 | 2343156411.84 | C
325110 | 1003655 | 2023 | OB (Boiler, other) | P2 Boiler A | Fuel Gas | Methane | 9.76 | 2343156411.84 | C
325110 | 1003655 | 2023 | OB (Boiler, other) | P2 Boiler A | Fuel Gas | Methane (Co2 eq) | 243.9 | 2343156411.84 | C
325110 | 1003655 | 2023 | OB (Boiler, other) | P2 Boiler A | Fuel Gas | Nitrous Oxide | 1.951 | 2343156411.84 | C
325110 | 1003655 | 2023 | OB (Boiler, other) | P2 Boiler A | Fuel Gas | Nitrous Oxide (Co2 eq) | 581.5 | 2343156411.84 | C
325110 | 1003655 | 2023 | OB (Boiler, other) | P2 Boiler B | Fuel Gas | Carbon Dioxide Biogenic | 0 | 2236534628.4 | C
325110 | 1003655 | 2023 | OB (Boiler, other) | P2 Boiler B | Fuel Gas | Carbon Dioxide Non-Biogenic | 59398 | 2236534628.4 | C
325110 | 1003655 | 2023 | OB (Boiler, other) | P2 Boiler B | Fuel Gas | Carbon Dioxide Total | 59398 | 2236534628.4 | C
325110 | 1003655 | 2023 | OB (Boiler, other) | P2 Boiler B | Fuel Gas | Methane | 9.31 | 2236534628.4 | C
325110 | 1003655 | 2023 | OB (Boiler, other) | P2 Boiler B | Fuel Gas | Methane (Co2 eq) | 232.8 | 2236534628.4 | C
325110 | 1003655 | 2023 | OB (Boiler, other) | P2 Boiler B | Fuel Gas | Nitrous Oxide | 1.863 | 2236534628.4 | C
325110 | 1003655 | 2023 | OB (Boiler, other) | P2 Boiler B | Fuel Gas | Nitrous Oxide (Co2 eq) | 555.1 | 2236534628.4 | C
325110 | 1003655 | 2023 | PRH (Process Heater) | P2 Furnace 1 | Fuel Gas | Carbon Dioxide Biogenic | 0 | 2340242641.44 | C
325110 | 1003655 | 2023 | PRH (Process Heater) | P2 Furnace 1 | Fuel Gas | Carbon Dioxide Non-Biogenic | 63264.1 | 2340242641.44 | C
325110 | 1003655 | 2023 | PRH (Process Heater) | P2 Furnace 1 | Fuel Gas | Carbon Dioxide Total | 63264.1 | 2340242641.44 | C
325110 | 1003655 | 2023 | PRH (Process Heater) | P2 Furnace 1 | Fuel Gas | Methane | 9.74 | 2340242641.44 | C
325110 | 1003655 | 2023 | PRH (Process Heater) | P2 Furnace 1 | Fuel Gas | Methane (Co2 eq) | 243.6 | 2340242641.44 | C
325110 | 1003655 | 2023 | PRH (Process Heater) | P2 Furnace 1 | Fuel Gas | Nitrous Oxide | 1.949 | 2340242641.44 | C
325110 | 1003655 | 2023 | PRH (Process Heater) | P2 Furnace 1 | Fuel Gas | Nitrous Oxide (Co2 eq) | 580.8 | 2340242641.44 | C
325110 | 1003655 | 2023 | PRH (Process Heater) | P2 Furnace 2 | Fuel Gas | Carbon Dioxide Biogenic | 0 | 2393272551.36 | C
325110 | 1003655 | 2023 | PRH (Process Heater) | P2 Furnace 2 | Fuel Gas | Carbon Dioxide Non-Biogenic | 64384 | 2393272551.36 | C
325110 | 1003655 | 2023 | PRH (Process Heater) | P2 Furnace 2 | Fuel Gas | Carbon Dioxide Total | 64384 | 2393272551.36 | C
325110 | 1003655 | 2023 | PRH (Process Heater) | P2 Furnace 2 | Fuel Gas | Methane | 9.97 | 2393272551.36 | C
325110 | 1003655 | 2023 | PRH (Process Heater) | P2 Furnace 2 | Fuel Gas | Methane (Co2 eq) | 249.1 | 2393272551.36 | C
325110 | 1003655 | 2023 | PRH (Process Heater) | P2 Furnace 2 | Fuel Gas | Nitrous Oxide | 1.993 | 2393272551.36 | C
325110 | 1003655 | 2023 | PRH (Process Heater) | P2 Furnace 2 | Fuel Gas | Nitrous Oxide (Co2 eq) | 593.9 | 2393272551.36 | C
325110 | 1003655 | 2023 | PRH (Process Heater) | P2 Furnace 3 | Fuel Gas | Carbon Dioxide Biogenic | 0 | 2176112410.08 | C
325110 | 1003655 | 2023 | PRH (Process Heater) | P2 Furnace 3 | Fuel Gas | Carbon Dioxide Non-Biogenic | 56983.1 | 2176112410.08 | C
325110 | 1003655 | 2023 | PRH (Process Heater) | P2 Furnace 3 | Fuel Gas | Carbon Dioxide Total | 56983.1 | 2176112410.08 | C
325110 | 1003655 | 2023 | PRH (Process Heater) | P2 Furnace 3 | Fuel Gas | Methane | 9.06 | 2176112410.08 | C
325110 | 1003655 | 2023 | PRH (Process Heater) | P2 Furnace 3 | Fuel Gas | Methane (Co2 eq) | 226.5 | 2176112410.08 | C
325110 | 1003655 | 2023 | PRH (Process Heater) | P2 Furnace 3 | Fuel Gas | Nitrous Oxide | 1.812 | 2176112410.08 | C
325110 | 1003655 | 2023 | PRH (Process Heater) | P2 Furnace 3 | Fuel Gas | Nitrous Oxide (Co2 eq) | 540.1 | 2176112410.08 | C
325110 | 1003655 | 2023 | PRH (Process Heater) | P2 Furnace 4 | Fuel Gas | Carbon Dioxide Biogenic | 0 | 2615529334.56 | C
325110 | 1003655 | 2023 | PRH (Process Heater) | P2 Furnace 4 | Fuel Gas | Carbon Dioxide Non-Biogenic | 70595.6 | 2615529334.56 | C
325110 | 1003655 | 2023 | PRH (Process Heater) | P2 Furnace 4 | Fuel Gas | Carbon Dioxide Total | 70595.6 | 2615529334.56 | C
325110 | 1003655 | 2023 | PRH (Process Heater) | P2 Furnace 4 | Fuel Gas | Methane | 10.89 | 2615529334.56 | C
325110 | 1003655 | 2023 | PRH (Process Heater) | P2 Furnace 4 | Fuel Gas | Methane (Co2 eq) | 272.3 | 2615529334.56 | C
325110 | 1003655 | 2023 | PRH (Process Heater) | P2 Furnace 4 | Fuel Gas | Nitrous Oxide | 2.178 | 2615529334.56 | C
325110 | 1003655 | 2023 | PRH (Process Heater) | P2 Furnace 4 | Fuel Gas | Nitrous Oxide (Co2 eq) | 649.1 | 2615529334.56 | C
325110 | 1003655 | 2023 | PRH (Process Heater) | P2 Furnace 5 | Fuel Gas | Carbon Dioxide Biogenic | 0 | 2991611389.68 | C
325110 | 1003655 | 2023 | PRH (Process Heater) | P2 Furnace 5 | Fuel Gas | Carbon Dioxide Non-Biogenic | 80678.5 | 2991611389.68 | C
325110 | 1003655 | 2023 | PRH (Process Heater) | P2 Furnace 5 | Fuel Gas | Carbon Dioxide Total | 80678.5 | 2991611389.68 | C
325110 | 1003655 | 2023 | PRH (Process Heater) | P2 Furnace 5 | Fuel Gas | Methane | 12.46 | 2991611389.68 | C
325110 | 1003655 | 2023 | PRH (Process Heater) | P2 Furnace 5 | Fuel Gas | Methane (Co2 eq) | 311.4 | 2991611389.68 | C
325110 | 1003655 | 2023 | PRH (Process Heater) | P2 Furnace 5 | Fuel Gas | Nitrous Oxide | 2.491 | 2991611389.68 | C
325110 | 1003655 | 2023 | PRH (Process Heater) | P2 Furnace 5 | Fuel Gas | Nitrous Oxide (Co2 eq) | 742.4 | 2991611389.68 | C
325110 | 1003655 | 2023 | PRH (Process Heater) | P2 Furnace 6 | Fuel Gas | Carbon Dioxide Biogenic | 0 | 876526083.36 | C
325110 | 1003655 | 2023 | PRH (Process Heater) | P2 Furnace 6 | Fuel Gas | Carbon Dioxide Non-Biogenic | 23798.9 | 876526083.36 | C
325110 | 1003655 | 2023 | PRH (Process Heater) | P2 Furnace 6 | Fuel Gas | Carbon Dioxide Total | 23798.9 | 876526083.36 | C
325110 | 1003655 | 2023 | PRH (Process Heater) | P2 Furnace 6 | Fuel Gas | Methane | 3.65 | 876526083.36 | C
325110 | 1003655 | 2023 | PRH (Process Heater) | P2 Furnace 6 | Fuel Gas | Methane (Co2 eq) | 91.2 | 876526083.36 | C
325110 | 1003655 | 2023 | PRH (Process Heater) | P2 Furnace 6 | Fuel Gas | Nitrous Oxide | 0.73 | 876526083.36 | C
325110 | 1003655 | 2023 | PRH (Process Heater) | P2 Furnace 6 | Fuel Gas | Nitrous Oxide (Co2 eq) | 217.5 | 876526083.36 | C
325110 | 1003655 | 2023 | F (Furnace) | P2 Furnace 7 | Fuel Gas | Carbon Dioxide Biogenic | 0 | 877475818.32 | C
325110 | 1003655 | 2023 | F (Furnace) | P2 Furnace 7 | Fuel Gas | Carbon Dioxide Non-Biogenic | 23646 | 877475818.32 | C
325110 | 1003655 | 2023 | F (Furnace) | P2 Furnace 7 | Fuel Gas | Carbon Dioxide Total | 23646 | 877475818.32 | C
325110 | 1003655 | 2023 | F (Furnace) | P2 Furnace 7 | Fuel Gas | Methane | 3.65 | 877475818.32 | C
325110 | 1003655 | 2023 | F (Furnace) | P2 Furnace 7 | Fuel Gas | Methane (Co2 eq) | 91.3 | 877475818.32 | C
325110 | 1003655 | 2023 | F (Furnace) | P2 Furnace 7 | Fuel Gas | Nitrous Oxide | 0.731 | 877475818.32 | C
325110 | 1003655 | 2023 | F (Furnace) | P2 Furnace 7 | Fuel Gas | Nitrous Oxide (Co2 eq) | 217.8 | 877475818.32 | C
325110 | 1003655 | 2023 | Flare | P2 Unit Flare |  | Carbon Dioxide | 41223.1 |  | X
325110 | 1003655 | 2023 | Flare | P2 Unit Flare |  | Methane | 124.43 |  | X
325110 | 1003655 | 2023 | Flare | P2 Unit Flare |  | Nitrous Oxide | 0.412 |  | X
325110 | 1003655 | 2023 | TODF (Thermal oxidizer, direct fired, no heat recovery) | Petro 2 Vapor Combustor | Fuel Gas | Carbon Dioxide Biogenic | 0 | 61991280 | C
325110 | 1003655 | 2023 | TODF (Thermal oxidizer, direct fired, no heat recovery) | Petro 2 Vapor Combustor | Fuel Gas | Carbon Dioxide Non-Biogenic | 1674.7 | 61991280 | C
325110 | 1003655 | 2023 | TODF (Thermal oxidizer, direct fired, no heat recovery) | Petro 2 Vapor Combustor | Fuel Gas | Carbon Dioxide Total | 1674.7 | 61991280 | C
325110 | 1003655 | 2023 | TODF (Thermal oxidizer, direct fired, no heat recovery) | Petro 2 Vapor Combustor | Fuel Gas | Methane | 0.26 | 61991280 | C
325110 | 1003655 | 2023 | TODF (Thermal oxidizer, direct fired, no heat recovery) | Petro 2 Vapor Combustor | Fuel Gas | Methane (Co2 eq) | 6.5 | 61991280 | C
325110 | 1003655 | 2023 | TODF (Thermal oxidizer, direct fired, no heat recovery) | Petro 2 Vapor Combustor | Fuel Gas | Nitrous Oxide | 0.052 | 61991280 | C
325110 | 1003655 | 2023 | TODF (Thermal oxidizer, direct fired, no heat recovery) | Petro 2 Vapor Combustor | Fuel Gas | Nitrous Oxide (Co2 eq) | 15.4 | 61991280 | C
325414 | 1003665 | 2023 |  | GP-1 | Natural Gas (Weighted U.S. Average) | Carbon Dioxide Biogenic | 0 | 0 | C
325414 | 1003665 | 2023 |  | GP-1 | Natural Gas (Weighted U.S. Average) | Carbon Dioxide Non-Biogenic | 26672.1 | 0 | C
325414 | 1003665 | 2023 |  | GP-1 | Natural Gas (Weighted U.S. Average) | Carbon Dioxide Total | 26672.1 | 0 | C
325414 | 1003665 | 2023 |  | GP-1 | Natural Gas (Weighted U.S. Average) | Methane | 0.5 | 0 | C
325414 | 1003665 | 2023 |  | GP-1 | Natural Gas (Weighted U.S. Average) | Methane (Co2 eq) | 12.6 | 0 | C
325414 | 1003665 | 2023 |  | GP-1 | Natural Gas (Weighted U.S. Average) | Nitrous Oxide | 0.05 | 0 | C
325414 | 1003665 | 2023 |  | GP-1 | Natural Gas (Weighted U.S. Average) | Nitrous Oxide (Co2 eq) | 15 | 0 | C
325180 | 1003709 | 2023 | OB (Boiler, other) | B501 X-690 Boiler 1 | Distillate Fuel Oil No. 2 | Carbon Dioxide Biogenic | 0 | 0 | C
325180 | 1003709 | 2023 | OB (Boiler, other) | B501 X-690 Boiler 1 | Distillate Fuel Oil No. 2 | Carbon Dioxide Non-Biogenic | 0 | 0 | C
325180 | 1003709 | 2023 | OB (Boiler, other) | B501 X-690 Boiler 1 | Distillate Fuel Oil No. 2 | Carbon Dioxide Total | 0 | 0 | C
325180 | 1003709 | 2023 | OB (Boiler, other) | B501 X-690 Boiler 1 | Distillate Fuel Oil No. 2 | Methane | 0 | 0 | C
325180 | 1003709 | 2023 | OB (Boiler, other) | B501 X-690 Boiler 1 | Distillate Fuel Oil No. 2 | Methane (Co2 eq) | 0 | 0 | C
325180 | 1003709 | 2023 | OB (Boiler, other) | B501 X-690 Boiler 1 | Distillate Fuel Oil No. 2 | Nitrous Oxide | 0 | 0 | C
325180 | 1003709 | 2023 | OB (Boiler, other) | B501 X-690 Boiler 1 | Distillate Fuel Oil No. 2 | Nitrous Oxide (Co2 eq) | 0 | 0 | C
325180 | 1003709 | 2023 | OB (Boiler, other) | B501 X-690 Boiler 1 | Natural Gas (Weighted U.S. Average) | Carbon Dioxide Biogenic | 0 | 87689000 | C
325180 | 1003709 | 2023 | OB (Boiler, other) | B501 X-690 Boiler 1 | Natural Gas (Weighted U.S. Average) | Carbon Dioxide Non-Biogenic | 4773.8 | 87689000 | C
325180 | 1003709 | 2023 | OB (Boiler, other) | B501 X-690 Boiler 1 | Natural Gas (Weighted U.S. Average) | Carbon Dioxide Total | 4773.8 | 87689000 | C
325180 | 1003709 | 2023 | OB (Boiler, other) | B501 X-690 Boiler 1 | Natural Gas (Weighted U.S. Average) | Methane | 0.09 | 87689000 | C
325180 | 1003709 | 2023 | OB (Boiler, other) | B501 X-690 Boiler 1 | Natural Gas (Weighted U.S. Average) | Methane (Co2 eq) | 2.3 | 87689000 | C
325180 | 1003709 | 2023 | OB (Boiler, other) | B501 X-690 Boiler 1 | Natural Gas (Weighted U.S. Average) | Nitrous Oxide | 0.009 | 87689000 | C
325180 | 1003709 | 2023 | OB (Boiler, other) | B501 X-690 Boiler 1 | Natural Gas (Weighted U.S. Average) | Nitrous Oxide (Co2 eq) | 2.7 | 87689000 | C
325180 | 1003709 | 2023 | OB (Boiler, other) | B502 X-690 Boiler 2 | Distillate Fuel Oil No. 2 | Carbon Dioxide Biogenic | 0 | 0 | C
325180 | 1003709 | 2023 | OB (Boiler, other) | B502 X-690 Boiler 2 | Distillate Fuel Oil No. 2 | Carbon Dioxide Non-Biogenic | 0 | 0 | C
325180 | 1003709 | 2023 | OB (Boiler, other) | B502 X-690 Boiler 2 | Distillate Fuel Oil No. 2 | Carbon Dioxide Total | 0 | 0 | C
325180 | 1003709 | 2023 | OB (Boiler, other) | B502 X-690 Boiler 2 | Distillate Fuel Oil No. 2 | Methane | 0 | 0 | C
325180 | 1003709 | 2023 | OB (Boiler, other) | B502 X-690 Boiler 2 | Distillate Fuel Oil No. 2 | Methane (Co2 eq) | 0 | 0 | C
325180 | 1003709 | 2023 | OB (Boiler, other) | B502 X-690 Boiler 2 | Distillate Fuel Oil No. 2 | Nitrous Oxide | 0 | 0 | C
325180 | 1003709 | 2023 | OB (Boiler, other) | B502 X-690 Boiler 2 | Distillate Fuel Oil No. 2 | Nitrous Oxide (Co2 eq) | 0 | 0 | C
325180 | 1003709 | 2023 | OB (Boiler, other) | B502 X-690 Boiler 2 | Natural Gas (Weighted U.S. Average) | Carbon Dioxide Biogenic | 0 | 87689000 | C
325180 | 1003709 | 2023 | OB (Boiler, other) | B502 X-690 Boiler 2 | Natural Gas (Weighted U.S. Average) | Carbon Dioxide Non-Biogenic | 4773.8 | 87689000 | C
325180 | 1003709 | 2023 | OB (Boiler, other) | B502 X-690 Boiler 2 | Natural Gas (Weighted U.S. Average) | Carbon Dioxide Total | 4773.8 | 87689000 | C
325180 | 1003709 | 2023 | OB (Boiler, other) | B502 X-690 Boiler 2 | Natural Gas (Weighted U.S. Average) | Methane | 0.09 | 87689000 | C
325180 | 1003709 | 2023 | OB (Boiler, other) | B502 X-690 Boiler 2 | Natural Gas (Weighted U.S. Average) | Methane (Co2 eq) | 2.3 | 87689000 | C
325180 | 1003709 | 2023 | OB (Boiler, other) | B502 X-690 Boiler 2 | Natural Gas (Weighted U.S. Average) | Nitrous Oxide | 0.009 | 87689000 | C
325180 | 1003709 | 2023 | OB (Boiler, other) | B502 X-690 Boiler 2 | Natural Gas (Weighted U.S. Average) | Nitrous Oxide (Co2 eq) | 2.7 | 87689000 | C
325412 | 1003712 | 2023 |  | GP-Boiler | Natural Gas (Weighted U.S. Average) | Carbon Dioxide Biogenic | 0 | 0 | C
325412 | 1003712 | 2023 |  | GP-Boiler | Natural Gas (Weighted U.S. Average) | Carbon Dioxide Non-Biogenic | 71576.9 | 0 | C
325412 | 1003712 | 2023 |  | GP-Boiler | Natural Gas (Weighted U.S. Average) | Carbon Dioxide Total | 71576.9 | 0 | C
325412 | 1003712 | 2023 |  | GP-Boiler | Natural Gas (Weighted U.S. Average) | Methane | 1.35 | 0 | C
325412 | 1003712 | 2023 |  | GP-Boiler | Natural Gas (Weighted U.S. Average) | Methane (Co2 eq) | 33.7 | 0 | C
325412 | 1003712 | 2023 |  | GP-Boiler | Natural Gas (Weighted U.S. Average) | Nitrous Oxide | 0.135 | 0 | C
325412 | 1003712 | 2023 |  | GP-Boiler | Natural Gas (Weighted U.S. Average) | Nitrous Oxide (Co2 eq) | 40.2 | 0 | C
325193 | 1003714 | 2023 |  | CP-1 | Natural Gas (Weighted U.S. Average) | Carbon Dioxide Biogenic | 0 | 0 | C
325193 | 1003714 | 2023 |  | CP-1 | Natural Gas (Weighted U.S. Average) | Carbon Dioxide Non-Biogenic | 80792.4 | 0 | C
325193 | 1003714 | 2023 |  | CP-1 | Natural Gas (Weighted U.S. Average) | Carbon Dioxide Total | 80792.4 | 0 | C
325193 | 1003714 | 2023 |  | CP-1 | Natural Gas (Weighted U.S. Average) | Methane | 1.52 | 0 | C
325193 | 1003714 | 2023 |  | CP-1 | Natural Gas (Weighted U.S. Average) | Methane (Co2 eq) | 38.1 | 0 | C
325193 | 1003714 | 2023 |  | CP-1 | Natural Gas (Weighted U.S. Average) | Nitrous Oxide | 0.152 | 0 | C
325193 | 1003714 | 2023 |  | CP-1 | Natural Gas (Weighted U.S. Average) | Nitrous Oxide (Co2 eq) | 45.4 | 0 | C
325120 | 1003730 | 2023 | OB (Boiler, other) | AUXSTACK | Natural Gas (Weighted U.S. Average) | Carbon Dioxide Biogenic | 0 | 0 | C
325120 | 1003730 | 2023 | OB (Boiler, other) | AUXSTACK | Natural Gas (Weighted U.S. Average) | Carbon Dioxide Non-Biogenic | 163.2 | 0 | C
325120 | 1003730 | 2023 | OB (Boiler, other) | AUXSTACK | Natural Gas (Weighted U.S. Average) | Carbon Dioxide Total | 163.2 | 0 | C
325120 | 1003730 | 2023 | OB (Boiler, other) | AUXSTACK | Natural Gas (Weighted U.S. Average) | Methane | 0 | 0 | C
325120 | 1003730 | 2023 | OB (Boiler, other) | AUXSTACK | Natural Gas (Weighted U.S. Average) | Methane (Co2 eq) | 0.1 | 0 | C
325120 | 1003730 | 2023 | OB (Boiler, other) | AUXSTACK | Natural Gas (Weighted U.S. Average) | Nitrous Oxide | 0 | 0 | C
325120 | 1003730 | 2023 | OB (Boiler, other) | AUXSTACK | Natural Gas (Weighted U.S. Average) | Nitrous Oxide (Co2 eq) | 0.1 | 0 | C
325193 | 1003737 | 2023 |  | GP-Nat Gas Blrs | Natural Gas (Weighted U.S. Average) | Carbon Dioxide Biogenic | 0 | 0 | C
325193 | 1003737 | 2023 |  | GP-Nat Gas Blrs | Natural Gas (Weighted U.S. Average) | Carbon Dioxide Non-Biogenic | 101126.9 | 0 | C
325193 | 1003737 | 2023 |  | GP-Nat Gas Blrs | Natural Gas (Weighted U.S. Average) | Carbon Dioxide Total | 101126.9 | 0 | C
325193 | 1003737 | 2023 |  | GP-Nat Gas Blrs | Natural Gas (Weighted U.S. Average) | Methane | 1.91 | 0 | C
325193 | 1003737 | 2023 |  | GP-Nat Gas Blrs | Natural Gas (Weighted U.S. Average) | Methane (Co2 eq) | 47.6 | 0 | C
325193 | 1003737 | 2023 |  | GP-Nat Gas Blrs | Natural Gas (Weighted U.S. Average) | Nitrous Oxide | 0.191 | 0 | C
325193 | 1003737 | 2023 |  | GP-Nat Gas Blrs | Natural Gas (Weighted U.S. Average) | Nitrous Oxide (Co2 eq) | 56.8 | 0 | C
325998 | 1003749 | 2023 |  | GP-Total Gas Use | Natural Gas (Weighted U.S. Average) | Carbon Dioxide Biogenic | 0 | 0 | C
325998 | 1003749 | 2023 |  | GP-Total Gas Use | Natural Gas (Weighted U.S. Average) | Carbon Dioxide Non-Biogenic | 80784.6 | 0 | C
325998 | 1003749 | 2023 |  | GP-Total Gas Use | Natural Gas (Weighted U.S. Average) | Carbon Dioxide Total | 80784.6 | 0 | C
325998 | 1003749 | 2023 |  | GP-Total Gas Use | Natural Gas (Weighted U.S. Average) | Methane | 1.52 | 0 | C
325998 | 1003749 | 2023 |  | GP-Total Gas Use | Natural Gas (Weighted U.S. Average) | Methane (Co2 eq) | 38.1 | 0 | C
325998 | 1003749 | 2023 |  | GP-Total Gas Use | Natural Gas (Weighted U.S. Average) | Nitrous Oxide | 0.152 | 0 | C
325998 | 1003749 | 2023 |  | GP-Total Gas Use | Natural Gas (Weighted U.S. Average) | Nitrous Oxide (Co2 eq) | 45.4 | 0 | C
325998 | 1003752 | 2023 |  | GP-1 MISC Units | Natural Gas (Weighted U.S. Average) | Carbon Dioxide Biogenic | 0 | 0 | C
325998 | 1003752 | 2023 |  | GP-1 MISC Units | Natural Gas (Weighted U.S. Average) | Carbon Dioxide Non-Biogenic | 1329.3 | 0 | C
325998 | 1003752 | 2023 |  | GP-1 MISC Units | Natural Gas (Weighted U.S. Average) | Carbon Dioxide Total | 1329.3 | 0 | C
325998 | 1003752 | 2023 |  | GP-1 MISC Units | Natural Gas (Weighted U.S. Average) | Methane | 0.03 | 0 | C
325998 | 1003752 | 2023 |  | GP-1 MISC Units | Natural Gas (Weighted U.S. Average) | Methane (Co2 eq) | 0.6 | 0 | C
325998 | 1003752 | 2023 |  | GP-1 MISC Units | Natural Gas (Weighted U.S. Average) | Nitrous Oxide | 0.003 | 0 | C
325998 | 1003752 | 2023 |  | GP-1 MISC Units | Natural Gas (Weighted U.S. Average) | Nitrous Oxide (Co2 eq) | 0.7 | 0 | C
325998 | 1003752 | 2023 | OCS (Other combustion source) | MHF Production Line 1 & Afterburner |  | Carbon Dioxide Biogenic |  | 0 | C
325998 | 1003752 | 2023 | OCS (Other combustion source) | MHF Production Line 1 & Afterburner |  | Carbon Dioxide Non-Biogenic | 0 | 0 | C
325998 | 1003752 | 2023 | OCS (Other combustion source) | MHF Production Line 1 & Afterburner |  | Carbon Dioxide Total | 0 | 0 | C
325998 | 1003752 | 2023 | OCS (Other combustion source) | MHF Production Line 1 & Afterburner |  | Methane | 0.07 | 0 | C
325998 | 1003752 | 2023 | OCS (Other combustion source) | MHF Production Line 1 & Afterburner |  | Methane (Co2 eq) | 1.8 | 0 | C
325998 | 1003752 | 2023 | OCS (Other combustion source) | MHF Production Line 1 & Afterburner |  | Nitrous Oxide | 0.01 | 0 | C
325998 | 1003752 | 2023 | OCS (Other combustion source) | MHF Production Line 1 & Afterburner |  | Nitrous Oxide (Co2 eq) | 3 | 0 | C
311611 | 1003753 | 2023 |  | GP-Facility | Natural Gas (Weighted U.S. Average) | Carbon Dioxide Biogenic | 0 | 274777993 | C
311611 | 1003753 | 2023 |  | GP-Facility | Natural Gas (Weighted U.S. Average) | Carbon Dioxide Non-Biogenic | 14958.8 | 274777993 | C
311611 | 1003753 | 2023 |  | GP-Facility | Natural Gas (Weighted U.S. Average) | Carbon Dioxide Total | 14958.8 | 274777993 | C
311611 | 1003753 | 2023 |  | GP-Facility | Natural Gas (Weighted U.S. Average) | Methane | 0.28 | 274777993 | C
311611 | 1003753 | 2023 |  | GP-Facility | Natural Gas (Weighted U.S. Average) | Methane (Co2 eq) | 7 | 274777993 | C
311611 | 1003753 | 2023 |  | GP-Facility | Natural Gas (Weighted U.S. Average) | Nitrous Oxide | 0.028 | 274777993 | C
311611 | 1003753 | 2023 |  | GP-Facility | Natural Gas (Weighted U.S. Average) | Nitrous Oxide (Co2 eq) | 8.4 | 274777993 | C
311611 | 1003753 | 2023 |  | GP-Facility | Other Biomass Gases | Carbon Dioxide Biogenic | 167.9 | 4923560 | C
311611 | 1003753 | 2023 |  | GP-Facility | Other Biomass Gases | Carbon Dioxide Non-Biogenic | 0 | 4923560 | C
311611 | 1003753 | 2023 |  | GP-Facility | Other Biomass Gases | Carbon Dioxide Total | 167.9 | 4923560 | C
311611 | 1003753 | 2023 |  | GP-Facility | Other Biomass Gases | Methane | 0.01 | 4923560 | C
311611 | 1003753 | 2023 |  | GP-Facility | Other Biomass Gases | Methane (Co2 eq) | 0.3 | 4923560 | C
311611 | 1003753 | 2023 |  | GP-Facility | Other Biomass Gases | Nitrous Oxide | 0.002 | 4923560 | C
311611 | 1003753 | 2023 |  | GP-Facility | Other Biomass Gases | Nitrous Oxide (Co2 eq) | 0.6 | 4923560 | C
325193 | 1003779 | 2023 |  | CP-9201/9301 | Natural Gas (Weighted U.S. Average) | Carbon Dioxide Biogenic | 0 | 0 | C
325193 | 1003779 | 2023 |  | CP-9201/9301 | Natural Gas (Weighted U.S. Average) | Carbon Dioxide Non-Biogenic | 201731.2 | 0 | C
325193 | 1003779 | 2023 |  | CP-9201/9301 | Natural Gas (Weighted U.S. Average) | Carbon Dioxide Total | 201731.2 | 0 | C
325193 | 1003779 | 2023 |  | CP-9201/9301 | Natural Gas (Weighted U.S. Average) | Methane | 3.8 | 0 | C
325193 | 1003779 | 2023 |  | CP-9201/9301 | Natural Gas (Weighted U.S. Average) | Methane (Co2 eq) | 95 | 0 | C
325193 | 1003779 | 2023 |  | CP-9201/9301 | Natural Gas (Weighted U.S. Average) | Nitrous Oxide | 0.38 | 0 | C
325193 | 1003779 | 2023 |  | CP-9201/9301 | Natural Gas (Weighted U.S. Average) | Nitrous Oxide (Co2 eq) | 113.3 | 0 | C
325120 | 1003780 | 2023 | PRH (Process Heater) | REGENHTR | Natural Gas (Weighted U.S. Average) | Carbon Dioxide Biogenic | 0 | 0 | C
325120 | 1003780 | 2023 | PRH (Process Heater) | REGENHTR | Natural Gas (Weighted U.S. Average) | Carbon Dioxide Non-Biogenic | 930.7 | 0 | C
325120 | 1003780 | 2023 | PRH (Process Heater) | REGENHTR | Natural Gas (Weighted U.S. Average) | Carbon Dioxide Total | 930.7 | 0 | C
325120 | 1003780 | 2023 | PRH (Process Heater) | REGENHTR | Natural Gas (Weighted U.S. Average) | Methane | 0.02 | 0 | C
325120 | 1003780 | 2023 | PRH (Process Heater) | REGENHTR | Natural Gas (Weighted U.S. Average) | Methane (Co2 eq) | 0.4 | 0 | C
325120 | 1003780 | 2023 | PRH (Process Heater) | REGENHTR | Natural Gas (Weighted U.S. Average) | Nitrous Oxide | 0.002 | 0 | C
325120 | 1003780 | 2023 | PRH (Process Heater) | REGENHTR | Natural Gas (Weighted U.S. Average) | Nitrous Oxide (Co2 eq) | 0.5 | 0 | C
325120 | 1003780 | 2023 | PRH (Process Heater) | RGNHTR-LMA | Natural Gas (Weighted U.S. Average) | Carbon Dioxide Biogenic | 0 | 0 | C
325120 | 1003780 | 2023 | PRH (Process Heater) | RGNHTR-LMA | Natural Gas (Weighted U.S. Average) | Carbon Dioxide Non-Biogenic | 1489.2 | 0 | C
325120 | 1003780 | 2023 | PRH (Process Heater) | RGNHTR-LMA | Natural Gas (Weighted U.S. Average) | Carbon Dioxide Total | 1489.2 | 0 | C
325120 | 1003780 | 2023 | PRH (Process Heater) | RGNHTR-LMA | Natural Gas (Weighted U.S. Average) | Methane | 0.03 | 0 | C
325120 | 1003780 | 2023 | PRH (Process Heater) | RGNHTR-LMA | Natural Gas (Weighted U.S. Average) | Methane (Co2 eq) | 0.7 | 0 | C
325120 | 1003780 | 2023 | PRH (Process Heater) | RGNHTR-LMA | Natural Gas (Weighted U.S. Average) | Nitrous Oxide | 0.003 | 0 | C
325120 | 1003780 | 2023 | PRH (Process Heater) | RGNHTR-LMA | Natural Gas (Weighted U.S. Average) | Nitrous Oxide (Co2 eq) | 0.8 | 0 | C
325120 | 1003780 | 2023 | CCCT (CC (Turbine, combined cycle)) | TURBINEDB | Natural Gas (Weighted U.S. Average) | Carbon Dioxide Biogenic | 0 | 0 | C
325120 | 1003780 | 2023 | CCCT (CC (Turbine, combined cycle)) | TURBINEDB | Natural Gas (Weighted U.S. Average) | Carbon Dioxide Non-Biogenic | 0 | 0 | C
325120 | 1003780 | 2023 | CCCT (CC (Turbine, combined cycle)) | TURBINEDB | Natural Gas (Weighted U.S. Average) | Carbon Dioxide Total | 0 | 0 | C
325120 | 1003780 | 2023 | CCCT (CC (Turbine, combined cycle)) | TURBINEDB | Natural Gas (Weighted U.S. Average) | Methane | 0 | 0 | C
325120 | 1003780 | 2023 | CCCT (CC (Turbine, combined cycle)) | TURBINEDB | Natural Gas (Weighted U.S. Average) | Methane (Co2 eq) | 0 | 0 | C
325120 | 1003780 | 2023 | CCCT (CC (Turbine, combined cycle)) | TURBINEDB | Natural Gas (Weighted U.S. Average) | Nitrous Oxide | 0 | 0 | C
325120 | 1003780 | 2023 | CCCT (CC (Turbine, combined cycle)) | TURBINEDB | Natural Gas (Weighted U.S. Average) | Nitrous Oxide (Co2 eq) | 0 | 0 | C
325180 | 1003781 | 2023 |  | GP-1 | Natural Gas (Weighted U.S. Average) | Carbon Dioxide Biogenic | 0 | 0 | C
325180 | 1003781 | 2023 |  | GP-1 | Natural Gas (Weighted U.S. Average) | Carbon Dioxide Non-Biogenic | 11544.6 | 0 | C
325180 | 1003781 | 2023 |  | GP-1 | Natural Gas (Weighted U.S. Average) | Carbon Dioxide Total | 11544.6 | 0 | C
325180 | 1003781 | 2023 |  | GP-1 | Natural Gas (Weighted U.S. Average) | Methane | 0.22 | 0 | C
325180 | 1003781 | 2023 |  | GP-1 | Natural Gas (Weighted U.S. Average) | Methane (Co2 eq) | 5.4 | 0 | C
325180 | 1003781 | 2023 |  | GP-1 | Natural Gas (Weighted U.S. Average) | Nitrous Oxide | 0.022 | 0 | C
325180 | 1003781 | 2023 |  | GP-1 | Natural Gas (Weighted U.S. Average) | Nitrous Oxide (Co2 eq) | 6.5 | 0 | C
325180 | 1003781 | 2023 | Petrochemical process unit | Unit 1 |  | Carbon Dioxide | 75433.9 |  | X
325180 | 1003781 | 2023 | Petrochemical process unit | Unit 2 |  | Carbon Dioxide | 53736.9 |  | X
325180 | 1003781 | 2023 | Petrochemical process unit | Unit 3 |  | Carbon Dioxide | 33012 |  | X
325180 | 1003790 | 2023 |  | GP-1 | Natural Gas (Weighted U.S. Average) | Carbon Dioxide Biogenic | 0 | 0 | C
325180 | 1003790 | 2023 |  | GP-1 | Natural Gas (Weighted U.S. Average) | Carbon Dioxide Non-Biogenic | 25062.2 | 0 | C
325180 | 1003790 | 2023 |  | GP-1 | Natural Gas (Weighted U.S. Average) | Carbon Dioxide Total | 25062.2 | 0 | C
325180 | 1003790 | 2023 |  | GP-1 | Natural Gas (Weighted U.S. Average) | Methane | 0.48 | 0 | C
325180 | 1003790 | 2023 |  | GP-1 | Natural Gas (Weighted U.S. Average) | Methane (Co2 eq) | 11.9 | 0 | C
325180 | 1003790 | 2023 |  | GP-1 | Natural Gas (Weighted U.S. Average) | Nitrous Oxide | 0.048 | 0 | C
325180 | 1003790 | 2023 |  | GP-1 | Natural Gas (Weighted U.S. Average) | Nitrous Oxide (Co2 eq) | 14.2 | 0 | C
325180 | 1003790 | 2023 | Petrochemical process unit | Unit 1 |  | Carbon Dioxide | 31846.1 |  | X
325180 | 1003790 | 2023 | Petrochemical process unit | Unit 2 |  | Carbon Dioxide | 36691.2 |  | X
325180 | 1003790 | 2023 | Petrochemical process unit | Unit 3 |  | Carbon Dioxide | 17025.3 |  | X
325180 | 1003790 | 2023 | Petrochemical process unit | Unit 4 |  | Carbon Dioxide | 19329.8 |  | X
325998 | 1003829 | 2023 |  | CP-1 | Natural Gas (Weighted U.S. Average) | Carbon Dioxide Biogenic | 0 | 1050066820.7 | C
325998 | 1003829 | 2023 |  | CP-1 | Natural Gas (Weighted U.S. Average) | Carbon Dioxide Non-Biogenic | 57392.1 | 1050066820.7 | C
325998 | 1003829 | 2023 |  | CP-1 | Natural Gas (Weighted U.S. Average) | Carbon Dioxide Total | 57392.1 | 1050066820.7 | C
325998 | 1003829 | 2023 |  | CP-1 | Natural Gas (Weighted U.S. Average) | Methane | 1.08 | 1050066820.7 | C
325998 | 1003829 | 2023 |  | CP-1 | Natural Gas (Weighted U.S. Average) | Methane (Co2 eq) | 27 | 1050066820.7 | C
325998 | 1003829 | 2023 |  | CP-1 | Natural Gas (Weighted U.S. Average) | Nitrous Oxide | 0.108 | 1050066820.7 | C
325998 | 1003829 | 2023 |  | CP-1 | Natural Gas (Weighted U.S. Average) | Nitrous Oxide (Co2 eq) | 32.2 | 1050066820.7 | C
325193 | 1003834 | 2023 |  | CP-1 | Natural Gas (Weighted U.S. Average) | Carbon Dioxide Biogenic | 0 | 0 | C
325193 | 1003834 | 2023 |  | CP-1 | Natural Gas (Weighted U.S. Average) | Carbon Dioxide Non-Biogenic | 180439.7 | 0 | C
325193 | 1003834 | 2023 |  | CP-1 | Natural Gas (Weighted U.S. Average) | Carbon Dioxide Total | 180439.7 | 0 | C
325193 | 1003834 | 2023 |  | CP-1 | Natural Gas (Weighted U.S. Average) | Methane | 3.4 | 0 | C
325193 | 1003834 | 2023 |  | CP-1 | Natural Gas (Weighted U.S. Average) | Methane (Co2 eq) | 85 | 0 | C
325193 | 1003834 | 2023 |  | CP-1 | Natural Gas (Weighted U.S. Average) | Nitrous Oxide | 0.34 | 0 | C
325193 | 1003834 | 2023 |  | CP-1 | Natural Gas (Weighted U.S. Average) | Nitrous Oxide (Co2 eq) | 101.3 | 0 | C
325193 | 1003837 | 2023 |  | GP-1 | Natural Gas (Weighted U.S. Average) | Carbon Dioxide Biogenic | 0 | 0 | C
325193 | 1003837 | 2023 |  | GP-1 | Natural Gas (Weighted U.S. Average) | Carbon Dioxide Non-Biogenic | 112968.5 | 0 | C
325193 | 1003837 | 2023 |  | GP-1 | Natural Gas (Weighted U.S. Average) | Carbon Dioxide Total | 112968.5 | 0 | C
325193 | 1003837 | 2023 |  | GP-1 | Natural Gas (Weighted U.S. Average) | Methane | 2.13 | 0 | C
325193 | 1003837 | 2023 |  | GP-1 | Natural Gas (Weighted U.S. Average) | Methane (Co2 eq) | 53.2 | 0 | C
325193 | 1003837 | 2023 |  | GP-1 | Natural Gas (Weighted U.S. Average) | Nitrous Oxide | 0.213 | 0 | C
325193 | 1003837 | 2023 |  | GP-1 | Natural Gas (Weighted U.S. Average) | Nitrous Oxide (Co2 eq) | 63.4 | 0 | C
325211 | 1003842 | 2023 |  | CP-1 | Natural Gas (Weighted U.S. Average) | Carbon Dioxide Biogenic | 0 | 0 | C
325211 | 1003842 | 2023 |  | CP-1 | Natural Gas (Weighted U.S. Average) | Carbon Dioxide Non-Biogenic | 22097.6 | 0 | C
325211 | 1003842 | 2023 |  | CP-1 | Natural Gas (Weighted U.S. Average) | Carbon Dioxide Total | 22097.6 | 0 | C
325211 | 1003842 | 2023 |  | CP-1 | Natural Gas (Weighted U.S. Average) | Methane | 0.42 | 0 | C
325211 | 1003842 | 2023 |  | CP-1 | Natural Gas (Weighted U.S. Average) | Methane (Co2 eq) | 10.4 | 0 | C
325211 | 1003842 | 2023 |  | CP-1 | Natural Gas (Weighted U.S. Average) | Nitrous Oxide | 0.042 | 0 | C
325211 | 1003842 | 2023 |  | CP-1 | Natural Gas (Weighted U.S. Average) | Nitrous Oxide (Co2 eq) | 12.4 | 0 | C
325193 | 1003855 | 2023 |  | CP-Thermal Oxidizers | Natural Gas (Weighted U.S. Average) | Carbon Dioxide Biogenic | 0 | 0 | C
325193 | 1003855 | 2023 |  | CP-Thermal Oxidizers | Natural Gas (Weighted U.S. Average) | Carbon Dioxide Non-Biogenic | 163569.9 | 0 | C
325193 | 1003855 | 2023 |  | CP-Thermal Oxidizers | Natural Gas (Weighted U.S. Average) | Carbon Dioxide Total | 163569.9 | 0 | C
325193 | 1003855 | 2023 |  | CP-Thermal Oxidizers | Natural Gas (Weighted U.S. Average) | Methane | 3.08 | 0 | C
325193 | 1003855 | 2023 |  | CP-Thermal Oxidizers | Natural Gas (Weighted U.S. Average) | Methane (Co2 eq) | 77.1 | 0 | C
325193 | 1003855 | 2023 |  | CP-Thermal Oxidizers | Natural Gas (Weighted U.S. Average) | Nitrous Oxide | 0.308 | 0 | C
325193 | 1003855 | 2023 |  | CP-Thermal Oxidizers | Natural Gas (Weighted U.S. Average) | Nitrous Oxide (Co2 eq) | 91.9 | 0 | C
325180 | 1003857 | 2023 |  | CP-Lake Charles Plant | Natural Gas (Weighted U.S. Average) | Carbon Dioxide Biogenic | 0 | 0 | C
325180 | 1003857 | 2023 |  | CP-Lake Charles Plant | Natural Gas (Weighted U.S. Average) | Carbon Dioxide Non-Biogenic | 155855.9 | 0 | C
325180 | 1003857 | 2023 |  | CP-Lake Charles Plant | Natural Gas (Weighted U.S. Average) | Carbon Dioxide Total | 155855.9 | 0 | C
325180 | 1003857 | 2023 |  | CP-Lake Charles Plant | Natural Gas (Weighted U.S. Average) | Methane | 2.94 | 0 | C
325180 | 1003857 | 2023 |  | CP-Lake Charles Plant | Natural Gas (Weighted U.S. Average) | Methane (Co2 eq) | 73.4 | 0 | C
325180 | 1003857 | 2023 |  | CP-Lake Charles Plant | Natural Gas (Weighted U.S. Average) | Nitrous Oxide | 0.294 | 0 | C
325180 | 1003857 | 2023 |  | CP-Lake Charles Plant | Natural Gas (Weighted U.S. Average) | Nitrous Oxide (Co2 eq) | 87.5 | 0 | C
322130 | 1003884 | 2023 | OB (Boiler, other) | B12 | Natural Gas (Weighted U.S. Average) | Carbon Dioxide Biogenic | 0 | 0 | C
322130 | 1003884 | 2023 | OB (Boiler, other) | B12 | Natural Gas (Weighted U.S. Average) | Carbon Dioxide Non-Biogenic | 111123.3 | 0 | C
322130 | 1003884 | 2023 | OB (Boiler, other) | B12 | Natural Gas (Weighted U.S. Average) | Carbon Dioxide Total | 111123.3 | 0 | C
322130 | 1003884 | 2023 | OB (Boiler, other) | B12 | Natural Gas (Weighted U.S. Average) | Methane | 2.09 | 0 | C
322130 | 1003884 | 2023 | OB (Boiler, other) | B12 | Natural Gas (Weighted U.S. Average) | Methane (Co2 eq) | 52.4 | 0 | C
322130 | 1003884 | 2023 | OB (Boiler, other) | B12 | Natural Gas (Weighted U.S. Average) | Nitrous Oxide | 0.209 | 0 | C
322130 | 1003884 | 2023 | OB (Boiler, other) | B12 | Natural Gas (Weighted U.S. Average) | Nitrous Oxide (Co2 eq) | 62.4 | 0 | C
322130 | 1003884 | 2023 | S (Stoker Boiler) | B24 | Natural Gas (Weighted U.S. Average) | Carbon Dioxide Biogenic | 0 | 0 | C
322130 | 1003884 | 2023 | S (Stoker Boiler) | B24 | Natural Gas (Weighted U.S. Average) | Carbon Dioxide Non-Biogenic | 8750.7 | 0 | C
322130 | 1003884 | 2023 | S (Stoker Boiler) | B24 | Natural Gas (Weighted U.S. Average) | Carbon Dioxide Total | 8750.7 | 0 | C
322130 | 1003884 | 2023 | S (Stoker Boiler) | B24 | Natural Gas (Weighted U.S. Average) | Methane | 0.16 | 0 | C
322130 | 1003884 | 2023 | S (Stoker Boiler) | B24 | Natural Gas (Weighted U.S. Average) | Methane (Co2 eq) | 4.1 | 0 | C
322130 | 1003884 | 2023 | S (Stoker Boiler) | B24 | Natural Gas (Weighted U.S. Average) | Nitrous Oxide | 0.016 | 0 | C
322130 | 1003884 | 2023 | S (Stoker Boiler) | B24 | Natural Gas (Weighted U.S. Average) | Nitrous Oxide (Co2 eq) | 4.9 | 0 | C
322130 | 1003884 | 2023 | S (Stoker Boiler) | B24 | Wood and Wood Residuals (dry basis) | Carbon Dioxide Biogenic | 213349.2 | 0 | C
322130 | 1003884 | 2023 | S (Stoker Boiler) | B24 | Wood and Wood Residuals (dry basis) | Carbon Dioxide Non-Biogenic | 0 | 0 | C
322130 | 1003884 | 2023 | S (Stoker Boiler) | B24 | Wood and Wood Residuals (dry basis) | Carbon Dioxide Total | 213349.2 | 0 | C
322130 | 1003884 | 2023 | S (Stoker Boiler) | B24 | Wood and Wood Residuals (dry basis) | Methane | 16.38 | 0 | C
322130 | 1003884 | 2023 | S (Stoker Boiler) | B24 | Wood and Wood Residuals (dry basis) | Methane (Co2 eq) | 409.4 | 0 | C
322130 | 1003884 | 2023 | S (Stoker Boiler) | B24 | Wood and Wood Residuals (dry basis) | Nitrous Oxide | 8.188 | 0 | C
322130 | 1003884 | 2023 | S (Stoker Boiler) | B24 | Wood and Wood Residuals (dry basis) | Nitrous Oxide (Co2 eq) | 2440.1 | 0 | C
322130 | 1003884 | 2023 | Chemical Recovery Combustion Unit | B25 |  | Carbon Dioxide Biogenic (Spent Liquor) | 122780.2 |  | AA | [9 empty] | 73 | 1952 | B&W | 0.56 |  |  |  | 700 | 620
322130 | 1003884 | 2023 | Chemical Recovery Combustion Unit | B25 |  | Carbon Dioxide Non-Biogenic | 2460 |  | AA | [9 empty] | 73 | 1952 | B&W | 0.56 |  |  |  | 700 | 620
322130 | 1003884 | 2023 | Chemical Recovery Combustion Unit | B25 |  | Methane | 0.05 |  | AA | [9 empty] | 73 | 1952 | B&W | 0.56 |  |  |  | 700 | 620
322130 | 1003884 | 2023 | Chemical Recovery Combustion Unit | B25 |  | Methane Spent Liquor | 2.44 |  | AA | [9 empty] | 73 | 1952 | B&W | 0.56 |  |  |  | 700 | 620
322130 | 1003884 | 2023 | Chemical Recovery Combustion Unit | B25 |  | Nitrous Oxide | 0.005 |  | AA | [9 empty] | 73 | 1952 | B&W | 0.56 |  |  |  | 700 | 620
322130 | 1003884 | 2023 | Chemical Recovery Combustion Unit | B25 |  | Nitrous Oxide Spent Liquor | 0.54 |  | AA | [9 empty] | 73 | 1952 | B&W | 0.56 |  |  |  | 700 | 620
322130 | 1003884 | 2023 | OB (Boiler, other) | B29 | Natural Gas (Weighted U.S. Average) | Carbon Dioxide Biogenic | 0 | 0 | C
322130 | 1003884 | 2023 | OB (Boiler, other) | B29 | Natural Gas (Weighted U.S. Average) | Carbon Dioxide Non-Biogenic | 9673.9 | 0 | C
322130 | 1003884 | 2023 | OB (Boiler, other) | B29 | Natural Gas (Weighted U.S. Average) | Carbon Dioxide Total | 9673.9 | 0 | C
322130 | 1003884 | 2023 | OB (Boiler, other) | B29 | Natural Gas (Weighted U.S. Average) | Methane | 0.18 | 0 | C
322130 | 1003884 | 2023 | OB (Boiler, other) | B29 | Natural Gas (Weighted U.S. Average) | Methane (Co2 eq) | 4.6 | 0 | C
322130 | 1003884 | 2023 | OB (Boiler, other) | B29 | Natural Gas (Weighted U.S. Average) | Nitrous Oxide | 0.018 | 0 | C
322130 | 1003884 | 2023 | OB (Boiler, other) | B29 | Natural Gas (Weighted U.S. Average) | Nitrous Oxide (Co2 eq) | 5.4 | 0 | C
322130 | 1003884 | 2023 | OB (Boiler, other) | B29 | Other Biomass Gases | Carbon Dioxide Biogenic | 519.7 | 0 | C
322130 | 1003884 | 2023 | OB (Boiler, other) | B29 | Other Biomass Gases | Carbon Dioxide Non-Biogenic | 0 | 0 | C
322130 | 1003884 | 2023 | OB (Boiler, other) | B29 | Other Biomass Gases | Carbon Dioxide Total | 519.7 | 0 | C
322130 | 1003884 | 2023 | OB (Boiler, other) | B29 | Other Biomass Gases | Methane | 0.03 | 0 | C
322130 | 1003884 | 2023 | OB (Boiler, other) | B29 | Other Biomass Gases | Methane (Co2 eq) | 0.8 | 0 | C
322130 | 1003884 | 2023 | OB (Boiler, other) | B29 | Other Biomass Gases | Nitrous Oxide | 0.006 | 0 | C
322130 | 1003884 | 2023 | OB (Boiler, other) | B29 | Other Biomass Gases | Nitrous Oxide (Co2 eq) | 1.9 | 0 | C
322130 | 1003884 | 2023 | OB (Boiler, other) | B30 | Natural Gas (Weighted U.S. Average) | Carbon Dioxide Biogenic | 0 | 0 | C
322130 | 1003884 | 2023 | OB (Boiler, other) | B30 | Natural Gas (Weighted U.S. Average) | Carbon Dioxide Non-Biogenic | 1959.8 | 0 | C
322130 | 1003884 | 2023 | OB (Boiler, other) | B30 | Natural Gas (Weighted U.S. Average) | Carbon Dioxide Total | 1959.8 | 0 | C
322130 | 1003884 | 2023 | OB (Boiler, other) | B30 | Natural Gas (Weighted U.S. Average) | Methane | 0.04 | 0 | C
322130 | 1003884 | 2023 | OB (Boiler, other) | B30 | Natural Gas (Weighted U.S. Average) | Methane (Co2 eq) | 0.9 | 0 | C
322130 | 1003884 | 2023 | OB (Boiler, other) | B30 | Natural Gas (Weighted U.S. Average) | Nitrous Oxide | 0.004 | 0 | C
322130 | 1003884 | 2023 | OB (Boiler, other) | B30 | Natural Gas (Weighted U.S. Average) | Nitrous Oxide (Co2 eq) | 1.1 | 0 | C
322130 | 1003884 | 2023 |  | GP- Building Heat | Natural Gas (Weighted U.S. Average) | Carbon Dioxide Biogenic | 0 | 0 | C
322130 | 1003884 | 2023 |  | GP- Building Heat | Natural Gas (Weighted U.S. Average) | Carbon Dioxide Non-Biogenic | 5881.9 | 0 | C
322130 | 1003884 | 2023 |  | GP- Building Heat | Natural Gas (Weighted U.S. Average) | Carbon Dioxide Total | 5881.9 | 0 | C
322130 | 1003884 | 2023 |  | GP- Building Heat | Natural Gas (Weighted U.S. Average) | Methane | 0.11 | 0 | C
322130 | 1003884 | 2023 |  | GP- Building Heat | Natural Gas (Weighted U.S. Average) | Methane (Co2 eq) | 2.8 | 0 | C
322130 | 1003884 | 2023 |  | GP- Building Heat | Natural Gas (Weighted U.S. Average) | Nitrous Oxide | 0.011 | 0 | C
322130 | 1003884 | 2023 |  | GP- Building Heat | Natural Gas (Weighted U.S. Average) | Nitrous Oxide (Co2 eq) | 3.3 | 0 | C
322130 | 1003884 | 2023 |  | GP-Equipment Shops | Used Oil | Carbon Dioxide Biogenic | 0 | 0 | C
322130 | 1003884 | 2023 |  | GP-Equipment Shops | Used Oil | Carbon Dioxide Non-Biogenic | 15.1 | 0 | C
322130 | 1003884 | 2023 |  | GP-Equipment Shops | Used Oil | Carbon Dioxide Total | 15.1 | 0 | C
322130 | 1003884 | 2023 |  | GP-Equipment Shops | Used Oil | Methane | 0 | 0 | C
322130 | 1003884 | 2023 |  | GP-Equipment Shops | Used Oil | Methane (Co2 eq) | 0 | 0 | C
322130 | 1003884 | 2023 |  | GP-Equipment Shops | Used Oil | Nitrous Oxide | 0 | 0 | C
322130 | 1003884 | 2023 |  | GP-Equipment Shops | Used Oil | Nitrous Oxide (Co2 eq) | 0 | 0 | C
325120 | 1003890 | 2023 |  | GP- EL Dorado NG Units | Natural Gas (Weighted U.S. Average) | Carbon Dioxide Biogenic | 0 | 0 | C
325120 | 1003890 | 2023 |  | GP- EL Dorado NG Units | Natural Gas (Weighted U.S. Average) | Carbon Dioxide Non-Biogenic | 303.2 | 0 | C
325120 | 1003890 | 2023 |  | GP- EL Dorado NG Units | Natural Gas (Weighted U.S. Average) | Carbon Dioxide Total | 303.2 | 0 | C
325120 | 1003890 | 2023 |  | GP- EL Dorado NG Units | Natural Gas (Weighted U.S. Average) | Methane | 0.01 | 0 | C
325120 | 1003890 | 2023 |  | GP- EL Dorado NG Units | Natural Gas (Weighted U.S. Average) | Methane (Co2 eq) | 0.1 | 0 | C
325120 | 1003890 | 2023 |  | GP- EL Dorado NG Units | Natural Gas (Weighted U.S. Average) | Nitrous Oxide | 0.001 | 0 | C
325120 | 1003890 | 2023 |  | GP- EL Dorado NG Units | Natural Gas (Weighted U.S. Average) | Nitrous Oxide (Co2 eq) | 0.2 | 0 | C
325199 | 1003899 | 2023 |  | GP-Combustion Sources | Landfill Gas | Carbon Dioxide Biogenic | 12301.1 | 0 | C
325199 | 1003899 | 2023 |  | GP-Combustion Sources | Landfill Gas | Carbon Dioxide Non-Biogenic | 0 | 0 | C
325199 | 1003899 | 2023 |  | GP-Combustion Sources | Landfill Gas | Carbon Dioxide Total | 12301.1 | 0 | C
325199 | 1003899 | 2023 |  | GP-Combustion Sources | Landfill Gas | Methane | 0.76 | 0 | C
325199 | 1003899 | 2023 |  | GP-Combustion Sources | Landfill Gas | Methane (Co2 eq) | 18.9 | 0 | C
325199 | 1003899 | 2023 |  | GP-Combustion Sources | Landfill Gas | Nitrous Oxide | 0.149 | 0 | C
325199 | 1003899 | 2023 |  | GP-Combustion Sources | Landfill Gas | Nitrous Oxide (Co2 eq) | 44.4 | 0 | C
325199 | 1003899 | 2023 |  | GP-Combustion Sources | Natural Gas (Weighted U.S. Average) | Carbon Dioxide Biogenic | 0 | 0 | C
325199 | 1003899 | 2023 |  | GP-Combustion Sources | Natural Gas (Weighted U.S. Average) | Carbon Dioxide Non-Biogenic | 93284.9 | 0 | C
325199 | 1003899 | 2023 |  | GP-Combustion Sources | Natural Gas (Weighted U.S. Average) | Carbon Dioxide Total | 93284.9 | 0 | C
325199 | 1003899 | 2023 |  | GP-Combustion Sources | Natural Gas (Weighted U.S. Average) | Methane | 1.76 | 0 | C
325199 | 1003899 | 2023 |  | GP-Combustion Sources | Natural Gas (Weighted U.S. Average) | Methane (Co2 eq) | 44 | 0 | C
325199 | 1003899 | 2023 |  | GP-Combustion Sources | Natural Gas (Weighted U.S. Average) | Nitrous Oxide | 0.176 | 0 | C
325199 | 1003899 | 2023 |  | GP-Combustion Sources | Natural Gas (Weighted U.S. Average) | Nitrous Oxide (Co2 eq) | 52.4 | 0 | C
325199 | 1003899 | 2023 | Petrochemical process unit | PetroChem Sources |  | Carbon Dioxide | 232370.1 |  | X
311613 | 1003901 | 2023 |  | CP- | Natural Gas (Weighted U.S. Average) | Carbon Dioxide Biogenic | 0 | 0 | C
311613 | 1003901 | 2023 |  | CP- | Natural Gas (Weighted U.S. Average) | Carbon Dioxide Non-Biogenic | 22427.9 | 0 | C
311613 | 1003901 | 2023 |  | CP- | Natural Gas (Weighted U.S. Average) | Carbon Dioxide Total | 22427.9 | 0 | C
311613 | 1003901 | 2023 |  | CP- | Natural Gas (Weighted U.S. Average) | Methane | 0.42 | 0 | C
311613 | 1003901 | 2023 |  | CP- | Natural Gas (Weighted U.S. Average) | Methane (Co2 eq) | 10.6 | 0 | C
311613 | 1003901 | 2023 |  | CP- | Natural Gas (Weighted U.S. Average) | Nitrous Oxide | 0.042 | 0 | C
311613 | 1003901 | 2023 |  | CP- | Natural Gas (Weighted U.S. Average) | Nitrous Oxide (Co2 eq) | 12.6 | 0 | C
311613 | 1003901 | 2023 |  | CP- | Propane | Carbon Dioxide Biogenic | 0 | 0 | C
311613 | 1003901 | 2023 |  | CP- | Propane | Carbon Dioxide Non-Biogenic | 0 | 0 | C
311613 | 1003901 | 2023 |  | CP- | Propane | Carbon Dioxide Total | 0 | 0 | C
311613 | 1003901 | 2023 |  | CP- | Propane | Methane | 0 | 0 | C
311613 | 1003901 | 2023 |  | CP- | Propane | Methane (Co2 eq) | 0 | 0 | C
311613 | 1003901 | 2023 |  | CP- | Propane | Nitrous Oxide | 0 | 0 | C
311613 | 1003901 | 2023 |  | CP- | Propane | Nitrous Oxide (Co2 eq) | 0 | 0 | C
311613 | 1003901 | 2023 |  | CP- dryers | Natural Gas (Weighted U.S. Average) | Carbon Dioxide Biogenic | 0 | 0 | C
311613 | 1003901 | 2023 |  | CP- dryers | Natural Gas (Weighted U.S. Average) | Carbon Dioxide Non-Biogenic | 1785.7 | 0 | C
311613 | 1003901 | 2023 |  | CP- dryers | Natural Gas (Weighted U.S. Average) | Carbon Dioxide Total | 1785.7 | 0 | C
311613 | 1003901 | 2023 |  | CP- dryers | Natural Gas (Weighted U.S. Average) | Methane | 0.03 | 0 | C
311613 | 1003901 | 2023 |  | CP- dryers | Natural Gas (Weighted U.S. Average) | Methane (Co2 eq) | 0.8 | 0 | C
311613 | 1003901 | 2023 |  | CP- dryers | Natural Gas (Weighted U.S. Average) | Nitrous Oxide | 0.003 | 0 | C
311613 | 1003901 | 2023 |  | CP- dryers | Natural Gas (Weighted U.S. Average) | Nitrous Oxide (Co2 eq) | 1 | 0 | C
311613 | 1003901 | 2023 |  | CP-generators | Distillate Fuel Oil No. 2 | Carbon Dioxide Biogenic | 0 | 0 | C
311613 | 1003901 | 2023 |  | CP-generators | Distillate Fuel Oil No. 2 | Carbon Dioxide Non-Biogenic | 709.9 | 0 | C
311613 | 1003901 | 2023 |  | CP-generators | Distillate Fuel Oil No. 2 | Carbon Dioxide Total | 709.9 | 0 | C
311613 | 1003901 | 2023 |  | CP-generators | Distillate Fuel Oil No. 2 | Methane | 0.03 | 0 | C
311613 | 1003901 | 2023 |  | CP-generators | Distillate Fuel Oil No. 2 | Methane (Co2 eq) | 0.7 | 0 | C
311613 | 1003901 | 2023 |  | CP-generators | Distillate Fuel Oil No. 2 | Nitrous Oxide | 0.006 | 0 | C
311613 | 1003901 | 2023 |  | CP-generators | Distillate Fuel Oil No. 2 | Nitrous Oxide (Co2 eq) | 1.7 | 0 | C
311613 | 1003901 | 2023 |  | GP-Flares | Other Biomass Gases | Carbon Dioxide Biogenic | 4109.1 | 0 | C
311613 | 1003901 | 2023 |  | GP-Flares | Other Biomass Gases | Carbon Dioxide Non-Biogenic | 0 | 0 | C
311613 | 1003901 | 2023 |  | GP-Flares | Other Biomass Gases | Carbon Dioxide Total | 4109.1 | 0 | C
311613 | 1003901 | 2023 |  | GP-Flares | Other Biomass Gases | Methane | 0.25 | 0 | C
311613 | 1003901 | 2023 |  | GP-Flares | Other Biomass Gases | Methane (Co2 eq) | 6.3 | 0 | C
311613 | 1003901 | 2023 |  | GP-Flares | Other Biomass Gases | Nitrous Oxide | 0.05 | 0 | C
311613 | 1003901 | 2023 |  | GP-Flares | Other Biomass Gases | Nitrous Oxide (Co2 eq) | 14.8 | 0 | C
325211 | 1003903 | 2023 |  | GP-001 | Natural Gas (Weighted U.S. Average) | Carbon Dioxide Biogenic | 0 | 0 | C
325211 | 1003903 | 2023 |  | GP-001 | Natural Gas (Weighted U.S. Average) | Carbon Dioxide Non-Biogenic | 56219.7 | 0 | C
325211 | 1003903 | 2023 |  | GP-001 | Natural Gas (Weighted U.S. Average) | Carbon Dioxide Total | 56219.7 | 0 | C
325211 | 1003903 | 2023 |  | GP-001 | Natural Gas (Weighted U.S. Average) | Methane | 1.06 | 0 | C
325211 | 1003903 | 2023 |  | GP-001 | Natural Gas (Weighted U.S. Average) | Methane (Co2 eq) | 26.5 | 0 | C
325211 | 1003903 | 2023 |  | GP-001 | Natural Gas (Weighted U.S. Average) | Nitrous Oxide | 0.106 | 0 | C
325211 | 1003903 | 2023 |  | GP-001 | Natural Gas (Weighted U.S. Average) | Nitrous Oxide (Co2 eq) | 31.6 | 0 | C
325193 | 1003907 | 2023 |  | CP-1 | Natural Gas (Weighted U.S. Average) | Carbon Dioxide Biogenic | 0 | 0 | C
325193 | 1003907 | 2023 |  | CP-1 | Natural Gas (Weighted U.S. Average) | Carbon Dioxide Non-Biogenic | 199359.2 | 0 | C
325193 | 1003907 | 2023 |  | CP-1 | Natural Gas (Weighted U.S. Average) | Carbon Dioxide Total | 199359.2 | 0 | C
325193 | 1003907 | 2023 |  | CP-1 | Natural Gas (Weighted U.S. Average) | Methane | 3.76 | 0 | C
325193 | 1003907 | 2023 |  | CP-1 | Natural Gas (Weighted U.S. Average) | Methane (Co2 eq) | 93.9 | 0 | C
325193 | 1003907 | 2023 |  | CP-1 | Natural Gas (Weighted U.S. Average) | Nitrous Oxide | 0.376 | 0 | C
325193 | 1003907 | 2023 |  | CP-1 | Natural Gas (Weighted U.S. Average) | Nitrous Oxide (Co2 eq) | 112 | 0 | C
325199 | 1003940 | 2023 |  | CP-1 | Natural Gas (Weighted U.S. Average) | Carbon Dioxide Biogenic | 0 | 475485000 | C
325199 | 1003940 | 2023 |  | CP-1 | Natural Gas (Weighted U.S. Average) | Carbon Dioxide Non-Biogenic | 28333.6 | 475485000 | C
325199 | 1003940 | 2023 |  | CP-1 | Natural Gas (Weighted U.S. Average) | Carbon Dioxide Total | 28333.6 | 475485000 | C
325199 | 1003940 | 2023 |  | CP-1 | Natural Gas (Weighted U.S. Average) | Methane | 0.53 | 475485000 | C
325199 | 1003940 | 2023 |  | CP-1 | Natural Gas (Weighted U.S. Average) | Methane (Co2 eq) | 13.3 | 475485000 | C
325199 | 1003940 | 2023 |  | CP-1 | Natural Gas (Weighted U.S. Average) | Nitrous Oxide | 0.053 | 475485000 | C
325199 | 1003940 | 2023 |  | CP-1 | Natural Gas (Weighted U.S. Average) | Nitrous Oxide (Co2 eq) | 15.9 | 475485000 | C
325199 | 1003940 | 2023 |  | GP-1 | Distillate Fuel Oil No. 1 | Carbon Dioxide Biogenic | 0 | 19768 | C
325199 | 1003940 | 2023 |  | GP-1 | Distillate Fuel Oil No. 1 | Carbon Dioxide Non-Biogenic | 201.3 | 19768 | C
325199 | 1003940 | 2023 |  | GP-1 | Distillate Fuel Oil No. 1 | Carbon Dioxide Total | 201.3 | 19768 | C
325199 | 1003940 | 2023 |  | GP-1 | Distillate Fuel Oil No. 1 | Methane | 0.01 | 19768 | C
325199 | 1003940 | 2023 |  | GP-1 | Distillate Fuel Oil No. 1 | Methane (Co2 eq) | 0.2 | 19768 | C
325199 | 1003940 | 2023 |  | GP-1 | Distillate Fuel Oil No. 1 | Nitrous Oxide | 0.002 | 19768 | C
325199 | 1003940 | 2023 |  | GP-1 | Distillate Fuel Oil No. 1 | Nitrous Oxide (Co2 eq) | 0.5 | 19768 | C
322110 | 1003943 | 2023 |  | GP-Power Boilers | Distillate Fuel Oil No. 2 | Carbon Dioxide Biogenic | 0 | 0 | C
322110 | 1003943 | 2023 |  | GP-Power Boilers | Distillate Fuel Oil No. 2 | Carbon Dioxide Non-Biogenic | 0 | 0 | C
322110 | 1003943 | 2023 |  | GP-Power Boilers | Distillate Fuel Oil No. 2 | Carbon Dioxide Total | 0 | 0 | C
322110 | 1003943 | 2023 |  | GP-Power Boilers | Distillate Fuel Oil No. 2 | Methane | 0 | 0 | C
322110 | 1003943 | 2023 |  | GP-Power Boilers | Distillate Fuel Oil No. 2 | Methane (Co2 eq) | 0 | 0 | C
322110 | 1003943 | 2023 |  | GP-Power Boilers | Distillate Fuel Oil No. 2 | Nitrous Oxide | 0 | 0 | C
322110 | 1003943 | 2023 |  | GP-Power Boilers | Distillate Fuel Oil No. 2 | Nitrous Oxide (Co2 eq) | 0 | 0 | C
322110 | 1003943 | 2023 |  | GP-Power Boilers | Natural Gas (Weighted U.S. Average) | Carbon Dioxide Biogenic | 0 | 0 | C
322110 | 1003943 | 2023 |  | GP-Power Boilers | Natural Gas (Weighted U.S. Average) | Carbon Dioxide Non-Biogenic | 94354.7 | 0 | C
322110 | 1003943 | 2023 |  | GP-Power Boilers | Natural Gas (Weighted U.S. Average) | Carbon Dioxide Total | 94354.7 | 0 | C
322110 | 1003943 | 2023 |  | GP-Power Boilers | Natural Gas (Weighted U.S. Average) | Methane | 1.78 | 0 | C
322110 | 1003943 | 2023 |  | GP-Power Boilers | Natural Gas (Weighted U.S. Average) | Methane (Co2 eq) | 44.5 | 0 | C
322110 | 1003943 | 2023 |  | GP-Power Boilers | Natural Gas (Weighted U.S. Average) | Nitrous Oxide | 0.178 | 0 | C
322110 | 1003943 | 2023 |  | GP-Power Boilers | Natural Gas (Weighted U.S. Average) | Nitrous Oxide (Co2 eq) | 53 | 0 | C
322110 | 1003943 | 2023 |  | GP-Power Boilers | Wood and Wood Residuals (dry basis) | Carbon Dioxide Biogenic | 177464.5 | 0 | C
322110 | 1003943 | 2023 |  | GP-Power Boilers | Wood and Wood Residuals (dry basis) | Carbon Dioxide Non-Biogenic | 0 | 0 | C
322110 | 1003943 | 2023 |  | GP-Power Boilers | Wood and Wood Residuals (dry basis) | Carbon Dioxide Total | 177464.5 | 0 | C
322110 | 1003943 | 2023 |  | GP-Power Boilers | Wood and Wood Residuals (dry basis) | Methane | 13.62 | 0 | C
322110 | 1003943 | 2023 |  | GP-Power Boilers | Wood and Wood Residuals (dry basis) | Methane (Co2 eq) | 340.6 | 0 | C
322110 | 1003943 | 2023 |  | GP-Power Boilers | Wood and Wood Residuals (dry basis) | Nitrous Oxide | 6.811 | 0 | C
322110 | 1003943 | 2023 |  | GP-Power Boilers | Wood and Wood Residuals (dry basis) | Nitrous Oxide (Co2 eq) | 2029.7 | 0 | C
322110 | 1003943 | 2023 | Chemical Recovery Combustion Unit | Recovery Boiler |  | Carbon Dioxide Biogenic (Spent Liquor) | 66073.2 |  | AA | [9 empty] | 49 | 1976 | B&W | 0.525 |  |  |  | 675 | 600
322110 | 1003943 | 2023 | Chemical Recovery Combustion Unit | Recovery Boiler |  | Carbon Dioxide Non-Biogenic | 29234 |  | AA | [9 empty] | 49 | 1976 | B&W | 0.525 |  |  |  | 675 | 600
322110 | 1003943 | 2023 | Chemical Recovery Combustion Unit | Recovery Boiler |  | Methane | 0.55 |  | AA | [9 empty] | 49 | 1976 | B&W | 0.525 |  |  |  | 675 | 600
322110 | 1003943 | 2023 | Chemical Recovery Combustion Unit | Recovery Boiler |  | Methane Spent Liquor | 1.18 |  | AA | [9 empty] | 49 | 1976 | B&W | 0.525 |  |  |  | 675 | 600
322110 | 1003943 | 2023 | Chemical Recovery Combustion Unit | Recovery Boiler |  | Nitrous Oxide | 0.055 |  | AA | [9 empty] | 49 | 1976 | B&W | 0.525 |  |  |  | 675 | 600
322110 | 1003943 | 2023 | Chemical Recovery Combustion Unit | Recovery Boiler |  | Nitrous Oxide Spent Liquor | 0.261 |  | AA | [9 empty] | 49 | 1976 | B&W | 0.525 |  |  |  | 675 | 600
325211 | 1003944 | 2023 |  | CP-1 | Natural Gas (Weighted U.S. Average) | Carbon Dioxide Biogenic | 0 | 0 | C
325211 | 1003944 | 2023 |  | CP-1 | Natural Gas (Weighted U.S. Average) | Carbon Dioxide Non-Biogenic | 47911.8 | 0 | C
325211 | 1003944 | 2023 |  | CP-1 | Natural Gas (Weighted U.S. Average) | Carbon Dioxide Total | 47911.8 | 0 | C
325211 | 1003944 | 2023 |  | CP-1 | Natural Gas (Weighted U.S. Average) | Methane | 0.9 | 0 | C
325211 | 1003944 | 2023 |  | CP-1 | Natural Gas (Weighted U.S. Average) | Methane (Co2 eq) | 22.6 | 0 | C
325211 | 1003944 | 2023 |  | CP-1 | Natural Gas (Weighted U.S. Average) | Nitrous Oxide | 0.09 | 0 | C
325211 | 1003944 | 2023 |  | CP-1 | Natural Gas (Weighted U.S. Average) | Nitrous Oxide (Co2 eq) | 26.9 | 0 | C
322130 | 1003953 | 2023 |  | GP-Forney Plant | Natural Gas (Weighted U.S. Average) | Carbon Dioxide Biogenic | 0 | 1490988154 | C
322130 | 1003953 | 2023 |  | GP-Forney Plant | Natural Gas (Weighted U.S. Average) | Carbon Dioxide Non-Biogenic | 81168.7 | 1490988154 | C
322130 | 1003953 | 2023 |  | GP-Forney Plant | Natural Gas (Weighted U.S. Average) | Carbon Dioxide Total | 81168.7 | 1490988154 | C
322130 | 1003953 | 2023 |  | GP-Forney Plant | Natural Gas (Weighted U.S. Average) | Methane | 1.53 | 1490988154 | C
322130 | 1003953 | 2023 |  | GP-Forney Plant | Natural Gas (Weighted U.S. Average) | Methane (Co2 eq) | 38.2 | 1490988154 | C
322130 | 1003953 | 2023 |  | GP-Forney Plant | Natural Gas (Weighted U.S. Average) | Nitrous Oxide | 0.153 | 1490988154 | C
322130 | 1003953 | 2023 |  | GP-Forney Plant | Natural Gas (Weighted U.S. Average) | Nitrous Oxide (Co2 eq) | 45.6 | 1490988154 | C
322130 | 1003953 | 2023 |  | GP-Forney Plant | Wood and Wood Residuals (dry basis) | Carbon Dioxide Biogenic | 23845.5 | 17142 | C
322130 | 1003953 | 2023 |  | GP-Forney Plant | Wood and Wood Residuals (dry basis) | Carbon Dioxide Non-Biogenic | 0 | 17142 | C
322130 | 1003953 | 2023 |  | GP-Forney Plant | Wood and Wood Residuals (dry basis) | Carbon Dioxide Total | 23845.5 | 17142 | C
322130 | 1003953 | 2023 |  | GP-Forney Plant | Wood and Wood Residuals (dry basis) | Methane | 1.83 | 17142 | C
322130 | 1003953 | 2023 |  | GP-Forney Plant | Wood and Wood Residuals (dry basis) | Methane (Co2 eq) | 45.8 | 17142 | C
322130 | 1003953 | 2023 |  | GP-Forney Plant | Wood and Wood Residuals (dry basis) | Nitrous Oxide | 0.915 | 17142 | C
322130 | 1003953 | 2023 |  | GP-Forney Plant | Wood and Wood Residuals (dry basis) | Nitrous Oxide (Co2 eq) | 272.7 | 17142 | C
325193 | 1003954 | 2023 |  | CP-Dryer A, Dryer B, and TO | Natural Gas (Weighted U.S. Average) | Carbon Dioxide Biogenic | 0 | 1122173382 | C
325193 | 1003954 | 2023 |  | CP-Dryer A, Dryer B, and TO | Natural Gas (Weighted U.S. Average) | Carbon Dioxide Non-Biogenic | 61090.6 | 1122173382 | C
325193 | 1003954 | 2023 |  | CP-Dryer A, Dryer B, and TO | Natural Gas (Weighted U.S. Average) | Carbon Dioxide Total | 61090.6 | 1122173382 | C
325193 | 1003954 | 2023 |  | CP-Dryer A, Dryer B, and TO | Natural Gas (Weighted U.S. Average) | Methane | 1.15 | 1122173382 | C
325193 | 1003954 | 2023 |  | CP-Dryer A, Dryer B, and TO | Natural Gas (Weighted U.S. Average) | Methane (Co2 eq) | 28.8 | 1122173382 | C
325193 | 1003954 | 2023 |  | CP-Dryer A, Dryer B, and TO | Natural Gas (Weighted U.S. Average) | Nitrous Oxide | 0.115 | 1122173382 | C
325193 | 1003954 | 2023 |  | CP-Dryer A, Dryer B, and TO | Natural Gas (Weighted U.S. Average) | Nitrous Oxide (Co2 eq) | 34.3 | 1122173382 | C
325211 | 1003966 | 2023 |  | CP-National Grid Main Feed | Distillate Fuel Oil No. 2 | Carbon Dioxide Biogenic | 0 | 0 | C
325211 | 1003966 | 2023 |  | CP-National Grid Main Feed | Distillate Fuel Oil No. 2 | Carbon Dioxide Non-Biogenic | 159.7 | 0 | C
325211 | 1003966 | 2023 |  | CP-National Grid Main Feed | Distillate Fuel Oil No. 2 | Carbon Dioxide Total | 159.7 | 0 | C
325211 | 1003966 | 2023 |  | CP-National Grid Main Feed | Distillate Fuel Oil No. 2 | Methane | 0.01 | 0 | C
325211 | 1003966 | 2023 |  | CP-National Grid Main Feed | Distillate Fuel Oil No. 2 | Methane (Co2 eq) | 0.2 | 0 | C
325211 | 1003966 | 2023 |  | CP-National Grid Main Feed | Distillate Fuel Oil No. 2 | Nitrous Oxide | 0.001 | 0 | C
325211 | 1003966 | 2023 |  | CP-National Grid Main Feed | Distillate Fuel Oil No. 2 | Nitrous Oxide (Co2 eq) | 0.4 | 0 | C
325211 | 1003966 | 2023 |  | CP-National Grid Main Feed | Natural Gas (Weighted U.S. Average) | Carbon Dioxide Biogenic | 0 | 0 | C
325211 | 1003966 | 2023 |  | CP-National Grid Main Feed | Natural Gas (Weighted U.S. Average) | Carbon Dioxide Non-Biogenic | 27425.1 | 0 | C
325211 | 1003966 | 2023 |  | CP-National Grid Main Feed | Natural Gas (Weighted U.S. Average) | Carbon Dioxide Total | 27425.1 | 0 | C
325211 | 1003966 | 2023 |  | CP-National Grid Main Feed | Natural Gas (Weighted U.S. Average) | Methane | 0.52 | 0 | C
325211 | 1003966 | 2023 |  | CP-National Grid Main Feed | Natural Gas (Weighted U.S. Average) | Methane (Co2 eq) | 12.9 | 0 | C
325211 | 1003966 | 2023 |  | CP-National Grid Main Feed | Natural Gas (Weighted U.S. Average) | Nitrous Oxide | 0.052 | 0 | C
325211 | 1003966 | 2023 |  | CP-National Grid Main Feed | Natural Gas (Weighted U.S. Average) | Nitrous Oxide (Co2 eq) | 15.4 | 0 | C
325193 | 1003970 | 2023 |  | CP-1 | Natural Gas (Weighted U.S. Average) | Carbon Dioxide Biogenic | 0 | 0 | C
325193 | 1003970 | 2023 |  | CP-1 | Natural Gas (Weighted U.S. Average) | Carbon Dioxide Non-Biogenic | 173921.3 | 0 | C
325193 | 1003970 | 2023 |  | CP-1 | Natural Gas (Weighted U.S. Average) | Carbon Dioxide Total | 173921.3 | 0 | C
325193 | 1003970 | 2023 |  | CP-1 | Natural Gas (Weighted U.S. Average) | Methane | 3.28 | 0 | C
325193 | 1003970 | 2023 |  | CP-1 | Natural Gas (Weighted U.S. Average) | Methane (Co2 eq) | 82 | 0 | C
325193 | 1003970 | 2023 |  | CP-1 | Natural Gas (Weighted U.S. Average) | Nitrous Oxide | 0.328 | 0 | C
325193 | 1003970 | 2023 |  | CP-1 | Natural Gas (Weighted U.S. Average) | Nitrous Oxide (Co2 eq) | 97.7 | 0 | C
325211 | 1003975 | 2023 |  | CP-Boilers | Natural Gas (Weighted U.S. Average) | Carbon Dioxide Biogenic | 0 | 0 | C
325211 | 1003975 | 2023 |  | CP-Boilers | Natural Gas (Weighted U.S. Average) | Carbon Dioxide Non-Biogenic | 38567.5 | 0 | C
325211 | 1003975 | 2023 |  | CP-Boilers | Natural Gas (Weighted U.S. Average) | Carbon Dioxide Total | 38567.5 | 0 | C
325211 | 1003975 | 2023 |  | CP-Boilers | Natural Gas (Weighted U.S. Average) | Methane | 0.73 | 0 | C
325211 | 1003975 | 2023 |  | CP-Boilers | Natural Gas (Weighted U.S. Average) | Methane (Co2 eq) | 18.2 | 0 | C
325211 | 1003975 | 2023 |  | CP-Boilers | Natural Gas (Weighted U.S. Average) | Nitrous Oxide | 0.073 | 0 | C
325211 | 1003975 | 2023 |  | CP-Boilers | Natural Gas (Weighted U.S. Average) | Nitrous Oxide (Co2 eq) | 21.7 | 0 | C
325211 | 1003975 | 2023 |  | CP-Boilers | Residual Fuel Oil No. 6 | Carbon Dioxide Biogenic | 0 | 0 | C
325211 | 1003975 | 2023 |  | CP-Boilers | Residual Fuel Oil No. 6 | Carbon Dioxide Non-Biogenic | 0 | 0 | C
325211 | 1003975 | 2023 |  | CP-Boilers | Residual Fuel Oil No. 6 | Carbon Dioxide Total | 0 | 0 | C
325211 | 1003975 | 2023 |  | CP-Boilers | Residual Fuel Oil No. 6 | Methane | 0 | 0 | C
325211 | 1003975 | 2023 |  | CP-Boilers | Residual Fuel Oil No. 6 | Methane (Co2 eq) | 0 | 0 | C
325211 | 1003975 | 2023 |  | CP-Boilers | Residual Fuel Oil No. 6 | Nitrous Oxide | 0 | 0 | C
325211 | 1003975 | 2023 |  | CP-Boilers | Residual Fuel Oil No. 6 | Nitrous Oxide (Co2 eq) | 0 | 0 | C
325211 | 1003975 | 2023 |  | CP-Vaporizers | Distillate Fuel Oil No. 2 | Carbon Dioxide Biogenic | 0 | 0 | C
325211 | 1003975 | 2023 |  | CP-Vaporizers | Distillate Fuel Oil No. 2 | Carbon Dioxide Non-Biogenic | 69.4 | 0 | C
325211 | 1003975 | 2023 |  | CP-Vaporizers | Distillate Fuel Oil No. 2 | Carbon Dioxide Total | 69.4 | 0 | C
325211 | 1003975 | 2023 |  | CP-Vaporizers | Distillate Fuel Oil No. 2 | Methane | 0 | 0 | C
325211 | 1003975 | 2023 |  | CP-Vaporizers | Distillate Fuel Oil No. 2 | Methane (Co2 eq) | 0.1 | 0 | C
325211 | 1003975 | 2023 |  | CP-Vaporizers | Distillate Fuel Oil No. 2 | Nitrous Oxide | 0.001 | 0 | C
325211 | 1003975 | 2023 |  | CP-Vaporizers | Distillate Fuel Oil No. 2 | Nitrous Oxide (Co2 eq) | 0.2 | 0 | C
325211 | 1003975 | 2023 |  | CP-Vaporizers | Natural Gas (Weighted U.S. Average) | Carbon Dioxide Biogenic | 0 | 0 | C
325211 | 1003975 | 2023 |  | CP-Vaporizers | Natural Gas (Weighted U.S. Average) | Carbon Dioxide Non-Biogenic | 11168.2 | 0 | C
325211 | 1003975 | 2023 |  | CP-Vaporizers | Natural Gas (Weighted U.S. Average) | Carbon Dioxide Total | 11168.2 | 0 | C
325211 | 1003975 | 2023 |  | CP-Vaporizers | Natural Gas (Weighted U.S. Average) | Methane | 0.21 | 0 | C
325211 | 1003975 | 2023 |  | CP-Vaporizers | Natural Gas (Weighted U.S. Average) | Methane (Co2 eq) | 5.3 | 0 | C
325211 | 1003975 | 2023 |  | CP-Vaporizers | Natural Gas (Weighted U.S. Average) | Nitrous Oxide | 0.021 | 0 | C
325211 | 1003975 | 2023 |  | CP-Vaporizers | Natural Gas (Weighted U.S. Average) | Nitrous Oxide (Co2 eq) | 6.3 | 0 | C
325211 | 1003975 | 2023 |  | GP-Misc | Natural Gas (Weighted U.S. Average) | Carbon Dioxide Biogenic | 0 | 0 | C
325211 | 1003975 | 2023 |  | GP-Misc | Natural Gas (Weighted U.S. Average) | Carbon Dioxide Non-Biogenic | 230.3 | 0 | C
325211 | 1003975 | 2023 |  | GP-Misc | Natural Gas (Weighted U.S. Average) | Carbon Dioxide Total | 230.3 | 0 | C
325211 | 1003975 | 2023 |  | GP-Misc | Natural Gas (Weighted U.S. Average) | Methane | 0 | 0 | C
325211 | 1003975 | 2023 |  | GP-Misc | Natural Gas (Weighted U.S. Average) | Methane (Co2 eq) | 0.1 | 0 | C
325211 | 1003975 | 2023 |  | GP-Misc | Natural Gas (Weighted U.S. Average) | Nitrous Oxide | 0 | 0 | C
325211 | 1003975 | 2023 |  | GP-Misc | Natural Gas (Weighted U.S. Average) | Nitrous Oxide (Co2 eq) | 0.1 | 0 | C
325110 | 1003991 | 2023 | OB (Boiler, other) | BF-801A | Fuel Gas | Carbon Dioxide Biogenic | 0 | 0 | C
325110 | 1003991 | 2023 | OB (Boiler, other) | BF-801A | Fuel Gas | Carbon Dioxide Non-Biogenic | 110497.3 | 0 | C
325110 | 1003991 | 2023 | OB (Boiler, other) | BF-801A | Fuel Gas | Carbon Dioxide Total | 110497.3 | 0 | C
325110 | 1003991 | 2023 | OB (Boiler, other) | BF-801A | Fuel Gas | Methane | 7.6 | 0 | C
325110 | 1003991 | 2023 | OB (Boiler, other) | BF-801A | Fuel Gas | Methane (Co2 eq) | 190 | 0 | C
325110 | 1003991 | 2023 | OB (Boiler, other) | BF-801A | Fuel Gas | Nitrous Oxide | 1.52 | 0 | C
325110 | 1003991 | 2023 | OB (Boiler, other) | BF-801A | Fuel Gas | Nitrous Oxide (Co2 eq) | 453 | 0 | C
325110 | 1003991 | 2023 | OB (Boiler, other) | BF-801B | Fuel Gas | Carbon Dioxide Biogenic | 0 | 0 | C
325110 | 1003991 | 2023 | OB (Boiler, other) | BF-801B | Fuel Gas | Carbon Dioxide Non-Biogenic | 113921.6 | 0 | C
325110 | 1003991 | 2023 | OB (Boiler, other) | BF-801B | Fuel Gas | Carbon Dioxide Total | 113921.6 | 0 | C
325110 | 1003991 | 2023 | OB (Boiler, other) | BF-801B | Fuel Gas | Methane | 7.92 | 0 | C
325110 | 1003991 | 2023 | OB (Boiler, other) | BF-801B | Fuel Gas | Methane (Co2 eq) | 198.1 | 0 | C
325110 | 1003991 | 2023 | OB (Boiler, other) | BF-801B | Fuel Gas | Nitrous Oxide | 1.585 | 0 | C
325110 | 1003991 | 2023 | OB (Boiler, other) | BF-801B | Fuel Gas | Nitrous Oxide (Co2 eq) | 472.3 | 0 | C
325110 | 1003991 | 2023 | OB (Boiler, other) | BF-801C | Fuel Gas | Carbon Dioxide Biogenic | 0 | 0 | C
325110 | 1003991 | 2023 | OB (Boiler, other) | BF-801C | Fuel Gas | Carbon Dioxide Non-Biogenic | 84364.8 | 0 | C
325110 | 1003991 | 2023 | OB (Boiler, other) | BF-801C | Fuel Gas | Carbon Dioxide Total | 84364.8 | 0 | C
325110 | 1003991 | 2023 | OB (Boiler, other) | BF-801C | Fuel Gas | Methane | 6.06 | 0 | C
325110 | 1003991 | 2023 | OB (Boiler, other) | BF-801C | Fuel Gas | Methane (Co2 eq) | 151.4 | 0 | C
325110 | 1003991 | 2023 | OB (Boiler, other) | BF-801C | Fuel Gas | Nitrous Oxide | 1.211 | 0 | C
325110 | 1003991 | 2023 | OB (Boiler, other) | BF-801C | Fuel Gas | Nitrous Oxide (Co2 eq) | 360.9 | 0 | C
325110 | 1003991 | 2023 | Flare | CB-701 |  | Carbon Dioxide | 27783.1 |  | X
325110 | 1003991 | 2023 | Flare | CB-701 |  | Methane | 79.74 |  | X
325110 | 1003991 | 2023 | Flare | CB-701 |  | Nitrous Oxide | 0.278 |  | X
325110 | 1003991 | 2023 | Flare | CB-710 |  | Carbon Dioxide | 2113.9 |  | X
325110 | 1003991 | 2023 | Flare | CB-710 |  | Methane | 14.07 |  | X
325110 | 1003991 | 2023 | Flare | CB-710 |  | Nitrous Oxide | 0.021 |  | X
325110 | 1003991 | 2023 |  | GP-FURN1594 | Fuel Gas | Carbon Dioxide Biogenic | 0 | 0 | C
325110 | 1003991 | 2023 |  | GP-FURN1594 | Fuel Gas | Carbon Dioxide Non-Biogenic | 659368.7 | 0 | C
325110 | 1003991 | 2023 |  | GP-FURN1594 | Fuel Gas | Carbon Dioxide Total | 659368.7 | 0 | C
325110 | 1003991 | 2023 |  | GP-FURN1594 | Fuel Gas | Methane | 76.5 | 0 | C
325110 | 1003991 | 2023 |  | GP-FURN1594 | Fuel Gas | Methane (Co2 eq) | 1912.6 | 0 | C
325110 | 1003991 | 2023 |  | GP-FURN1594 | Fuel Gas | Nitrous Oxide | 15.301 | 0 | C
325110 | 1003991 | 2023 |  | GP-FURN1594 | Fuel Gas | Nitrous Oxide (Co2 eq) | 4559.6 | 0 | C
325110 | 1003991 | 2023 |  | GP-FURNACES | Fuel Gas | Carbon Dioxide Biogenic | 0 | 0 | C
325110 | 1003991 | 2023 |  | GP-FURNACES | Fuel Gas | Carbon Dioxide Non-Biogenic | 813660.1 | 0 | C
325110 | 1003991 | 2023 |  | GP-FURNACES | Fuel Gas | Carbon Dioxide Total | 813660.1 | 0 | C
325110 | 1003991 | 2023 |  | GP-FURNACES | Fuel Gas | Methane | 54.88 | 0 | C
325110 | 1003991 | 2023 |  | GP-FURNACES | Fuel Gas | Methane (Co2 eq) | 1372 | 0 | C
325110 | 1003991 | 2023 |  | GP-FURNACES | Fuel Gas | Nitrous Oxide | 10.976 | 0 | C
325110 | 1003991 | 2023 |  | GP-FURNACES | Fuel Gas | Nitrous Oxide (Co2 eq) | 3270.9 | 0 | C
325110 | 1003991 | 2023 |  | GP-HEATER1 | Fuel Gas | Carbon Dioxide Biogenic | 0 | 0 | C
325110 | 1003991 | 2023 |  | GP-HEATER1 | Fuel Gas | Carbon Dioxide Non-Biogenic | 16087.6 | 0 | C
325110 | 1003991 | 2023 |  | GP-HEATER1 | Fuel Gas | Carbon Dioxide Total | 16087.6 | 0 | C
325110 | 1003991 | 2023 |  | GP-HEATER1 | Fuel Gas | Methane | 1.03 | 0 | C
325110 | 1003991 | 2023 |  | GP-HEATER1 | Fuel Gas | Methane (Co2 eq) | 25.7 | 0 | C
325110 | 1003991 | 2023 |  | GP-HEATER1 | Fuel Gas | Nitrous Oxide | 0.206 | 0 | C
325110 | 1003991 | 2023 |  | GP-HEATER1 | Fuel Gas | Nitrous Oxide (Co2 eq) | 61.2 | 0 | C
325110 | 1003991 | 2023 |  | GP-HEATER2 | Natural Gas (Weighted U.S. Average) | Carbon Dioxide Biogenic | 0 | 0 | C
325110 | 1003991 | 2023 |  | GP-HEATER2 | Natural Gas (Weighted U.S. Average) | Carbon Dioxide Non-Biogenic | 45130.8 | 0 | C
325110 | 1003991 | 2023 |  | GP-HEATER2 | Natural Gas (Weighted U.S. Average) | Carbon Dioxide Total | 45130.8 | 0 | C
325110 | 1003991 | 2023 |  | GP-HEATER2 | Natural Gas (Weighted U.S. Average) | Methane | 0.85 | 0 | C
325110 | 1003991 | 2023 |  | GP-HEATER2 | Natural Gas (Weighted U.S. Average) | Methane (Co2 eq) | 21.3 | 0 | C
325110 | 1003991 | 2023 |  | GP-HEATER2 | Natural Gas (Weighted U.S. Average) | Nitrous Oxide | 0.085 | 0 | C
325110 | 1003991 | 2023 |  | GP-HEATER2 | Natural Gas (Weighted U.S. Average) | Nitrous Oxide (Co2 eq) | 25.4 | 0 | C
325110 | 1003991 | 2023 |  | GP-INCINERATOR | Natural Gas (Weighted U.S. Average) | Carbon Dioxide Biogenic | 0 | 0 | C
325110 | 1003991 | 2023 |  | GP-INCINERATOR | Natural Gas (Weighted U.S. Average) | Carbon Dioxide Non-Biogenic | 815.8 | 0 | C
325110 | 1003991 | 2023 |  | GP-INCINERATOR | Natural Gas (Weighted U.S. Average) | Carbon Dioxide Total | 815.8 | 0 | C
325110 | 1003991 | 2023 |  | GP-INCINERATOR | Natural Gas (Weighted U.S. Average) | Methane | 0.02 | 0 | C
325110 | 1003991 | 2023 |  | GP-INCINERATOR | Natural Gas (Weighted U.S. Average) | Methane (Co2 eq) | 0.4 | 0 | C
325110 | 1003991 | 2023 |  | GP-INCINERATOR | Natural Gas (Weighted U.S. Average) | Nitrous Oxide | 0.002 | 0 | C
325110 | 1003991 | 2023 |  | GP-INCINERATOR | Natural Gas (Weighted U.S. Average) | Nitrous Oxide (Co2 eq) | 0.4 | 0 | C
325110 | 1003991 | 2023 | PRH (Process Heater) | H-530 | Natural Gas (Weighted U.S. Average) | Carbon Dioxide Biogenic | 0 | 0 | C
325110 | 1003991 | 2023 | PRH (Process Heater) | H-530 | Natural Gas (Weighted U.S. Average) | Carbon Dioxide Non-Biogenic | 22506 | 0 | C
325110 | 1003991 | 2023 | PRH (Process Heater) | H-530 | Natural Gas (Weighted U.S. Average) | Carbon Dioxide Total | 22506 | 0 | C
325110 | 1003991 | 2023 | PRH (Process Heater) | H-530 | Natural Gas (Weighted U.S. Average) | Methane | 0.42 | 0 | C
325110 | 1003991 | 2023 | PRH (Process Heater) | H-530 | Natural Gas (Weighted U.S. Average) | Methane (Co2 eq) | 10.6 | 0 | C
325110 | 1003991 | 2023 | PRH (Process Heater) | H-530 | Natural Gas (Weighted U.S. Average) | Nitrous Oxide | 0.042 | 0 | C
325110 | 1003991 | 2023 | PRH (Process Heater) | H-530 | Natural Gas (Weighted U.S. Average) | Nitrous Oxide (Co2 eq) | 12.6 | 0 | C
325110 | 1003991 | 2023 | OB (Boiler, other) | PK-830 | Fuel Gas | Carbon Dioxide Biogenic | 0 | 0 | C
325110 | 1003991 | 2023 | OB (Boiler, other) | PK-830 | Fuel Gas | Carbon Dioxide Non-Biogenic | 73285.6 | 0 | C
325110 | 1003991 | 2023 | OB (Boiler, other) | PK-830 | Fuel Gas | Carbon Dioxide Total | 73285.6 | 0 | C
325110 | 1003991 | 2023 | OB (Boiler, other) | PK-830 | Fuel Gas | Methane | 118.16 | 0 | C
325110 | 1003991 | 2023 | OB (Boiler, other) | PK-830 | Fuel Gas | Methane (Co2 eq) | 2954.1 | 0 | C
325110 | 1003991 | 2023 | OB (Boiler, other) | PK-830 | Fuel Gas | Nitrous Oxide | 23.633 | 0 | C
325110 | 1003991 | 2023 | OB (Boiler, other) | PK-830 | Fuel Gas | Nitrous Oxide (Co2 eq) | 7042.6 | 0 | C
325110 | 1003991 | 2023 | Flare | PK-905 |  | Carbon Dioxide | 99145.8 |  | X
325110 | 1003991 | 2023 | Flare | PK-905 |  | Methane | 336.06 |  | X
325110 | 1003991 | 2023 | Flare | PK-905 |  | Nitrous Oxide | 0.992 |  | X
325110 | 1003991 | 2023 | OCS (Other combustion source) | PK-906 | Fuel Gas | Carbon Dioxide Biogenic | 0 | 0 | C
325110 | 1003991 | 2023 | OCS (Other combustion source) | PK-906 | Fuel Gas | Carbon Dioxide Non-Biogenic | 16.9 | 0 | C
325110 | 1003991 | 2023 | OCS (Other combustion source) | PK-906 | Fuel Gas | Carbon Dioxide Total | 16.9 | 0 | C
325110 | 1003991 | 2023 | OCS (Other combustion source) | PK-906 | Fuel Gas | Methane | 0.74 | 0 | C
325110 | 1003991 | 2023 | OCS (Other combustion source) | PK-906 | Fuel Gas | Methane (Co2 eq) | 18.5 | 0 | C
325110 | 1003991 | 2023 | OCS (Other combustion source) | PK-906 | Fuel Gas | Nitrous Oxide | 0.148 | 0 | C
325110 | 1003991 | 2023 | OCS (Other combustion source) | PK-906 | Fuel Gas | Nitrous Oxide (Co2 eq) | 44.1 | 0 | C
325110 | 1003991 | 2023 | OCS (Other combustion source) | PK-906 | Natural Gas (Weighted U.S. Average) | Carbon Dioxide Biogenic | 0 | 0 | C
325110 | 1003991 | 2023 | OCS (Other combustion source) | PK-906 | Natural Gas (Weighted U.S. Average) | Carbon Dioxide Non-Biogenic | 747.7 | 0 | C
325110 | 1003991 | 2023 | OCS (Other combustion source) | PK-906 | Natural Gas (Weighted U.S. Average) | Carbon Dioxide Total | 747.7 | 0 | C
325110 | 1003991 | 2023 | OCS (Other combustion source) | PK-906 | Natural Gas (Weighted U.S. Average) | Methane | 0.01 | 0 | C
325110 | 1003991 | 2023 | OCS (Other combustion source) | PK-906 | Natural Gas (Weighted U.S. Average) | Methane (Co2 eq) | 0.3 | 0 | C
325110 | 1003991 | 2023 | OCS (Other combustion source) | PK-906 | Natural Gas (Weighted U.S. Average) | Nitrous Oxide | 0.001 | 0 | C
325110 | 1003991 | 2023 | OCS (Other combustion source) | PK-906 | Natural Gas (Weighted U.S. Average) | Nitrous Oxide (Co2 eq) | 0.4 | 0 | C
325311 | 1003993 | 2023 |  | Ammonia Plant |  | Carbon Dioxide | 521423.3 |  | G
325311 | 1003993 | 2023 | PRH (Process Heater) | Ammonia Plant Primary Reformer | Natural Gas (Weighted U.S. Average) | Carbon Dioxide Biogenic | 0 | 0 | C
325311 | 1003993 | 2023 | PRH (Process Heater) | Ammonia Plant Primary Reformer | Natural Gas (Weighted U.S. Average) | Carbon Dioxide Non-Biogenic | 412197.7 | 0 | C
325311 | 1003993 | 2023 | PRH (Process Heater) | Ammonia Plant Primary Reformer | Natural Gas (Weighted U.S. Average) | Carbon Dioxide Total | 412197.7 | 0 | C
325311 | 1003993 | 2023 | PRH (Process Heater) | Ammonia Plant Primary Reformer | Natural Gas (Weighted U.S. Average) | Methane | 7.77 | 0 | C
325311 | 1003993 | 2023 | PRH (Process Heater) | Ammonia Plant Primary Reformer | Natural Gas (Weighted U.S. Average) | Methane (Co2 eq) | 194.2 | 0 | C
325311 | 1003993 | 2023 | PRH (Process Heater) | Ammonia Plant Primary Reformer | Natural Gas (Weighted U.S. Average) | Nitrous Oxide | 0.777 | 0 | C
325311 | 1003993 | 2023 | PRH (Process Heater) | Ammonia Plant Primary Reformer | Natural Gas (Weighted U.S. Average) | Nitrous Oxide (Co2 eq) | 231.5 | 0 | C
325311 | 1003993 | 2023 |  | GP-EDCC | Natural Gas (Weighted U.S. Average) | Carbon Dioxide Biogenic | 0 | 8654710 | C
325311 | 1003993 | 2023 |  | GP-EDCC | Natural Gas (Weighted U.S. Average) | Carbon Dioxide Non-Biogenic | 471.2 | 8654710 | C
325311 | 1003993 | 2023 |  | GP-EDCC | Natural Gas (Weighted U.S. Average) | Carbon Dioxide Total | 471.2 | 8654710 | C
325311 | 1003993 | 2023 |  | GP-EDCC | Natural Gas (Weighted U.S. Average) | Methane | 0.01 | 8654710 | C
325311 | 1003993 | 2023 |  | GP-EDCC | Natural Gas (Weighted U.S. Average) | Methane (Co2 eq) | 0.2 | 8654710 | C
325311 | 1003993 | 2023 |  | GP-EDCC | Natural Gas (Weighted U.S. Average) | Nitrous Oxide | 0.001 | 8654710 | C
325311 | 1003993 | 2023 |  | GP-EDCC | Natural Gas (Weighted U.S. Average) | Nitrous Oxide (Co2 eq) | 0.3 | 8654710 | C
325311 | 1003993 | 2023 |  | SN-13 |  | Nitrous Oxide | 310.83 |  | V
325311 | 1003993 | 2023 |  | SN-59 |  | Nitrous Oxide | 2.0995 |  | V
322110 | 1004017 | 2023 | CH (Comfort heater) | IGIC BCH | Natural Gas (Weighted U.S. Average) | Carbon Dioxide Biogenic | 0 | 0 | C
322110 | 1004017 | 2023 | CH (Comfort heater) | IGIC BCH | Natural Gas (Weighted U.S. Average) | Carbon Dioxide Non-Biogenic | 86.2 | 0 | C
322110 | 1004017 | 2023 | CH (Comfort heater) | IGIC BCH | Natural Gas (Weighted U.S. Average) | Carbon Dioxide Total | 86.2 | 0 | C
322110 | 1004017 | 2023 | CH (Comfort heater) | IGIC BCH | Natural Gas (Weighted U.S. Average) | Methane | 0 | 0 | C
322110 | 1004017 | 2023 | CH (Comfort heater) | IGIC BCH | Natural Gas (Weighted U.S. Average) | Methane (Co2 eq) | 0 | 0 | C
322110 | 1004017 | 2023 | CH (Comfort heater) | IGIC BCH | Natural Gas (Weighted U.S. Average) | Nitrous Oxide | 0 | 0 | C
322110 | 1004017 | 2023 | CH (Comfort heater) | IGIC BCH | Natural Gas (Weighted U.S. Average) | Nitrous Oxide (Co2 eq) | 0 | 0 | C
322110 | 1004017 | 2023 | CH (Comfort heater) | IGIC BCH | Propane | Carbon Dioxide Biogenic | 0 | 0 | C
322110 | 1004017 | 2023 | CH (Comfort heater) | IGIC BCH | Propane | Carbon Dioxide Non-Biogenic | 1.8 | 0 | C
322110 | 1004017 | 2023 | CH (Comfort heater) | IGIC BCH | Propane | Carbon Dioxide Total | 1.8 | 0 | C
322110 | 1004017 | 2023 | CH (Comfort heater) | IGIC BCH | Propane | Methane | 0 | 0 | C
322110 | 1004017 | 2023 | CH (Comfort heater) | IGIC BCH | Propane | Methane (Co2 eq) | 0 | 0 | C
322110 | 1004017 | 2023 | CH (Comfort heater) | IGIC BCH | Propane | Nitrous Oxide | 0 | 0 | C
322110 | 1004017 | 2023 | CH (Comfort heater) | IGIC BCH | Propane | Nitrous Oxide (Co2 eq) | 0 | 0 | C
322110 | 1004017 | 2023 | Pulp Mill Lime Kiln | LIme Kiln |  | Carbon Dioxide Biogenic (Spent Liquor) | 0 |  | AA
322110 | 1004017 | 2023 | Pulp Mill Lime Kiln | LIme Kiln |  | Carbon Dioxide Non-Biogenic | 27403.2 |  | AA
322110 | 1004017 | 2023 | Pulp Mill Lime Kiln | LIme Kiln |  | Methane | 1.4 |  | AA
322110 | 1004017 | 2023 | Pulp Mill Lime Kiln | LIme Kiln |  | Methane Spent Liquor | 0 |  | AA
322110 | 1004017 | 2023 | Pulp Mill Lime Kiln | LIme Kiln |  | Nitrous Oxide | 0.005 |  | AA
322110 | 1004017 | 2023 | Pulp Mill Lime Kiln | LIme Kiln |  | Nitrous Oxide Spent Liquor | 0 |  | AA
322110 | 1004017 | 2023 | OB (Boiler, other) | PB1EU | Liquefied petroleum gases (LPG) | Carbon Dioxide Biogenic | 0 | 0 | C
322110 | 1004017 | 2023 | OB (Boiler, other) | PB1EU | Liquefied petroleum gases (LPG) | Carbon Dioxide Non-Biogenic | 514.7 | 0 | C
322110 | 1004017 | 2023 | OB (Boiler, other) | PB1EU | Liquefied petroleum gases (LPG) | Carbon Dioxide Total | 514.7 | 0 | C
322110 | 1004017 | 2023 | OB (Boiler, other) | PB1EU | Liquefied petroleum gases (LPG) | Methane | 0.03 | 0 | C
322110 | 1004017 | 2023 | OB (Boiler, other) | PB1EU | Liquefied petroleum gases (LPG) | Methane (Co2 eq) | 0.6 | 0 | C
322110 | 1004017 | 2023 | OB (Boiler, other) | PB1EU | Liquefied petroleum gases (LPG) | Nitrous Oxide | 0.005 | 0 | C
322110 | 1004017 | 2023 | OB (Boiler, other) | PB1EU | Liquefied petroleum gases (LPG) | Nitrous Oxide (Co2 eq) | 1.5 | 0 | C
322110 | 1004017 | 2023 | OB (Boiler, other) | PB1EU | Natural Gas (Weighted U.S. Average) | Carbon Dioxide Biogenic | 0 | 0 | C
322110 | 1004017 | 2023 | OB (Boiler, other) | PB1EU | Natural Gas (Weighted U.S. Average) | Carbon Dioxide Non-Biogenic | 23479 | 0 | C
322110 | 1004017 | 2023 | OB (Boiler, other) | PB1EU | Natural Gas (Weighted U.S. Average) | Carbon Dioxide Total | 23479 | 0 | C
322110 | 1004017 | 2023 | OB (Boiler, other) | PB1EU | Natural Gas (Weighted U.S. Average) | Methane | 0.44 | 0 | C
322110 | 1004017 | 2023 | OB (Boiler, other) | PB1EU | Natural Gas (Weighted U.S. Average) | Methane (Co2 eq) | 11.1 | 0 | C
322110 | 1004017 | 2023 | OB (Boiler, other) | PB1EU | Natural Gas (Weighted U.S. Average) | Nitrous Oxide | 0.044 | 0 | C
322110 | 1004017 | 2023 | OB (Boiler, other) | PB1EU | Natural Gas (Weighted U.S. Average) | Nitrous Oxide (Co2 eq) | 13.2 | 0 | C
322110 | 1004017 | 2023 | OB (Boiler, other) | PB2EU | Liquefied petroleum gases (LPG) | Carbon Dioxide Biogenic | 0 | 0 | C
322110 | 1004017 | 2023 | OB (Boiler, other) | PB2EU | Liquefied petroleum gases (LPG) | Carbon Dioxide Non-Biogenic | 102.4 | 0 | C
322110 | 1004017 | 2023 | OB (Boiler, other) | PB2EU | Liquefied petroleum gases (LPG) | Carbon Dioxide Total | 102.4 | 0 | C
322110 | 1004017 | 2023 | OB (Boiler, other) | PB2EU | Liquefied petroleum gases (LPG) | Methane | 0 | 0 | C
322110 | 1004017 | 2023 | OB (Boiler, other) | PB2EU | Liquefied petroleum gases (LPG) | Methane (Co2 eq) | 0.1 | 0 | C
322110 | 1004017 | 2023 | OB (Boiler, other) | PB2EU | Liquefied petroleum gases (LPG) | Nitrous Oxide | 0.001 | 0 | C
322110 | 1004017 | 2023 | OB (Boiler, other) | PB2EU | Liquefied petroleum gases (LPG) | Nitrous Oxide (Co2 eq) | 0.3 | 0 | C
322110 | 1004017 | 2023 | OB (Boiler, other) | PB2EU | Natural Gas (Weighted U.S. Average) | Carbon Dioxide Biogenic | 0 | 0 | C
322110 | 1004017 | 2023 | OB (Boiler, other) | PB2EU | Natural Gas (Weighted U.S. Average) | Carbon Dioxide Non-Biogenic | 3064.9 | 0 | C
322110 | 1004017 | 2023 | OB (Boiler, other) | PB2EU | Natural Gas (Weighted U.S. Average) | Carbon Dioxide Total | 3064.9 | 0 | C
322110 | 1004017 | 2023 | OB (Boiler, other) | PB2EU | Natural Gas (Weighted U.S. Average) | Methane | 0.06 | 0 | C
322110 | 1004017 | 2023 | OB (Boiler, other) | PB2EU | Natural Gas (Weighted U.S. Average) | Methane (Co2 eq) | 1.4 | 0 | C
322110 | 1004017 | 2023 | OB (Boiler, other) | PB2EU | Natural Gas (Weighted U.S. Average) | Nitrous Oxide | 0.006 | 0 | C
322110 | 1004017 | 2023 | OB (Boiler, other) | PB2EU | Natural Gas (Weighted U.S. Average) | Nitrous Oxide (Co2 eq) | 1.7 | 0 | C
322110 | 1004017 | 2023 | Chemical Recovery Furnace | Recovery Furnace |  | Carbon Dioxide Biogenic (Spent Liquor) | 946434.6 |  | AA | [9 empty] | 56 | 1969 | B&W | 1.2 |  |  |  | 400 | 350
322110 | 1004017 | 2023 | Chemical Recovery Furnace | Recovery Furnace |  | Carbon Dioxide Non-Biogenic | 965.7 |  | AA | [9 empty] | 56 | 1969 | B&W | 1.2 |  |  |  | 400 | 350
322110 | 1004017 | 2023 | Chemical Recovery Furnace | Recovery Furnace |  | Methane | 0.02 |  | AA | [9 empty] | 56 | 1969 | B&W | 1.2 |  |  |  | 400 | 350
322110 | 1004017 | 2023 | Chemical Recovery Furnace | Recovery Furnace |  | Methane Spent Liquor | 19.04 |  | AA | [9 empty] | 56 | 1969 | B&W | 1.2 |  |  |  | 400 | 350
322110 | 1004017 | 2023 | Chemical Recovery Furnace | Recovery Furnace |  | Nitrous Oxide | 0.002 |  | AA | [9 empty] | 56 | 1969 | B&W | 1.2 |  |  |  | 400 | 350
322110 | 1004017 | 2023 | Chemical Recovery Furnace | Recovery Furnace |  | Nitrous Oxide Spent Liquor | 4.21 |  | AA | [9 empty] | 56 | 1969 | B&W | 1.2 |  |  |  | 400 | 350
322110 | 1004017 | 2023 | CH (Comfort heater) | Service building BCH | Natural Gas (Weighted U.S. Average) | Carbon Dioxide Biogenic | 0 | 0 | C
322110 | 1004017 | 2023 | CH (Comfort heater) | Service building BCH | Natural Gas (Weighted U.S. Average) | Carbon Dioxide Non-Biogenic | 217.4 | 0 | C
322110 | 1004017 | 2023 | CH (Comfort heater) | Service building BCH | Natural Gas (Weighted U.S. Average) | Carbon Dioxide Total | 217.4 | 0 | C
322110 | 1004017 | 2023 | CH (Comfort heater) | Service building BCH | Natural Gas (Weighted U.S. Average) | Methane | 0 | 0 | C
322110 | 1004017 | 2023 | CH (Comfort heater) | Service building BCH | Natural Gas (Weighted U.S. Average) | Methane (Co2 eq) | 0.1 | 0 | C
322110 | 1004017 | 2023 | CH (Comfort heater) | Service building BCH | Natural Gas (Weighted U.S. Average) | Nitrous Oxide | 0 | 0 | C
322110 | 1004017 | 2023 | CH (Comfort heater) | Service building BCH | Natural Gas (Weighted U.S. Average) | Nitrous Oxide (Co2 eq) | 0.1 | 0 | C
325199 | 1004018 | 2023 |  | GP-Heaters-Boilers | Natural Gas (Weighted U.S. Average) | Carbon Dioxide Biogenic | 0 | 1165232461 | C
325199 | 1004018 | 2023 |  | GP-Heaters-Boilers | Natural Gas (Weighted U.S. Average) | Carbon Dioxide Non-Biogenic | 63434.7 | 1165232461 | C
325199 | 1004018 | 2023 |  | GP-Heaters-Boilers | Natural Gas (Weighted U.S. Average) | Carbon Dioxide Total | 63434.7 | 1165232461 | C
325199 | 1004018 | 2023 |  | GP-Heaters-Boilers | Natural Gas (Weighted U.S. Average) | Methane | 1.2 | 1165232461 | C
325199 | 1004018 | 2023 |  | GP-Heaters-Boilers | Natural Gas (Weighted U.S. Average) | Methane (Co2 eq) | 29.9 | 1165232461 | C
325199 | 1004018 | 2023 |  | GP-Heaters-Boilers | Natural Gas (Weighted U.S. Average) | Nitrous Oxide | 0.12 | 1165232461 | C
325199 | 1004018 | 2023 |  | GP-Heaters-Boilers | Natural Gas (Weighted U.S. Average) | Nitrous Oxide (Co2 eq) | 35.6 | 1165232461 | C
311611 | 1004022 | 2023 |  | GP- boiler/dryers | Natural Gas (Weighted U.S. Average) | Carbon Dioxide Biogenic | 0 | 0 | C
311611 | 1004022 | 2023 |  | GP- boiler/dryers | Natural Gas (Weighted U.S. Average) | Carbon Dioxide Non-Biogenic | 56365.1 | 0 | C
311611 | 1004022 | 2023 |  | GP- boiler/dryers | Natural Gas (Weighted U.S. Average) | Carbon Dioxide Total | 56365.1 | 0 | C
311611 | 1004022 | 2023 |  | GP- boiler/dryers | Natural Gas (Weighted U.S. Average) | Methane | 1.06 | 0 | C
311611 | 1004022 | 2023 |  | GP- boiler/dryers | Natural Gas (Weighted U.S. Average) | Methane (Co2 eq) | 26.6 | 0 | C
311611 | 1004022 | 2023 |  | GP- boiler/dryers | Natural Gas (Weighted U.S. Average) | Nitrous Oxide | 0.106 | 0 | C
311611 | 1004022 | 2023 |  | GP- boiler/dryers | Natural Gas (Weighted U.S. Average) | Nitrous Oxide (Co2 eq) | 31.7 | 0 | C
322130 | 1004024 | 2023 |  | GP-01 | Natural Gas (Weighted U.S. Average) | Carbon Dioxide Biogenic | 0 | 0 | C
322130 | 1004024 | 2023 |  | GP-01 | Natural Gas (Weighted U.S. Average) | Carbon Dioxide Non-Biogenic | 30039.1 | 0 | C
322130 | 1004024 | 2023 |  | GP-01 | Natural Gas (Weighted U.S. Average) | Carbon Dioxide Total | 30039.1 | 0 | C
322130 | 1004024 | 2023 |  | GP-01 | Natural Gas (Weighted U.S. Average) | Methane | 0.57 | 0 | C
322130 | 1004024 | 2023 |  | GP-01 | Natural Gas (Weighted U.S. Average) | Methane (Co2 eq) | 14.2 | 0 | C
322130 | 1004024 | 2023 |  | GP-01 | Natural Gas (Weighted U.S. Average) | Nitrous Oxide | 0.057 | 0 | C
322130 | 1004024 | 2023 |  | GP-01 | Natural Gas (Weighted U.S. Average) | Nitrous Oxide (Co2 eq) | 16.9 | 0 | C
311224 | 1004033 | 2023 |  | GP- | Natural Gas (Weighted U.S. Average) | Carbon Dioxide Biogenic | 0 | 0 | C
311224 | 1004033 | 2023 |  | GP- | Natural Gas (Weighted U.S. Average) | Carbon Dioxide Non-Biogenic | 62520.4 | 0 | C
311224 | 1004033 | 2023 |  | GP- | Natural Gas (Weighted U.S. Average) | Carbon Dioxide Total | 62520.4 | 0 | C
311224 | 1004033 | 2023 |  | GP- | Natural Gas (Weighted U.S. Average) | Methane | 1.18 | 0 | C
311224 | 1004033 | 2023 |  | GP- | Natural Gas (Weighted U.S. Average) | Methane (Co2 eq) | 29.5 | 0 | C
311224 | 1004033 | 2023 |  | GP- | Natural Gas (Weighted U.S. Average) | Nitrous Oxide | 0.118 | 0 | C
311224 | 1004033 | 2023 |  | GP- | Natural Gas (Weighted U.S. Average) | Nitrous Oxide (Co2 eq) | 35.1 | 0 | C
325193 | 1004039 | 2023 |  | CP-1 | Natural Gas (Weighted U.S. Average) | Carbon Dioxide Biogenic | 0 | 0 | C
325193 | 1004039 | 2023 |  | CP-1 | Natural Gas (Weighted U.S. Average) | Carbon Dioxide Non-Biogenic | 51915.3 | 0 | C
325193 | 1004039 | 2023 |  | CP-1 | Natural Gas (Weighted U.S. Average) | Carbon Dioxide Total | 51915.3 | 0 | C
325193 | 1004039 | 2023 |  | CP-1 | Natural Gas (Weighted U.S. Average) | Methane | 0.98 | 0 | C
325193 | 1004039 | 2023 |  | CP-1 | Natural Gas (Weighted U.S. Average) | Methane (Co2 eq) | 24.5 | 0 | C
325193 | 1004039 | 2023 |  | CP-1 | Natural Gas (Weighted U.S. Average) | Nitrous Oxide | 0.098 | 0 | C
325193 | 1004039 | 2023 |  | CP-1 | Natural Gas (Weighted U.S. Average) | Nitrous Oxide (Co2 eq) | 29.2 | 0 | C
322120 | 1004045 | 2023 | OB (Boiler, other) | B23-2 | Natural Gas (Weighted U.S. Average) | Carbon Dioxide Biogenic | 0 | 0 | C
322120 | 1004045 | 2023 | OB (Boiler, other) | B23-2 | Natural Gas (Weighted U.S. Average) | Carbon Dioxide Non-Biogenic | 12455.9 | 0 | C
322120 | 1004045 | 2023 | OB (Boiler, other) | B23-2 | Natural Gas (Weighted U.S. Average) | Carbon Dioxide Total | 12455.9 | 0 | C
322120 | 1004045 | 2023 | OB (Boiler, other) | B23-2 | Natural Gas (Weighted U.S. Average) | Methane | 0.23 | 0 | C
322120 | 1004045 | 2023 | OB (Boiler, other) | B23-2 | Natural Gas (Weighted U.S. Average) | Methane (Co2 eq) | 5.9 | 0 | C
322120 | 1004045 | 2023 | OB (Boiler, other) | B23-2 | Natural Gas (Weighted U.S. Average) | Nitrous Oxide | 0.023 | 0 | C
322120 | 1004045 | 2023 | OB (Boiler, other) | B23-2 | Natural Gas (Weighted U.S. Average) | Nitrous Oxide (Co2 eq) | 7 | 0 | C
322120 | 1004045 | 2023 | OB (Boiler, other) | B25 | Natural Gas (Weighted U.S. Average) | Carbon Dioxide Biogenic | 0 | 0 | C
322120 | 1004045 | 2023 | OB (Boiler, other) | B25 | Natural Gas (Weighted U.S. Average) | Carbon Dioxide Non-Biogenic | 36910.9 | 0 | C
322120 | 1004045 | 2023 | OB (Boiler, other) | B25 | Natural Gas (Weighted U.S. Average) | Carbon Dioxide Total | 36910.9 | 0 | C
322120 | 1004045 | 2023 | OB (Boiler, other) | B25 | Natural Gas (Weighted U.S. Average) | Methane | 0.7 | 0 | C
322120 | 1004045 | 2023 | OB (Boiler, other) | B25 | Natural Gas (Weighted U.S. Average) | Methane (Co2 eq) | 17.4 | 0 | C
322120 | 1004045 | 2023 | OB (Boiler, other) | B25 | Natural Gas (Weighted U.S. Average) | Nitrous Oxide | 0.07 | 0 | C
322120 | 1004045 | 2023 | OB (Boiler, other) | B25 | Natural Gas (Weighted U.S. Average) | Nitrous Oxide (Co2 eq) | 20.7 | 0 | C
322130 | 1004055 | 2023 | Pulp Mill Lime Kiln | EU1 Lime Kiln #1 |  | Carbon Dioxide Biogenic (Spent Liquor) | 0 |  | AA
322130 | 1004055 | 2023 | Pulp Mill Lime Kiln | EU1 Lime Kiln #1 |  | Carbon Dioxide Non-Biogenic | 5456.6 |  | AA
322130 | 1004055 | 2023 | Pulp Mill Lime Kiln | EU1 Lime Kiln #1 |  | Methane | 0.28 |  | AA
322130 | 1004055 | 2023 | Pulp Mill Lime Kiln | EU1 Lime Kiln #1 |  | Methane Spent Liquor | 0 |  | AA
322130 | 1004055 | 2023 | Pulp Mill Lime Kiln | EU1 Lime Kiln #1 |  | Nitrous Oxide | 0 |  | AA
322130 | 1004055 | 2023 | Pulp Mill Lime Kiln | EU1 Lime Kiln #1 |  | Nitrous Oxide Spent Liquor | 0 |  | AA
322130 | 1004055 | 2023 | S (Stoker Boiler) | EU11 Hog Fuel Boiler #4 | Natural Gas (Weighted U.S. Average) | Carbon Dioxide Biogenic | 0 | 0 | C
322130 | 1004055 | 2023 | S (Stoker Boiler) | EU11 Hog Fuel Boiler #4 | Natural Gas (Weighted U.S. Average) | Carbon Dioxide Non-Biogenic | 76807.9 | 0 | C
322130 | 1004055 | 2023 | S (Stoker Boiler) | EU11 Hog Fuel Boiler #4 | Natural Gas (Weighted U.S. Average) | Carbon Dioxide Total | 76807.9 | 0 | C
322130 | 1004055 | 2023 | S (Stoker Boiler) | EU11 Hog Fuel Boiler #4 | Natural Gas (Weighted U.S. Average) | Methane | 1.45 | 0 | C
322130 | 1004055 | 2023 | S (Stoker Boiler) | EU11 Hog Fuel Boiler #4 | Natural Gas (Weighted U.S. Average) | Methane (Co2 eq) | 36.2 | 0 | C
322130 | 1004055 | 2023 | S (Stoker Boiler) | EU11 Hog Fuel Boiler #4 | Natural Gas (Weighted U.S. Average) | Nitrous Oxide | 0.145 | 0 | C
322130 | 1004055 | 2023 | S (Stoker Boiler) | EU11 Hog Fuel Boiler #4 | Natural Gas (Weighted U.S. Average) | Nitrous Oxide (Co2 eq) | 43.1 | 0 | C
322130 | 1004055 | 2023 | OB (Boiler, other) | EU13 Power Boiler #1 | Natural Gas (Weighted U.S. Average) | Carbon Dioxide Biogenic | 0 | 0 | C
322130 | 1004055 | 2023 | OB (Boiler, other) | EU13 Power Boiler #1 | Natural Gas (Weighted U.S. Average) | Carbon Dioxide Non-Biogenic | 66817 | 0 | C
322130 | 1004055 | 2023 | OB (Boiler, other) | EU13 Power Boiler #1 | Natural Gas (Weighted U.S. Average) | Carbon Dioxide Total | 66817 | 0 | C
322130 | 1004055 | 2023 | OB (Boiler, other) | EU13 Power Boiler #1 | Natural Gas (Weighted U.S. Average) | Methane | 1.26 | 0 | C
322130 | 1004055 | 2023 | OB (Boiler, other) | EU13 Power Boiler #1 | Natural Gas (Weighted U.S. Average) | Methane (Co2 eq) | 31.5 | 0 | C
322130 | 1004055 | 2023 | OB (Boiler, other) | EU13 Power Boiler #1 | Natural Gas (Weighted U.S. Average) | Nitrous Oxide | 0.126 | 0 | C
322130 | 1004055 | 2023 | OB (Boiler, other) | EU13 Power Boiler #1 | Natural Gas (Weighted U.S. Average) | Nitrous Oxide (Co2 eq) | 37.5 | 0 | C
322130 | 1004055 | 2023 | Chemical Recovery Furnace | EU14 Recovery Boiler #1 |  | Carbon Dioxide Biogenic (Spent Liquor) | 191377.8 |  | AA | [9 empty] | 68 | 1957 | CE | 1.05 | 1.2 | 2 | D | 700 | 600 | 750
322130 | 1004055 | 2023 | Chemical Recovery Furnace | EU14 Recovery Boiler #1 |  | Carbon Dioxide Non-Biogenic | 17000.4 |  | AA | [9 empty] | 68 | 1957 | CE | 1.05 | 1.2 | 2 | D | 700 | 600 | 750
322130 | 1004055 | 2023 | Chemical Recovery Furnace | EU14 Recovery Boiler #1 |  | Methane | 0.32 |  | AA | [9 empty] | 68 | 1957 | CE | 1.05 | 1.2 | 2 | D | 700 | 600 | 750
322130 | 1004055 | 2023 | Chemical Recovery Furnace | EU14 Recovery Boiler #1 |  | Methane Spent Liquor | 3.85 |  | AA | [9 empty] | 68 | 1957 | CE | 1.05 | 1.2 | 2 | D | 700 | 600 | 750
322130 | 1004055 | 2023 | Chemical Recovery Furnace | EU14 Recovery Boiler #1 |  | Nitrous Oxide | 0.032 |  | AA | [9 empty] | 68 | 1957 | CE | 1.05 | 1.2 | 2 | D | 700 | 600 | 750
322130 | 1004055 | 2023 | Chemical Recovery Furnace | EU14 Recovery Boiler #1 |  | Nitrous Oxide Spent Liquor | 0.852 |  | AA | [9 empty] | 68 | 1957 | CE | 1.05 | 1.2 | 2 | D | 700 | 600 | 750
322130 | 1004055 | 2023 | Chemical Recovery Furnace | EU16 Recovery Boiler #2 |  | Carbon Dioxide Biogenic (Spent Liquor) | 182519.7 |  | AA | [9 empty] | 67 | 1958 | CE | 1.05 | 1.2 | 2 | D | 700 | 600 | 750
322130 | 1004055 | 2023 | Chemical Recovery Furnace | EU16 Recovery Boiler #2 |  | Carbon Dioxide Non-Biogenic | 7394.5 |  | AA | [9 empty] | 67 | 1958 | CE | 1.05 | 1.2 | 2 | D | 700 | 600 | 750
322130 | 1004055 | 2023 | Chemical Recovery Furnace | EU16 Recovery Boiler #2 |  | Methane | 0.14 |  | AA | [9 empty] | 67 | 1958 | CE | 1.05 | 1.2 | 2 | D | 700 | 600 | 750
322130 | 1004055 | 2023 | Chemical Recovery Furnace | EU16 Recovery Boiler #2 |  | Methane Spent Liquor | 3.68 |  | AA | [9 empty] | 67 | 1958 | CE | 1.05 | 1.2 | 2 | D | 700 | 600 | 750
322130 | 1004055 | 2023 | Chemical Recovery Furnace | EU16 Recovery Boiler #2 |  | Nitrous Oxide | 0.014 |  | AA | [9 empty] | 67 | 1958 | CE | 1.05 | 1.2 | 2 | D | 700 | 600 | 750
322130 | 1004055 | 2023 | Chemical Recovery Furnace | EU16 Recovery Boiler #2 |  | Nitrous Oxide Spent Liquor | 0.813 |  | AA | [9 empty] | 67 | 1958 | CE | 1.05 | 1.2 | 2 | D | 700 | 600 | 750
322130 | 1004055 | 2023 | OB (Boiler, other) | EU18 Power Boiler #3 | Natural Gas (Weighted U.S. Average) | Carbon Dioxide Biogenic | 0 | 0 | C
322130 | 1004055 | 2023 | OB (Boiler, other) | EU18 Power Boiler #3 | Natural Gas (Weighted U.S. Average) | Carbon Dioxide Non-Biogenic | 32507.1 | 0 | C
322130 | 1004055 | 2023 | OB (Boiler, other) | EU18 Power Boiler #3 | Natural Gas (Weighted U.S. Average) | Carbon Dioxide Total | 32507.1 | 0 | C
322130 | 1004055 | 2023 | OB (Boiler, other) | EU18 Power Boiler #3 | Natural Gas (Weighted U.S. Average) | Methane | 0.61 | 0 | C
322130 | 1004055 | 2023 | OB (Boiler, other) | EU18 Power Boiler #3 | Natural Gas (Weighted U.S. Average) | Methane (Co2 eq) | 15.3 | 0 | C
322130 | 1004055 | 2023 | OB (Boiler, other) | EU18 Power Boiler #3 | Natural Gas (Weighted U.S. Average) | Nitrous Oxide | 0.061 | 0 | C
322130 | 1004055 | 2023 | OB (Boiler, other) | EU18 Power Boiler #3 | Natural Gas (Weighted U.S. Average) | Nitrous Oxide (Co2 eq) | 18.3 | 0 | C
322130 | 1004055 | 2023 | Pulp Mill Lime Kiln | EU2 Lime Kiln #2 |  | Carbon Dioxide Biogenic (Spent Liquor) | 0 |  | AA
322130 | 1004055 | 2023 | Pulp Mill Lime Kiln | EU2 Lime Kiln #2 |  | Carbon Dioxide Non-Biogenic | 8209.8 |  | AA
322130 | 1004055 | 2023 | Pulp Mill Lime Kiln | EU2 Lime Kiln #2 |  | Methane | 0.42 |  | AA
322130 | 1004055 | 2023 | Pulp Mill Lime Kiln | EU2 Lime Kiln #2 |  | Methane Spent Liquor | 0 |  | AA
322130 | 1004055 | 2023 | Pulp Mill Lime Kiln | EU2 Lime Kiln #2 |  | Nitrous Oxide | 0 |  | AA
322130 | 1004055 | 2023 | Pulp Mill Lime Kiln | EU2 Lime Kiln #2 |  | Nitrous Oxide Spent Liquor | 0 |  | AA
322130 | 1004055 | 2023 | OB (Boiler, other) | EU22 Power Boiler #5 | Natural Gas (Weighted U.S. Average) | Carbon Dioxide Biogenic | 0 | 0 | C
322130 | 1004055 | 2023 | OB (Boiler, other) | EU22 Power Boiler #5 | Natural Gas (Weighted U.S. Average) | Carbon Dioxide Non-Biogenic | 84025.2 | 0 | C
322130 | 1004055 | 2023 | OB (Boiler, other) | EU22 Power Boiler #5 | Natural Gas (Weighted U.S. Average) | Carbon Dioxide Total | 84025.2 | 0 | C
322130 | 1004055 | 2023 | OB (Boiler, other) | EU22 Power Boiler #5 | Natural Gas (Weighted U.S. Average) | Methane | 1.58 | 0 | C
322130 | 1004055 | 2023 | OB (Boiler, other) | EU22 Power Boiler #5 | Natural Gas (Weighted U.S. Average) | Methane (Co2 eq) | 39.6 | 0 | C
322130 | 1004055 | 2023 | OB (Boiler, other) | EU22 Power Boiler #5 | Natural Gas (Weighted U.S. Average) | Nitrous Oxide | 0.158 | 0 | C
322130 | 1004055 | 2023 | OB (Boiler, other) | EU22 Power Boiler #5 | Natural Gas (Weighted U.S. Average) | Nitrous Oxide (Co2 eq) | 47.2 | 0 | C
322130 | 1004055 | 2023 | Pulp Mill Lime Kiln | EU3 Lime Kiln #3 |  | Carbon Dioxide Biogenic (Spent Liquor) | 0 |  | AA
322130 | 1004055 | 2023 | Pulp Mill Lime Kiln | EU3 Lime Kiln #3 |  | Carbon Dioxide Non-Biogenic | 6827.2 |  | AA
322130 | 1004055 | 2023 | Pulp Mill Lime Kiln | EU3 Lime Kiln #3 |  | Methane | 0.35 |  | AA
322130 | 1004055 | 2023 | Pulp Mill Lime Kiln | EU3 Lime Kiln #3 |  | Methane Spent Liquor | 0 |  | AA
322130 | 1004055 | 2023 | Pulp Mill Lime Kiln | EU3 Lime Kiln #3 |  | Nitrous Oxide | 0 |  | AA
322130 | 1004055 | 2023 | Pulp Mill Lime Kiln | EU3 Lime Kiln #3 |  | Nitrous Oxide Spent Liquor | 0 |  | AA
322130 | 1004055 | 2023 |  | GP- Air Compressor Engines | Distillate Fuel Oil No. 2 | Carbon Dioxide Biogenic | 0 | 0 | C
322130 | 1004055 | 2023 |  | GP- Air Compressor Engines | Distillate Fuel Oil No. 2 | Carbon Dioxide Non-Biogenic | 2203.7 | 0 | C
322130 | 1004055 | 2023 |  | GP- Air Compressor Engines | Distillate Fuel Oil No. 2 | Carbon Dioxide Total | 2203.7 | 0 | C
322130 | 1004055 | 2023 |  | GP- Air Compressor Engines | Distillate Fuel Oil No. 2 | Methane | 0.09 | 0 | C
322130 | 1004055 | 2023 |  | GP- Air Compressor Engines | Distillate Fuel Oil No. 2 | Methane (Co2 eq) | 2.2 | 0 | C
322130 | 1004055 | 2023 |  | GP- Air Compressor Engines | Distillate Fuel Oil No. 2 | Nitrous Oxide | 0.018 | 0 | C
322130 | 1004055 | 2023 |  | GP- Air Compressor Engines | Distillate Fuel Oil No. 2 | Nitrous Oxide (Co2 eq) | 5.3 | 0 | C
322130 | 1004055 | 2023 |  | GP-NonE RICE | Motor Gasoline | Carbon Dioxide Biogenic | 0 | 0 | C
322130 | 1004055 | 2023 |  | GP-NonE RICE | Motor Gasoline | Carbon Dioxide Non-Biogenic | 1.7 | 0 | C
322130 | 1004055 | 2023 |  | GP-NonE RICE | Motor Gasoline | Carbon Dioxide Total | 1.7 | 0 | C
322130 | 1004055 | 2023 |  | GP-NonE RICE | Motor Gasoline | Methane | 0 | 0 | C
322130 | 1004055 | 2023 |  | GP-NonE RICE | Motor Gasoline | Methane (Co2 eq) | 0 | 0 | C
322130 | 1004055 | 2023 |  | GP-NonE RICE | Motor Gasoline | Nitrous Oxide | 0 | 0 | C
322130 | 1004055 | 2023 |  | GP-NonE RICE | Motor Gasoline | Nitrous Oxide (Co2 eq) | 0 | 0 | C
311221 | 1004067 | 2023 |  | GP-1 | Distillate Fuel Oil No. 2 | Carbon Dioxide Biogenic | 0 | 0 | C
311221 | 1004067 | 2023 |  | GP-1 | Distillate Fuel Oil No. 2 | Carbon Dioxide Non-Biogenic | 108.5 | 0 | C
311221 | 1004067 | 2023 |  | GP-1 | Distillate Fuel Oil No. 2 | Carbon Dioxide Total | 108.5 | 0 | C
311221 | 1004067 | 2023 |  | GP-1 | Distillate Fuel Oil No. 2 | Methane | 0 | 0 | C
311221 | 1004067 | 2023 |  | GP-1 | Distillate Fuel Oil No. 2 | Methane (Co2 eq) | 0.1 | 0 | C
311221 | 1004067 | 2023 |  | GP-1 | Distillate Fuel Oil No. 2 | Nitrous Oxide | 0.001 | 0 | C
311221 | 1004067 | 2023 |  | GP-1 | Distillate Fuel Oil No. 2 | Nitrous Oxide (Co2 eq) | 0.3 | 0 | C
311221 | 1004067 | 2023 |  | GP-1 | Natural Gas (Weighted U.S. Average) | Carbon Dioxide Biogenic | 0 | 0 | C
311221 | 1004067 | 2023 |  | GP-1 | Natural Gas (Weighted U.S. Average) | Carbon Dioxide Non-Biogenic | 34570 | 0 | C
311221 | 1004067 | 2023 |  | GP-1 | Natural Gas (Weighted U.S. Average) | Carbon Dioxide Total | 34570 | 0 | C
311221 | 1004067 | 2023 |  | GP-1 | Natural Gas (Weighted U.S. Average) | Methane | 0.65 | 0 | C
311221 | 1004067 | 2023 |  | GP-1 | Natural Gas (Weighted U.S. Average) | Methane (Co2 eq) | 16.3 | 0 | C
311221 | 1004067 | 2023 |  | GP-1 | Natural Gas (Weighted U.S. Average) | Nitrous Oxide | 0.065 | 0 | C
311221 | 1004067 | 2023 |  | GP-1 | Natural Gas (Weighted U.S. Average) | Nitrous Oxide (Co2 eq) | 19.4 | 0 | C
325180 | 1004071 | 2023 | Petrochemical process unit | Sunray Unit 1 |  | Carbon Dioxide | 48209.9 |  | X
325180 | 1004071 | 2023 | Petrochemical process unit | Sunray Unit 2 |  | Carbon Dioxide | 39329.3 |  | X
325180 | 1004071 | 2023 | Petrochemical process unit | Sunray Unit 3 |  | Carbon Dioxide | 47080.2 |  | X
325180 | 1004071 | 2023 | F (Furnace) | Sunray Units | Natural Gas (Weighted U.S. Average) | Carbon Dioxide Biogenic | 0 | 0 | C
325180 | 1004071 | 2023 | F (Furnace) | Sunray Units | Natural Gas (Weighted U.S. Average) | Carbon Dioxide Non-Biogenic | 20570.2 | 0 | C
325180 | 1004071 | 2023 | F (Furnace) | Sunray Units | Natural Gas (Weighted U.S. Average) | Carbon Dioxide Total | 20570.2 | 0 | C
325180 | 1004071 | 2023 | F (Furnace) | Sunray Units | Natural Gas (Weighted U.S. Average) | Methane | 0.39 | 0 | C
325180 | 1004071 | 2023 | F (Furnace) | Sunray Units | Natural Gas (Weighted U.S. Average) | Methane (Co2 eq) | 9.7 | 0 | C
325180 | 1004071 | 2023 | F (Furnace) | Sunray Units | Natural Gas (Weighted U.S. Average) | Nitrous Oxide | 0.039 | 0 | C
325180 | 1004071 | 2023 | F (Furnace) | Sunray Units | Natural Gas (Weighted U.S. Average) | Nitrous Oxide (Co2 eq) | 11.6 | 0 | C
325193 | 1004079 | 2023 |  | CP-1 | Natural Gas (Weighted U.S. Average) | Carbon Dioxide Biogenic | 0 | 0 | C
325193 | 1004079 | 2023 |  | CP-1 | Natural Gas (Weighted U.S. Average) | Carbon Dioxide Non-Biogenic | 195943.1 | 0 | C
325193 | 1004079 | 2023 |  | CP-1 | Natural Gas (Weighted U.S. Average) | Carbon Dioxide Total | 195943.1 | 0 | C
325193 | 1004079 | 2023 |  | CP-1 | Natural Gas (Weighted U.S. Average) | Methane | 3.69 | 0 | C
325193 | 1004079 | 2023 |  | CP-1 | Natural Gas (Weighted U.S. Average) | Methane (Co2 eq) | 92.3 | 0 | C
325193 | 1004079 | 2023 |  | CP-1 | Natural Gas (Weighted U.S. Average) | Nitrous Oxide | 0.369 | 0 | C
325193 | 1004079 | 2023 |  | CP-1 | Natural Gas (Weighted U.S. Average) | Nitrous Oxide (Co2 eq) | 110 | 0 | C
322120 | 1004083 | 2023 |  | GP-1 | Natural Gas (Weighted U.S. Average) | Carbon Dioxide Biogenic | 0 | 0 | C
322120 | 1004083 | 2023 |  | GP-1 | Natural Gas (Weighted U.S. Average) | Carbon Dioxide Non-Biogenic | 32705 | 0 | C
322120 | 1004083 | 2023 |  | GP-1 | Natural Gas (Weighted U.S. Average) | Carbon Dioxide Total | 32705 | 0 | C
322120 | 1004083 | 2023 |  | GP-1 | Natural Gas (Weighted U.S. Average) | Methane | 0.62 | 0 | C
322120 | 1004083 | 2023 |  | GP-1 | Natural Gas (Weighted U.S. Average) | Methane (Co2 eq) | 15.4 | 0 | C
322120 | 1004083 | 2023 |  | GP-1 | Natural Gas (Weighted U.S. Average) | Nitrous Oxide | 0.062 | 0 | C
322120 | 1004083 | 2023 |  | GP-1 | Natural Gas (Weighted U.S. Average) | Nitrous Oxide (Co2 eq) | 18.4 | 0 | C
325193 | 1004091 | 2023 |  | GP-Energy Center | Natural Gas (Weighted U.S. Average) | Carbon Dioxide Biogenic | 0 | 0 | C
325193 | 1004091 | 2023 |  | GP-Energy Center | Natural Gas (Weighted U.S. Average) | Carbon Dioxide Non-Biogenic | 56099.2 | 0 | C
325193 | 1004091 | 2023 |  | GP-Energy Center | Natural Gas (Weighted U.S. Average) | Carbon Dioxide Total | 56099.2 | 0 | C
325193 | 1004091 | 2023 |  | GP-Energy Center | Natural Gas (Weighted U.S. Average) | Methane | 1.06 | 0 | C
325193 | 1004091 | 2023 |  | GP-Energy Center | Natural Gas (Weighted U.S. Average) | Methane (Co2 eq) | 26.4 | 0 | C
325193 | 1004091 | 2023 |  | GP-Energy Center | Natural Gas (Weighted U.S. Average) | Nitrous Oxide | 0.106 | 0 | C
325193 | 1004091 | 2023 |  | GP-Energy Center | Natural Gas (Weighted U.S. Average) | Nitrous Oxide (Co2 eq) | 31.5 | 0 | C
322291 | 1004098 | 2023 | PD (Product or intermediate product dryer) | 10PM Burner | Natural Gas (Weighted U.S. Average) | Carbon Dioxide Biogenic | 0 | 0 | C
322291 | 1004098 | 2023 | PD (Product or intermediate product dryer) | 10PM Burner | Natural Gas (Weighted U.S. Average) | Carbon Dioxide Non-Biogenic | 0 | 0 | C
322291 | 1004098 | 2023 | PD (Product or intermediate product dryer) | 10PM Burner | Natural Gas (Weighted U.S. Average) | Carbon Dioxide Total | 0 | 0 | C
322291 | 1004098 | 2023 | PD (Product or intermediate product dryer) | 10PM Burner | Natural Gas (Weighted U.S. Average) | Methane | 0 | 0 | C
322291 | 1004098 | 2023 | PD (Product or intermediate product dryer) | 10PM Burner | Natural Gas (Weighted U.S. Average) | Methane (Co2 eq) | 0 | 0 | C
322291 | 1004098 | 2023 | PD (Product or intermediate product dryer) | 10PM Burner | Natural Gas (Weighted U.S. Average) | Nitrous Oxide | 0 | 0 | C
322291 | 1004098 | 2023 | PD (Product or intermediate product dryer) | 10PM Burner | Natural Gas (Weighted U.S. Average) | Nitrous Oxide (Co2 eq) | 0 | 0 | C
322291 | 1004098 | 2023 | PD (Product or intermediate product dryer) | 11PM Burner | Distillate Fuel Oil No. 2 | Carbon Dioxide Biogenic | 0 | 0 | C
322291 | 1004098 | 2023 | PD (Product or intermediate product dryer) | 11PM Burner | Distillate Fuel Oil No. 2 | Carbon Dioxide Non-Biogenic | 0 | 0 | C
322291 | 1004098 | 2023 | PD (Product or intermediate product dryer) | 11PM Burner | Distillate Fuel Oil No. 2 | Carbon Dioxide Total | 0 | 0 | C
322291 | 1004098 | 2023 | PD (Product or intermediate product dryer) | 11PM Burner | Distillate Fuel Oil No. 2 | Methane | 0 | 0 | C
322291 | 1004098 | 2023 | PD (Product or intermediate product dryer) | 11PM Burner | Distillate Fuel Oil No. 2 | Methane (Co2 eq) | 0 | 0 | C
322291 | 1004098 | 2023 | PD (Product or intermediate product dryer) | 11PM Burner | Distillate Fuel Oil No. 2 | Nitrous Oxide | 0 | 0 | C
322291 | 1004098 | 2023 | PD (Product or intermediate product dryer) | 11PM Burner | Distillate Fuel Oil No. 2 | Nitrous Oxide (Co2 eq) | 0 | 0 | C
322291 | 1004098 | 2023 | PD (Product or intermediate product dryer) | 11PM Burner | Natural Gas (Weighted U.S. Average) | Carbon Dioxide Biogenic | 0 | 0 | C
322291 | 1004098 | 2023 | PD (Product or intermediate product dryer) | 11PM Burner | Natural Gas (Weighted U.S. Average) | Carbon Dioxide Non-Biogenic | 10703.5 | 0 | C
322291 | 1004098 | 2023 | PD (Product or intermediate product dryer) | 11PM Burner | Natural Gas (Weighted U.S. Average) | Carbon Dioxide Total | 10703.5 | 0 | C
322291 | 1004098 | 2023 | PD (Product or intermediate product dryer) | 11PM Burner | Natural Gas (Weighted U.S. Average) | Methane | 0.2 | 0 | C
322291 | 1004098 | 2023 | PD (Product or intermediate product dryer) | 11PM Burner | Natural Gas (Weighted U.S. Average) | Methane (Co2 eq) | 5 | 0 | C
322291 | 1004098 | 2023 | PD (Product or intermediate product dryer) | 11PM Burner | Natural Gas (Weighted U.S. Average) | Nitrous Oxide | 0.02 | 0 | C
322291 | 1004098 | 2023 | PD (Product or intermediate product dryer) | 11PM Burner | Natural Gas (Weighted U.S. Average) | Nitrous Oxide (Co2 eq) | 6 | 0 | C
322291 | 1004098 | 2023 | OB (Boiler, other) | Boiler 12 | Distillate Fuel Oil No. 2 | Carbon Dioxide Biogenic | 0 | 0 | C
322291 | 1004098 | 2023 | OB (Boiler, other) | Boiler 12 | Distillate Fuel Oil No. 2 | Carbon Dioxide Non-Biogenic | 0 | 0 | C
322291 | 1004098 | 2023 | OB (Boiler, other) | Boiler 12 | Distillate Fuel Oil No. 2 | Carbon Dioxide Total | 0 | 0 | C
322291 | 1004098 | 2023 | OB (Boiler, other) | Boiler 12 | Distillate Fuel Oil No. 2 | Methane | 0 | 0 | C
322291 | 1004098 | 2023 | OB (Boiler, other) | Boiler 12 | Distillate Fuel Oil No. 2 | Methane (Co2 eq) | 0 | 0 | C
322291 | 1004098 | 2023 | OB (Boiler, other) | Boiler 12 | Distillate Fuel Oil No. 2 | Nitrous Oxide | 0 | 0 | C
322291 | 1004098 | 2023 | OB (Boiler, other) | Boiler 12 | Distillate Fuel Oil No. 2 | Nitrous Oxide (Co2 eq) | 0 | 0 | C
322291 | 1004098 | 2023 | OB (Boiler, other) | Boiler 12 | Natural Gas (Weighted U.S. Average) | Carbon Dioxide Biogenic | 0 | 0 | C
322291 | 1004098 | 2023 | OB (Boiler, other) | Boiler 12 | Natural Gas (Weighted U.S. Average) | Carbon Dioxide Non-Biogenic | 8121.7 | 0 | C
322291 | 1004098 | 2023 | OB (Boiler, other) | Boiler 12 | Natural Gas (Weighted U.S. Average) | Carbon Dioxide Total | 8121.7 | 0 | C
322291 | 1004098 | 2023 | OB (Boiler, other) | Boiler 12 | Natural Gas (Weighted U.S. Average) | Methane | 0.15 | 0 | C
322291 | 1004098 | 2023 | OB (Boiler, other) | Boiler 12 | Natural Gas (Weighted U.S. Average) | Methane (Co2 eq) | 3.8 | 0 | C
322291 | 1004098 | 2023 | OB (Boiler, other) | Boiler 12 | Natural Gas (Weighted U.S. Average) | Nitrous Oxide | 0.015 | 0 | C
322291 | 1004098 | 2023 | OB (Boiler, other) | Boiler 12 | Natural Gas (Weighted U.S. Average) | Nitrous Oxide (Co2 eq) | 4.6 | 0 | C
322291 | 1004098 | 2023 | OB (Boiler, other) | Boiler 13 | Distillate Fuel Oil No. 2 | Carbon Dioxide Biogenic | 0 | 4937 | C
322291 | 1004098 | 2023 | OB (Boiler, other) | Boiler 13 | Distillate Fuel Oil No. 2 | Carbon Dioxide Non-Biogenic | 50.4 | 4937 | C
322291 | 1004098 | 2023 | OB (Boiler, other) | Boiler 13 | Distillate Fuel Oil No. 2 | Carbon Dioxide Total | 50.4 | 4937 | C
322291 | 1004098 | 2023 | OB (Boiler, other) | Boiler 13 | Distillate Fuel Oil No. 2 | Methane | 0 | 4937 | C
322291 | 1004098 | 2023 | OB (Boiler, other) | Boiler 13 | Distillate Fuel Oil No. 2 | Methane (Co2 eq) | 0.1 | 4937 | C
322291 | 1004098 | 2023 | OB (Boiler, other) | Boiler 13 | Distillate Fuel Oil No. 2 | Nitrous Oxide | 0 | 4937 | C
322291 | 1004098 | 2023 | OB (Boiler, other) | Boiler 13 | Distillate Fuel Oil No. 2 | Nitrous Oxide (Co2 eq) | 0.1 | 4937 | C
322291 | 1004098 | 2023 | OB (Boiler, other) | Boiler 13 | Natural Gas (Weighted U.S. Average) | Carbon Dioxide Biogenic | 0 | 0 | C
322291 | 1004098 | 2023 | OB (Boiler, other) | Boiler 13 | Natural Gas (Weighted U.S. Average) | Carbon Dioxide Non-Biogenic | 10686.9 | 0 | C
322291 | 1004098 | 2023 | OB (Boiler, other) | Boiler 13 | Natural Gas (Weighted U.S. Average) | Carbon Dioxide Total | 10686.9 | 0 | C
322291 | 1004098 | 2023 | OB (Boiler, other) | Boiler 13 | Natural Gas (Weighted U.S. Average) | Methane | 0.2 | 0 | C
322291 | 1004098 | 2023 | OB (Boiler, other) | Boiler 13 | Natural Gas (Weighted U.S. Average) | Methane (Co2 eq) | 5 | 0 | C
322291 | 1004098 | 2023 | OB (Boiler, other) | Boiler 13 | Natural Gas (Weighted U.S. Average) | Nitrous Oxide | 0.02 | 0 | C
322291 | 1004098 | 2023 | OB (Boiler, other) | Boiler 13 | Natural Gas (Weighted U.S. Average) | Nitrous Oxide (Co2 eq) | 6 | 0 | C
322291 | 1004098 | 2023 | RICE (Reciprocating internal combustion engine) | Sewer Back Up Pump 1 | Distillate Fuel Oil No. 2 | Carbon Dioxide Biogenic | 0 | 9 | C
322291 | 1004098 | 2023 | RICE (Reciprocating internal combustion engine) | Sewer Back Up Pump 1 | Distillate Fuel Oil No. 2 | Carbon Dioxide Non-Biogenic | 0.1 | 9 | C
322291 | 1004098 | 2023 | RICE (Reciprocating internal combustion engine) | Sewer Back Up Pump 1 | Distillate Fuel Oil No. 2 | Carbon Dioxide Total | 0.1 | 9 | C
322291 | 1004098 | 2023 | RICE (Reciprocating internal combustion engine) | Sewer Back Up Pump 1 | Distillate Fuel Oil No. 2 | Methane | 0 | 9 | C
322291 | 1004098 | 2023 | RICE (Reciprocating internal combustion engine) | Sewer Back Up Pump 1 | Distillate Fuel Oil No. 2 | Methane (Co2 eq) | 0 | 9 | C
322291 | 1004098 | 2023 | RICE (Reciprocating internal combustion engine) | Sewer Back Up Pump 1 | Distillate Fuel Oil No. 2 | Nitrous Oxide | 0 | 9 | C
322291 | 1004098 | 2023 | RICE (Reciprocating internal combustion engine) | Sewer Back Up Pump 1 | Distillate Fuel Oil No. 2 | Nitrous Oxide (Co2 eq) | 0 | 9 | C
322291 | 1004098 | 2023 | RICE (Reciprocating internal combustion engine) | Sewer Back Up Pump 2 | Distillate Fuel Oil No. 2 | Carbon Dioxide Biogenic | 0 | 34 | C
322291 | 1004098 | 2023 | RICE (Reciprocating internal combustion engine) | Sewer Back Up Pump 2 | Distillate Fuel Oil No. 2 | Carbon Dioxide Non-Biogenic | 0.3 | 34 | C
322291 | 1004098 | 2023 | RICE (Reciprocating internal combustion engine) | Sewer Back Up Pump 2 | Distillate Fuel Oil No. 2 | Carbon Dioxide Total | 0.3 | 34 | C
322291 | 1004098 | 2023 | RICE (Reciprocating internal combustion engine) | Sewer Back Up Pump 2 | Distillate Fuel Oil No. 2 | Methane | 0 | 34 | C
322291 | 1004098 | 2023 | RICE (Reciprocating internal combustion engine) | Sewer Back Up Pump 2 | Distillate Fuel Oil No. 2 | Methane (Co2 eq) | 0 | 34 | C
322291 | 1004098 | 2023 | RICE (Reciprocating internal combustion engine) | Sewer Back Up Pump 2 | Distillate Fuel Oil No. 2 | Nitrous Oxide | 0 | 34 | C
322291 | 1004098 | 2023 | RICE (Reciprocating internal combustion engine) | Sewer Back Up Pump 2 | Distillate Fuel Oil No. 2 | Nitrous Oxide (Co2 eq) | 0 | 34 | C
322291 | 1004098 | 2023 | CH (Comfort heater) | Unit Heater for Cogen facility | Distillate Fuel Oil No. 2 | Carbon Dioxide Biogenic | 0 | 2063.1 | C
322291 | 1004098 | 2023 | CH (Comfort heater) | Unit Heater for Cogen facility | Distillate Fuel Oil No. 2 | Carbon Dioxide Non-Biogenic | 21.1 | 2063.1 | C
322291 | 1004098 | 2023 | CH (Comfort heater) | Unit Heater for Cogen facility | Distillate Fuel Oil No. 2 | Carbon Dioxide Total | 21.1 | 2063.1 | C
322291 | 1004098 | 2023 | CH (Comfort heater) | Unit Heater for Cogen facility | Distillate Fuel Oil No. 2 | Methane | 0 | 2063.1 | C
322291 | 1004098 | 2023 | CH (Comfort heater) | Unit Heater for Cogen facility | Distillate Fuel Oil No. 2 | Methane (Co2 eq) | 0 | 2063.1 | C
322291 | 1004098 | 2023 | CH (Comfort heater) | Unit Heater for Cogen facility | Distillate Fuel Oil No. 2 | Nitrous Oxide | 0 | 2063.1 | C
322291 | 1004098 | 2023 | CH (Comfort heater) | Unit Heater for Cogen facility | Distillate Fuel Oil No. 2 | Nitrous Oxide (Co2 eq) | 0.1 | 2063.1 | C
325193 | 1004103 | 2023 |  | GP- | Natural Gas (Weighted U.S. Average) | Carbon Dioxide Biogenic | 0 | 0 | C
325193 | 1004103 | 2023 |  | GP- | Natural Gas (Weighted U.S. Average) | Carbon Dioxide Non-Biogenic | 16298.8 | 0 | C
325193 | 1004103 | 2023 |  | GP- | Natural Gas (Weighted U.S. Average) | Carbon Dioxide Total | 16298.8 | 0 | C
325193 | 1004103 | 2023 |  | GP- | Natural Gas (Weighted U.S. Average) | Methane | 0.31 | 0 | C
325193 | 1004103 | 2023 |  | GP- | Natural Gas (Weighted U.S. Average) | Methane (Co2 eq) | 7.7 | 0 | C
325193 | 1004103 | 2023 |  | GP- | Natural Gas (Weighted U.S. Average) | Nitrous Oxide | 0.031 | 0 | C
325193 | 1004103 | 2023 |  | GP- | Natural Gas (Weighted U.S. Average) | Nitrous Oxide (Co2 eq) | 9.2 | 0 | C
311224 | 1004105 | 2023 |  | CP-1 | Natural Gas (Weighted U.S. Average) | Carbon Dioxide Biogenic | 0 | 598501000 | C
311224 | 1004105 | 2023 |  | CP-1 | Natural Gas (Weighted U.S. Average) | Carbon Dioxide Non-Biogenic | 32582.1 | 598501000 | C
311224 | 1004105 | 2023 |  | CP-1 | Natural Gas (Weighted U.S. Average) | Carbon Dioxide Total | 32582.1 | 598501000 | C
311224 | 1004105 | 2023 |  | CP-1 | Natural Gas (Weighted U.S. Average) | Methane | 0.61 | 598501000 | C
311224 | 1004105 | 2023 |  | CP-1 | Natural Gas (Weighted U.S. Average) | Methane (Co2 eq) | 15.3 | 598501000 | C
311224 | 1004105 | 2023 |  | CP-1 | Natural Gas (Weighted U.S. Average) | Nitrous Oxide | 0.061 | 598501000 | C
311224 | 1004105 | 2023 |  | CP-1 | Natural Gas (Weighted U.S. Average) | Nitrous Oxide (Co2 eq) | 18.3 | 598501000 | C
322291 | 1004113 | 2023 |  | GP-papermill | Natural Gas (Weighted U.S. Average) | Carbon Dioxide Biogenic | 0 | 0 | C
322291 | 1004113 | 2023 |  | GP-papermill | Natural Gas (Weighted U.S. Average) | Carbon Dioxide Non-Biogenic | 18488.1 | 0 | C
322291 | 1004113 | 2023 |  | GP-papermill | Natural Gas (Weighted U.S. Average) | Carbon Dioxide Total | 18488.1 | 0 | C
322291 | 1004113 | 2023 |  | GP-papermill | Natural Gas (Weighted U.S. Average) | Methane | 0.35 | 0 | C
322291 | 1004113 | 2023 |  | GP-papermill | Natural Gas (Weighted U.S. Average) | Methane (Co2 eq) | 8.7 | 0 | C
322291 | 1004113 | 2023 |  | GP-papermill | Natural Gas (Weighted U.S. Average) | Nitrous Oxide | 0.035 | 0 | C
322291 | 1004113 | 2023 |  | GP-papermill | Natural Gas (Weighted U.S. Average) | Nitrous Oxide (Co2 eq) | 10.4 | 0 | C
311221 | 1004114 | 2023 | OB (Boiler, other) | B12 | Natural Gas (Weighted U.S. Average) | Carbon Dioxide Biogenic | 0 | 0 | C
311221 | 1004114 | 2023 | OB (Boiler, other) | B12 | Natural Gas (Weighted U.S. Average) | Carbon Dioxide Non-Biogenic | 66912.4 | 0 | C
311221 | 1004114 | 2023 | OB (Boiler, other) | B12 | Natural Gas (Weighted U.S. Average) | Carbon Dioxide Total | 66912.4 | 0 | C
311221 | 1004114 | 2023 | OB (Boiler, other) | B12 | Natural Gas (Weighted U.S. Average) | Methane | 1.26 | 0 | C
311221 | 1004114 | 2023 | OB (Boiler, other) | B12 | Natural Gas (Weighted U.S. Average) | Methane (Co2 eq) | 31.5 | 0 | C
311221 | 1004114 | 2023 | OB (Boiler, other) | B12 | Natural Gas (Weighted U.S. Average) | Nitrous Oxide | 0.126 | 0 | C
311221 | 1004114 | 2023 | OB (Boiler, other) | B12 | Natural Gas (Weighted U.S. Average) | Nitrous Oxide (Co2 eq) | 37.6 | 0 | C
311221 | 1004114 | 2023 |  | GP- GP2 & DH5 | Natural Gas (Weighted U.S. Average) | Carbon Dioxide Biogenic | 0 | 0 | C
311221 | 1004114 | 2023 |  | GP- GP2 & DH5 | Natural Gas (Weighted U.S. Average) | Carbon Dioxide Non-Biogenic | 35082.9 | 0 | C
311221 | 1004114 | 2023 |  | GP- GP2 & DH5 | Natural Gas (Weighted U.S. Average) | Carbon Dioxide Total | 35082.9 | 0 | C
311221 | 1004114 | 2023 |  | GP- GP2 & DH5 | Natural Gas (Weighted U.S. Average) | Methane | 0.66 | 0 | C
311221 | 1004114 | 2023 |  | GP- GP2 & DH5 | Natural Gas (Weighted U.S. Average) | Methane (Co2 eq) | 16.5 | 0 | C
311221 | 1004114 | 2023 |  | GP- GP2 & DH5 | Natural Gas (Weighted U.S. Average) | Nitrous Oxide | 0.066 | 0 | C
311221 | 1004114 | 2023 |  | GP- GP2 & DH5 | Natural Gas (Weighted U.S. Average) | Nitrous Oxide (Co2 eq) | 19.7 | 0 | C
311221 | 1004114 | 2023 |  | GP- GP2 & DH5 | Other Biomass Gases | Carbon Dioxide Biogenic | 9779.4 | 0 | C
311221 | 1004114 | 2023 |  | GP- GP2 & DH5 | Other Biomass Gases | Carbon Dioxide Non-Biogenic | 0 | 0 | C
311221 | 1004114 | 2023 |  | GP- GP2 & DH5 | Other Biomass Gases | Carbon Dioxide Total | 9779.4 | 0 | C
311221 | 1004114 | 2023 |  | GP- GP2 & DH5 | Other Biomass Gases | Methane | 0.6 | 0 | C
311221 | 1004114 | 2023 |  | GP- GP2 & DH5 | Other Biomass Gases | Methane (Co2 eq) | 15 | 0 | C
311221 | 1004114 | 2023 |  | GP- GP2 & DH5 | Other Biomass Gases | Nitrous Oxide | 0.118 | 0 | C
311221 | 1004114 | 2023 |  | GP- GP2 & DH5 | Other Biomass Gases | Nitrous Oxide (Co2 eq) | 35.3 | 0 | C
311221 | 1004114 | 2023 |  | GP-B10,B11, Dryers & Process Heaters | Natural Gas (Weighted U.S. Average) | Carbon Dioxide Biogenic | 0 | 0 | C
311221 | 1004114 | 2023 |  | GP-B10,B11, Dryers & Process Heaters | Natural Gas (Weighted U.S. Average) | Carbon Dioxide Non-Biogenic | 124277.9 | 0 | C
311221 | 1004114 | 2023 |  | GP-B10,B11, Dryers & Process Heaters | Natural Gas (Weighted U.S. Average) | Carbon Dioxide Total | 124277.9 | 0 | C
311221 | 1004114 | 2023 |  | GP-B10,B11, Dryers & Process Heaters | Natural Gas (Weighted U.S. Average) | Methane | 2.34 | 0 | C
311221 | 1004114 | 2023 |  | GP-B10,B11, Dryers & Process Heaters | Natural Gas (Weighted U.S. Average) | Methane (Co2 eq) | 58.6 | 0 | C
311221 | 1004114 | 2023 |  | GP-B10,B11, Dryers & Process Heaters | Natural Gas (Weighted U.S. Average) | Nitrous Oxide | 0.234 | 0 | C
311221 | 1004114 | 2023 |  | GP-B10,B11, Dryers & Process Heaters | Natural Gas (Weighted U.S. Average) | Nitrous Oxide (Co2 eq) | 69.8 | 0 | C
311221 | 1004114 | 2023 |  | GP-GEP Stack Boilers | Natural Gas (Weighted U.S. Average) | Carbon Dioxide Biogenic | 0 | 0 | C
311221 | 1004114 | 2023 |  | GP-GEP Stack Boilers | Natural Gas (Weighted U.S. Average) | Carbon Dioxide Non-Biogenic | 234822.1 | 0 | C
311221 | 1004114 | 2023 |  | GP-GEP Stack Boilers | Natural Gas (Weighted U.S. Average) | Carbon Dioxide Total | 234822.1 | 0 | C
311221 | 1004114 | 2023 |  | GP-GEP Stack Boilers | Natural Gas (Weighted U.S. Average) | Methane | 4.43 | 0 | C
311221 | 1004114 | 2023 |  | GP-GEP Stack Boilers | Natural Gas (Weighted U.S. Average) | Methane (Co2 eq) | 110.6 | 0 | C
311221 | 1004114 | 2023 |  | GP-GEP Stack Boilers | Natural Gas (Weighted U.S. Average) | Nitrous Oxide | 0.443 | 0 | C
311221 | 1004114 | 2023 |  | GP-GEP Stack Boilers | Natural Gas (Weighted U.S. Average) | Nitrous Oxide (Co2 eq) | 131.9 | 0 | C
325180 | 1004127 | 2023 |  | GP-DT1 | Distillate Fuel Oil No. 2 | Carbon Dioxide Biogenic | 0 | 0 | C
325180 | 1004127 | 2023 |  | GP-DT1 | Distillate Fuel Oil No. 2 | Carbon Dioxide Non-Biogenic | 57.6 | 0 | C
325180 | 1004127 | 2023 |  | GP-DT1 | Distillate Fuel Oil No. 2 | Carbon Dioxide Total | 57.6 | 0 | C
325180 | 1004127 | 2023 |  | GP-DT1 | Distillate Fuel Oil No. 2 | Methane | 0 | 0 | C
325180 | 1004127 | 2023 |  | GP-DT1 | Distillate Fuel Oil No. 2 | Methane (Co2 eq) | 0.1 | 0 | C
325180 | 1004127 | 2023 |  | GP-DT1 | Distillate Fuel Oil No. 2 | Nitrous Oxide | 0 | 0 | C
325180 | 1004127 | 2023 |  | GP-DT1 | Distillate Fuel Oil No. 2 | Nitrous Oxide (Co2 eq) | 0.1 | 0 | C
325180 | 1004127 | 2023 |  | GP-NGT2 | Natural Gas (Weighted U.S. Average) | Carbon Dioxide Biogenic | 0 | 0 | C
325180 | 1004127 | 2023 |  | GP-NGT2 | Natural Gas (Weighted U.S. Average) | Carbon Dioxide Non-Biogenic | 95106.8 | 0 | C
325180 | 1004127 | 2023 |  | GP-NGT2 | Natural Gas (Weighted U.S. Average) | Carbon Dioxide Total | 95106.8 | 0 | C
325180 | 1004127 | 2023 |  | GP-NGT2 | Natural Gas (Weighted U.S. Average) | Methane | 1.79 | 0 | C
325180 | 1004127 | 2023 |  | GP-NGT2 | Natural Gas (Weighted U.S. Average) | Methane (Co2 eq) | 44.8 | 0 | C
325180 | 1004127 | 2023 |  | GP-NGT2 | Natural Gas (Weighted U.S. Average) | Nitrous Oxide | 0.179 | 0 | C
325180 | 1004127 | 2023 |  | GP-NGT2 | Natural Gas (Weighted U.S. Average) | Nitrous Oxide (Co2 eq) | 53.4 | 0 | C
325120 | 1004133 | 2023 |  | GP-01 | Natural Gas (Weighted U.S. Average) | Carbon Dioxide Biogenic | 0 | 0 | C
325120 | 1004133 | 2023 |  | GP-01 | Natural Gas (Weighted U.S. Average) | Carbon Dioxide Non-Biogenic | 26841.9 | 0 | C
325120 | 1004133 | 2023 |  | GP-01 | Natural Gas (Weighted U.S. Average) | Carbon Dioxide Total | 26841.9 | 0 | C
325120 | 1004133 | 2023 |  | GP-01 | Natural Gas (Weighted U.S. Average) | Methane | 0.51 | 0 | C
325120 | 1004133 | 2023 |  | GP-01 | Natural Gas (Weighted U.S. Average) | Methane (Co2 eq) | 12.7 | 0 | C
325120 | 1004133 | 2023 |  | GP-01 | Natural Gas (Weighted U.S. Average) | Nitrous Oxide | 0.051 | 0 | C
325120 | 1004133 | 2023 |  | GP-01 | Natural Gas (Weighted U.S. Average) | Nitrous Oxide (Co2 eq) | 15.1 | 0 | C
325120 | 1004133 | 2023 |  | GP-02 | Distillate Fuel Oil No. 2 | Carbon Dioxide Biogenic | 0 | 1013.3 | C
325120 | 1004133 | 2023 |  | GP-02 | Distillate Fuel Oil No. 2 | Carbon Dioxide Non-Biogenic | 10.3 | 1013.3 | C
325120 | 1004133 | 2023 |  | GP-02 | Distillate Fuel Oil No. 2 | Carbon Dioxide Total | 10.3 | 1013.3 | C
325120 | 1004133 | 2023 |  | GP-02 | Distillate Fuel Oil No. 2 | Methane | 0 | 1013.3 | C
325120 | 1004133 | 2023 |  | GP-02 | Distillate Fuel Oil No. 2 | Methane (Co2 eq) | 0 | 1013.3 | C
325120 | 1004133 | 2023 |  | GP-02 | Distillate Fuel Oil No. 2 | Nitrous Oxide | 0 | 1013.3 | C
325120 | 1004133 | 2023 |  | GP-02 | Distillate Fuel Oil No. 2 | Nitrous Oxide (Co2 eq) | 0 | 1013.3 | C
325211 | 1004136 | 2023 |  | GP-Vap/Pkg Boilers | Distillate Fuel Oil No. 2 | Carbon Dioxide Biogenic | 0 | 0 | C
325211 | 1004136 | 2023 |  | GP-Vap/Pkg Boilers | Distillate Fuel Oil No. 2 | Carbon Dioxide Non-Biogenic | 0.5 | 0 | C
325211 | 1004136 | 2023 |  | GP-Vap/Pkg Boilers | Distillate Fuel Oil No. 2 | Carbon Dioxide Total | 0.5 | 0 | C
325211 | 1004136 | 2023 |  | GP-Vap/Pkg Boilers | Distillate Fuel Oil No. 2 | Methane | 0 | 0 | C
325211 | 1004136 | 2023 |  | GP-Vap/Pkg Boilers | Distillate Fuel Oil No. 2 | Methane (Co2 eq) | 0 | 0 | C
325211 | 1004136 | 2023 |  | GP-Vap/Pkg Boilers | Distillate Fuel Oil No. 2 | Nitrous Oxide | 0 | 0 | C
325211 | 1004136 | 2023 |  | GP-Vap/Pkg Boilers | Distillate Fuel Oil No. 2 | Nitrous Oxide (Co2 eq) | 0 | 0 | C
325211 | 1004136 | 2023 |  | GP-Vap/Pkg Boilers | Natural Gas (Weighted U.S. Average) | Carbon Dioxide Biogenic | 0 | 0 | C
325211 | 1004136 | 2023 |  | GP-Vap/Pkg Boilers | Natural Gas (Weighted U.S. Average) | Carbon Dioxide Non-Biogenic | 34918.8 | 0 | C
325211 | 1004136 | 2023 |  | GP-Vap/Pkg Boilers | Natural Gas (Weighted U.S. Average) | Carbon Dioxide Total | 34918.8 | 0 | C
325211 | 1004136 | 2023 |  | GP-Vap/Pkg Boilers | Natural Gas (Weighted U.S. Average) | Methane | 0.66 | 0 | C
325211 | 1004136 | 2023 |  | GP-Vap/Pkg Boilers | Natural Gas (Weighted U.S. Average) | Methane (Co2 eq) | 16.5 | 0 | C
325211 | 1004136 | 2023 |  | GP-Vap/Pkg Boilers | Natural Gas (Weighted U.S. Average) | Nitrous Oxide | 0.066 | 0 | C
325211 | 1004136 | 2023 |  | GP-Vap/Pkg Boilers | Natural Gas (Weighted U.S. Average) | Nitrous Oxide (Co2 eq) | 19.6 | 0 | C
325211 | 1004178 | 2023 | OB (Boiler, other) | ES-003 | Natural Gas (Weighted U.S. Average) | Carbon Dioxide Biogenic | 0 | 0 | C
325211 | 1004178 | 2023 | OB (Boiler, other) | ES-003 | Natural Gas (Weighted U.S. Average) | Carbon Dioxide Non-Biogenic | 11960.7 | 0 | C
325211 | 1004178 | 2023 | OB (Boiler, other) | ES-003 | Natural Gas (Weighted U.S. Average) | Carbon Dioxide Total | 11960.7 | 0 | C
325211 | 1004178 | 2023 | OB (Boiler, other) | ES-003 | Natural Gas (Weighted U.S. Average) | Methane | 0.23 | 0 | C
325211 | 1004178 | 2023 | OB (Boiler, other) | ES-003 | Natural Gas (Weighted U.S. Average) | Methane (Co2 eq) | 5.6 | 0 | C
325211 | 1004178 | 2023 | OB (Boiler, other) | ES-003 | Natural Gas (Weighted U.S. Average) | Nitrous Oxide | 0.023 | 0 | C
325211 | 1004178 | 2023 | OB (Boiler, other) | ES-003 | Natural Gas (Weighted U.S. Average) | Nitrous Oxide (Co2 eq) | 6.7 | 0 | C
325211 | 1004178 | 2023 |  | GP-BP | Natural Gas (Weighted U.S. Average) | Carbon Dioxide Biogenic | 0 | 0 | C
325211 | 1004178 | 2023 |  | GP-BP | Natural Gas (Weighted U.S. Average) | Carbon Dioxide Non-Biogenic | 290.3 | 0 | C
325211 | 1004178 | 2023 |  | GP-BP | Natural Gas (Weighted U.S. Average) | Carbon Dioxide Total | 290.3 | 0 | C
325211 | 1004178 | 2023 |  | GP-BP | Natural Gas (Weighted U.S. Average) | Methane | 0.01 | 0 | C
325211 | 1004178 | 2023 |  | GP-BP | Natural Gas (Weighted U.S. Average) | Methane (Co2 eq) | 0.1 | 0 | C
325211 | 1004178 | 2023 |  | GP-BP | Natural Gas (Weighted U.S. Average) | Nitrous Oxide | 0.001 | 0 | C
325211 | 1004178 | 2023 |  | GP-BP | Natural Gas (Weighted U.S. Average) | Nitrous Oxide (Co2 eq) | 0.2 | 0 | C
325211 | 1004178 | 2023 |  | GP-IAP | Liquefied petroleum gases (LPG) | Carbon Dioxide Biogenic | 0 | 0 | C
325211 | 1004178 | 2023 |  | GP-IAP | Liquefied petroleum gases (LPG) | Carbon Dioxide Non-Biogenic | 15.6 | 0 | C
325211 | 1004178 | 2023 |  | GP-IAP | Liquefied petroleum gases (LPG) | Carbon Dioxide Total | 15.6 | 0 | C
325211 | 1004178 | 2023 |  | GP-IAP | Liquefied petroleum gases (LPG) | Methane | 0 | 0 | C
325211 | 1004178 | 2023 |  | GP-IAP | Liquefied petroleum gases (LPG) | Methane (Co2 eq) | 0 | 0 | C
325211 | 1004178 | 2023 |  | GP-IAP | Liquefied petroleum gases (LPG) | Nitrous Oxide | 0 | 0 | C
325211 | 1004178 | 2023 |  | GP-IAP | Liquefied petroleum gases (LPG) | Nitrous Oxide (Co2 eq) | 0 | 0 | C
325211 | 1004178 | 2023 |  | GP-PH | Natural Gas (Weighted U.S. Average) | Carbon Dioxide Biogenic | 0 | 0 | C
325211 | 1004178 | 2023 |  | GP-PH | Natural Gas (Weighted U.S. Average) | Carbon Dioxide Non-Biogenic | 12916.7 | 0 | C
325211 | 1004178 | 2023 |  | GP-PH | Natural Gas (Weighted U.S. Average) | Carbon Dioxide Total | 12916.7 | 0 | C
325211 | 1004178 | 2023 |  | GP-PH | Natural Gas (Weighted U.S. Average) | Methane | 0.24 | 0 | C
325211 | 1004178 | 2023 |  | GP-PH | Natural Gas (Weighted U.S. Average) | Methane (Co2 eq) | 6.1 | 0 | C
325211 | 1004178 | 2023 |  | GP-PH | Natural Gas (Weighted U.S. Average) | Nitrous Oxide | 0.024 | 0 | C
325211 | 1004178 | 2023 |  | GP-PH | Natural Gas (Weighted U.S. Average) | Nitrous Oxide (Co2 eq) | 7.3 | 0 | C
325211 | 1004178 | 2023 |  | GP-SCO | Distillate Fuel Oil No. 2 | Carbon Dioxide Biogenic | 0 | 0 | C
325211 | 1004178 | 2023 |  | GP-SCO | Distillate Fuel Oil No. 2 | Carbon Dioxide Non-Biogenic | 0 | 0 | C
325211 | 1004178 | 2023 |  | GP-SCO | Distillate Fuel Oil No. 2 | Carbon Dioxide Total | 0 | 0 | C
325211 | 1004178 | 2023 |  | GP-SCO | Distillate Fuel Oil No. 2 | Methane | 0 | 0 | C
325211 | 1004178 | 2023 |  | GP-SCO | Distillate Fuel Oil No. 2 | Methane (Co2 eq) | 0 | 0 | C
325211 | 1004178 | 2023 |  | GP-SCO | Distillate Fuel Oil No. 2 | Nitrous Oxide | 0 | 0 | C
325211 | 1004178 | 2023 |  | GP-SCO | Distillate Fuel Oil No. 2 | Nitrous Oxide (Co2 eq) | 0 | 0 | C
325211 | 1004178 | 2023 |  | GP-SCO | Natural Gas (Weighted U.S. Average) | Carbon Dioxide Biogenic | 0 | 0 | C
325211 | 1004178 | 2023 |  | GP-SCO | Natural Gas (Weighted U.S. Average) | Carbon Dioxide Non-Biogenic | 10375.8 | 0 | C
325211 | 1004178 | 2023 |  | GP-SCO | Natural Gas (Weighted U.S. Average) | Carbon Dioxide Total | 10375.8 | 0 | C
325211 | 1004178 | 2023 |  | GP-SCO | Natural Gas (Weighted U.S. Average) | Methane | 0.2 | 0 | C
325211 | 1004178 | 2023 |  | GP-SCO | Natural Gas (Weighted U.S. Average) | Methane (Co2 eq) | 4.9 | 0 | C
325211 | 1004178 | 2023 |  | GP-SCO | Natural Gas (Weighted U.S. Average) | Nitrous Oxide | 0.02 | 0 | C
325211 | 1004178 | 2023 |  | GP-SCO | Natural Gas (Weighted U.S. Average) | Nitrous Oxide (Co2 eq) | 5.8 | 0 | C
325311 | 1004183 | 2023 |  | AE-003 |  | Nitrous Oxide | 946.7432 |  | V
325311 | 1004183 | 2023 |  | AE-005 |  | Nitrous Oxide | 1960.4517 |  | V
325311 | 1004183 | 2023 |  | AE-006 |  | Nitrous Oxide | 332.0376 |  | V
325311 | 1004183 | 2023 |  | AE-007 |  | Nitrous Oxide | 1116.7063 |  | V
325311 | 1004183 | 2023 |  | CP-CF Industries Nitrogen, LLC | Natural Gas (Weighted U.S. Average) | Carbon Dioxide Biogenic | 0 | 0 | C
325311 | 1004183 | 2023 |  | CP-CF Industries Nitrogen, LLC | Natural Gas (Weighted U.S. Average) | Carbon Dioxide Non-Biogenic | 426774.8 | 0 | C
325311 | 1004183 | 2023 |  | CP-CF Industries Nitrogen, LLC | Natural Gas (Weighted U.S. Average) | Carbon Dioxide Total | 426774.8 | 0 | C
325311 | 1004183 | 2023 |  | CP-CF Industries Nitrogen, LLC | Natural Gas (Weighted U.S. Average) | Methane | 8.04 | 0 | C
325311 | 1004183 | 2023 |  | CP-CF Industries Nitrogen, LLC | Natural Gas (Weighted U.S. Average) | Methane (Co2 eq) | 201.1 | 0 | C
325311 | 1004183 | 2023 |  | CP-CF Industries Nitrogen, LLC | Natural Gas (Weighted U.S. Average) | Nitrous Oxide | 0.804 | 0 | C
325311 | 1004183 | 2023 |  | CP-CF Industries Nitrogen, LLC | Natural Gas (Weighted U.S. Average) | Nitrous Oxide (Co2 eq) | 239.7 | 0 | C
325311 | 1004183 | 2023 |  | No. 3 Kellogg Ammonia Plant |  | Carbon Dioxide | 708631.5 |  | G
311224 | 1004190 | 2023 |  | GP-Natural Gas Usage | Natural Gas (Weighted U.S. Average) | Carbon Dioxide Biogenic | 0 | 0 | C
311224 | 1004190 | 2023 |  | GP-Natural Gas Usage | Natural Gas (Weighted U.S. Average) | Carbon Dioxide Non-Biogenic | 82730.1 | 0 | C
311224 | 1004190 | 2023 |  | GP-Natural Gas Usage | Natural Gas (Weighted U.S. Average) | Carbon Dioxide Total | 82730.1 | 0 | C
311224 | 1004190 | 2023 |  | GP-Natural Gas Usage | Natural Gas (Weighted U.S. Average) | Methane | 1.56 | 0 | C
311224 | 1004190 | 2023 |  | GP-Natural Gas Usage | Natural Gas (Weighted U.S. Average) | Methane (Co2 eq) | 39 | 0 | C
311224 | 1004190 | 2023 |  | GP-Natural Gas Usage | Natural Gas (Weighted U.S. Average) | Nitrous Oxide | 0.156 | 0 | C
311224 | 1004190 | 2023 |  | GP-Natural Gas Usage | Natural Gas (Weighted U.S. Average) | Nitrous Oxide (Co2 eq) | 46.5 | 0 | C
311613 | 1004194 | 2023 |  | CP-MainGasMeter | Natural Gas (Weighted U.S. Average) | Carbon Dioxide Biogenic | 0 | 1279200000 | C
311613 | 1004194 | 2023 |  | CP-MainGasMeter | Natural Gas (Weighted U.S. Average) | Carbon Dioxide Non-Biogenic | 69639.1 | 1279200000 | C
311613 | 1004194 | 2023 |  | CP-MainGasMeter | Natural Gas (Weighted U.S. Average) | Carbon Dioxide Total | 69639.1 | 1279200000 | C
311613 | 1004194 | 2023 |  | CP-MainGasMeter | Natural Gas (Weighted U.S. Average) | Methane | 1.31 | 1279200000 | C
311613 | 1004194 | 2023 |  | CP-MainGasMeter | Natural Gas (Weighted U.S. Average) | Methane (Co2 eq) | 32.8 | 1279200000 | C
311613 | 1004194 | 2023 |  | CP-MainGasMeter | Natural Gas (Weighted U.S. Average) | Nitrous Oxide | 0.131 | 1279200000 | C
311613 | 1004194 | 2023 |  | CP-MainGasMeter | Natural Gas (Weighted U.S. Average) | Nitrous Oxide (Co2 eq) | 39.1 | 1279200000 | C
311613 | 1004194 | 2023 |  | CP-MainGasMeter | Propane | Carbon Dioxide Biogenic | 0 | 0 | C
311613 | 1004194 | 2023 |  | CP-MainGasMeter | Propane | Carbon Dioxide Non-Biogenic | 0 | 0 | C
311613 | 1004194 | 2023 |  | CP-MainGasMeter | Propane | Carbon Dioxide Total | 0 | 0 | C
311613 | 1004194 | 2023 |  | CP-MainGasMeter | Propane | Methane | 0 | 0 | C
311613 | 1004194 | 2023 |  | CP-MainGasMeter | Propane | Methane (Co2 eq) | 0 | 0 | C
311613 | 1004194 | 2023 |  | CP-MainGasMeter | Propane | Nitrous Oxide | 0 | 0 | C
311613 | 1004194 | 2023 |  | CP-MainGasMeter | Propane | Nitrous Oxide (Co2 eq) | 0 | 0 | C
322120 | 1004199 | 2023 | Pulp Mill Lime Kiln | Calciner |  | Carbon Dioxide Biogenic (Spent Liquor) | 0 |  | AA
322120 | 1004199 | 2023 | Pulp Mill Lime Kiln | Calciner |  | Carbon Dioxide Non-Biogenic | 29035 |  | AA
322120 | 1004199 | 2023 | Pulp Mill Lime Kiln | Calciner |  | Methane | 1.04 |  | AA
322120 | 1004199 | 2023 | Pulp Mill Lime Kiln | Calciner |  | Methane Spent Liquor | 0 |  | AA
322120 | 1004199 | 2023 | Pulp Mill Lime Kiln | Calciner |  | Nitrous Oxide | 0.116 |  | AA
322120 | 1004199 | 2023 | Pulp Mill Lime Kiln | Calciner |  | Nitrous Oxide Spent Liquor | 0 |  | AA
322120 | 1004199 | 2023 |  | GP-Small Combustion Units- Propane | Propane | Carbon Dioxide Biogenic | 0 | 0 | C
322120 | 1004199 | 2023 |  | GP-Small Combustion Units- Propane | Propane | Carbon Dioxide Non-Biogenic | 197.5 | 0 | C
322120 | 1004199 | 2023 |  | GP-Small Combustion Units- Propane | Propane | Carbon Dioxide Total | 197.5 | 0 | C
322120 | 1004199 | 2023 |  | GP-Small Combustion Units- Propane | Propane | Methane | 0.01 | 0 | C
322120 | 1004199 | 2023 |  | GP-Small Combustion Units- Propane | Propane | Methane (Co2 eq) | 0.2 | 0 | C
322120 | 1004199 | 2023 |  | GP-Small Combustion Units- Propane | Propane | Nitrous Oxide | 0.002 | 0 | C
322120 | 1004199 | 2023 |  | GP-Small Combustion Units- Propane | Propane | Nitrous Oxide (Co2 eq) | 0.6 | 0 | C
322120 | 1004199 | 2023 |  | GP-Small Combustion Units-#2 Fuel Oil | Distillate Fuel Oil No. 2 | Carbon Dioxide Biogenic | 0 | 0 | C
322120 | 1004199 | 2023 |  | GP-Small Combustion Units-#2 Fuel Oil | Distillate Fuel Oil No. 2 | Carbon Dioxide Non-Biogenic | 0.4 | 0 | C
322120 | 1004199 | 2023 |  | GP-Small Combustion Units-#2 Fuel Oil | Distillate Fuel Oil No. 2 | Carbon Dioxide Total | 0.4 | 0 | C
322120 | 1004199 | 2023 |  | GP-Small Combustion Units-#2 Fuel Oil | Distillate Fuel Oil No. 2 | Methane | 0 | 0 | C
322120 | 1004199 | 2023 |  | GP-Small Combustion Units-#2 Fuel Oil | Distillate Fuel Oil No. 2 | Methane (Co2 eq) | 0 | 0 | C
322120 | 1004199 | 2023 |  | GP-Small Combustion Units-#2 Fuel Oil | Distillate Fuel Oil No. 2 | Nitrous Oxide | 0 | 0 | C
322120 | 1004199 | 2023 |  | GP-Small Combustion Units-#2 Fuel Oil | Distillate Fuel Oil No. 2 | Nitrous Oxide (Co2 eq) | 0 | 0 | C
322120 | 1004199 | 2023 |  | GP-Small Combustion Units-Natural Gas | Natural Gas (Weighted U.S. Average) | Carbon Dioxide Biogenic | 0 | 0 | C
322120 | 1004199 | 2023 |  | GP-Small Combustion Units-Natural Gas | Natural Gas (Weighted U.S. Average) | Carbon Dioxide Non-Biogenic | 2747 | 0 | C
322120 | 1004199 | 2023 |  | GP-Small Combustion Units-Natural Gas | Natural Gas (Weighted U.S. Average) | Carbon Dioxide Total | 2747 | 0 | C
322120 | 1004199 | 2023 |  | GP-Small Combustion Units-Natural Gas | Natural Gas (Weighted U.S. Average) | Methane | 0.05 | 0 | C
322120 | 1004199 | 2023 |  | GP-Small Combustion Units-Natural Gas | Natural Gas (Weighted U.S. Average) | Methane (Co2 eq) | 1.3 | 0 | C
322120 | 1004199 | 2023 |  | GP-Small Combustion Units-Natural Gas | Natural Gas (Weighted U.S. Average) | Nitrous Oxide | 0.005 | 0 | C
322120 | 1004199 | 2023 |  | GP-Small Combustion Units-Natural Gas | Natural Gas (Weighted U.S. Average) | Nitrous Oxide (Co2 eq) | 1.5 | 0 | C
322120 | 1004199 | 2023 | CFB (Boiler, circulating fluidized bed) | Power Boiler #5 | Bituminous | Carbon Dioxide Biogenic | 0 | 0 | C
322120 | 1004199 | 2023 | CFB (Boiler, circulating fluidized bed) | Power Boiler #5 | Bituminous | Carbon Dioxide Non-Biogenic | 0 | 0 | C
322120 | 1004199 | 2023 | CFB (Boiler, circulating fluidized bed) | Power Boiler #5 | Bituminous | Carbon Dioxide Total | 0 | 0 | C
322120 | 1004199 | 2023 | CFB (Boiler, circulating fluidized bed) | Power Boiler #5 | Bituminous | Methane | 32.12 | 0 | C
322120 | 1004199 | 2023 | CFB (Boiler, circulating fluidized bed) | Power Boiler #5 | Bituminous | Methane (Co2 eq) | 803 | 0 | C
322120 | 1004199 | 2023 | CFB (Boiler, circulating fluidized bed) | Power Boiler #5 | Bituminous | Nitrous Oxide | 4.672 | 0 | C
322120 | 1004199 | 2023 | CFB (Boiler, circulating fluidized bed) | Power Boiler #5 | Bituminous | Nitrous Oxide (Co2 eq) | 1392.2 | 0 | C
322120 | 1004199 | 2023 | CFB (Boiler, circulating fluidized bed) | Power Boiler #5 | Residual Fuel Oil No. 6 | Carbon Dioxide Biogenic | 0 | 0 | C
322120 | 1004199 | 2023 | CFB (Boiler, circulating fluidized bed) | Power Boiler #5 | Residual Fuel Oil No. 6 | Carbon Dioxide Non-Biogenic | 0 | 0 | C
322120 | 1004199 | 2023 | CFB (Boiler, circulating fluidized bed) | Power Boiler #5 | Residual Fuel Oil No. 6 | Carbon Dioxide Total | 0 | 0 | C
322120 | 1004199 | 2023 | CFB (Boiler, circulating fluidized bed) | Power Boiler #5 | Residual Fuel Oil No. 6 | Methane | 0.02 | 0 | C
322120 | 1004199 | 2023 | CFB (Boiler, circulating fluidized bed) | Power Boiler #5 | Residual Fuel Oil No. 6 | Methane (Co2 eq) | 0.6 | 0 | C
322120 | 1004199 | 2023 | CFB (Boiler, circulating fluidized bed) | Power Boiler #5 | Residual Fuel Oil No. 6 | Nitrous Oxide | 0.005 | 0 | C
322120 | 1004199 | 2023 | CFB (Boiler, circulating fluidized bed) | Power Boiler #5 | Residual Fuel Oil No. 6 | Nitrous Oxide (Co2 eq) | 1.4 | 0 | C
322120 | 1004199 | 2023 | CFB (Boiler, circulating fluidized bed) | Power Boiler #5 | Solid Byproducts | Carbon Dioxide Biogenic | 0 | 0 | C
322120 | 1004199 | 2023 | CFB (Boiler, circulating fluidized bed) | Power Boiler #5 | Solid Byproducts | Carbon Dioxide Non-Biogenic | 0 | 0 | C
322120 | 1004199 | 2023 | CFB (Boiler, circulating fluidized bed) | Power Boiler #5 | Solid Byproducts | Carbon Dioxide Total | 0 | 0 | C
322120 | 1004199 | 2023 | CFB (Boiler, circulating fluidized bed) | Power Boiler #5 | Solid Byproducts | Methane | 2.73 | 0 | C
322120 | 1004199 | 2023 | CFB (Boiler, circulating fluidized bed) | Power Boiler #5 | Solid Byproducts | Methane (Co2 eq) | 68.2 | 0 | C
322120 | 1004199 | 2023 | CFB (Boiler, circulating fluidized bed) | Power Boiler #5 | Solid Byproducts | Nitrous Oxide | 0.358 | 0 | C
322120 | 1004199 | 2023 | CFB (Boiler, circulating fluidized bed) | Power Boiler #5 | Solid Byproducts | Nitrous Oxide (Co2 eq) | 106.6 | 0 | C
322120 | 1004199 | 2023 | CFB (Boiler, circulating fluidized bed) | Power Boiler #5 | Wood and Wood Residuals (dry basis) | Carbon Dioxide Biogenic | 0 | 0 | C
322120 | 1004199 | 2023 | CFB (Boiler, circulating fluidized bed) | Power Boiler #5 | Wood and Wood Residuals (dry basis) | Carbon Dioxide Non-Biogenic | 0 | 0 | C
322120 | 1004199 | 2023 | CFB (Boiler, circulating fluidized bed) | Power Boiler #5 | Wood and Wood Residuals (dry basis) | Carbon Dioxide Total | 0 | 0 | C
322120 | 1004199 | 2023 | CFB (Boiler, circulating fluidized bed) | Power Boiler #5 | Wood and Wood Residuals (dry basis) | Methane | 7.97 | 0 | C
322120 | 1004199 | 2023 | CFB (Boiler, circulating fluidized bed) | Power Boiler #5 | Wood and Wood Residuals (dry basis) | Methane (Co2 eq) | 199.2 | 0 | C
322120 | 1004199 | 2023 | CFB (Boiler, circulating fluidized bed) | Power Boiler #5 | Wood and Wood Residuals (dry basis) | Nitrous Oxide | 3.985 | 0 | C
322120 | 1004199 | 2023 | CFB (Boiler, circulating fluidized bed) | Power Boiler #5 | Wood and Wood Residuals (dry basis) | Nitrous Oxide (Co2 eq) | 1187.4 | 0 | C
322120 | 1004199 | 2023 | OB (Boiler, other) | Power Boiler #6 | Natural Gas (Weighted U.S. Average) | Carbon Dioxide Biogenic | 0 | 0 | C
322120 | 1004199 | 2023 | OB (Boiler, other) | Power Boiler #6 | Natural Gas (Weighted U.S. Average) | Carbon Dioxide Non-Biogenic | 75348.7 | 0 | C
322120 | 1004199 | 2023 | OB (Boiler, other) | Power Boiler #6 | Natural Gas (Weighted U.S. Average) | Carbon Dioxide Total | 75348.7 | 0 | C
322120 | 1004199 | 2023 | OB (Boiler, other) | Power Boiler #6 | Natural Gas (Weighted U.S. Average) | Methane | 1.42 | 0 | C
322120 | 1004199 | 2023 | OB (Boiler, other) | Power Boiler #6 | Natural Gas (Weighted U.S. Average) | Methane (Co2 eq) | 35.5 | 0 | C
322120 | 1004199 | 2023 | OB (Boiler, other) | Power Boiler #6 | Natural Gas (Weighted U.S. Average) | Nitrous Oxide | 0.142 | 0 | C
322120 | 1004199 | 2023 | OB (Boiler, other) | Power Boiler #6 | Natural Gas (Weighted U.S. Average) | Nitrous Oxide (Co2 eq) | 42.3 | 0 | C
322120 | 1004199 | 2023 | OB (Boiler, other) | Power Boiler #7 | Natural Gas (Weighted U.S. Average) | Carbon Dioxide Biogenic | 0 | 0 | C
322120 | 1004199 | 2023 | OB (Boiler, other) | Power Boiler #7 | Natural Gas (Weighted U.S. Average) | Carbon Dioxide Non-Biogenic | 65857.4 | 0 | C
322120 | 1004199 | 2023 | OB (Boiler, other) | Power Boiler #7 | Natural Gas (Weighted U.S. Average) | Carbon Dioxide Total | 65857.4 | 0 | C
322120 | 1004199 | 2023 | OB (Boiler, other) | Power Boiler #7 | Natural Gas (Weighted U.S. Average) | Methane | 1.24 | 0 | C
322120 | 1004199 | 2023 | OB (Boiler, other) | Power Boiler #7 | Natural Gas (Weighted U.S. Average) | Methane (Co2 eq) | 31 | 0 | C
322120 | 1004199 | 2023 | OB (Boiler, other) | Power Boiler #7 | Natural Gas (Weighted U.S. Average) | Nitrous Oxide | 0.124 | 0 | C
322120 | 1004199 | 2023 | OB (Boiler, other) | Power Boiler #7 | Natural Gas (Weighted U.S. Average) | Nitrous Oxide (Co2 eq) | 37 | 0 | C
322120 | 1004199 | 2023 | Chemical Recovery Furnace | Recovery Boiler #3 |  | Carbon Dioxide Biogenic (Spent Liquor) | 1739151.6 |  | AA | [9 empty] | 32 | 1993 | ANDRITZ | 2.67 |  | 1 | D | 1150 | 880 | 835
322120 | 1004199 | 2023 | Chemical Recovery Furnace | Recovery Boiler #3 |  | Carbon Dioxide Non-Biogenic | 4537.7 |  | AA | [9 empty] | 32 | 1993 | ANDRITZ | 2.67 |  | 1 | D | 1150 | 880 | 835
322120 | 1004199 | 2023 | Chemical Recovery Furnace | Recovery Boiler #3 |  | Methane | 0.13 |  | AA | [9 empty] | 32 | 1993 | ANDRITZ | 2.67 |  | 1 | D | 1150 | 880 | 835
322120 | 1004199 | 2023 | Chemical Recovery Furnace | Recovery Boiler #3 |  | Methane Spent Liquor | 35.16 |  | AA | [9 empty] | 32 | 1993 | ANDRITZ | 2.67 |  | 1 | D | 1150 | 880 | 835
322120 | 1004199 | 2023 | Chemical Recovery Furnace | Recovery Boiler #3 |  | Nitrous Oxide | 0.022 |  | AA | [9 empty] | 32 | 1993 | ANDRITZ | 2.67 |  | 1 | D | 1150 | 880 | 835
322120 | 1004199 | 2023 | Chemical Recovery Furnace | Recovery Boiler #3 |  | Nitrous Oxide Spent Liquor | 7.77 |  | AA | [9 empty] | 32 | 1993 | ANDRITZ | 2.67 |  | 1 | D | 1150 | 880 | 835
311421 | 1004205 | 2023 |  | GP-NGBLRS008 | Natural Gas (Weighted U.S. Average) | Carbon Dioxide Biogenic | 0 | 0 | C
311421 | 1004205 | 2023 |  | GP-NGBLRS008 | Natural Gas (Weighted U.S. Average) | Carbon Dioxide Non-Biogenic | 38198.7 | 0 | C
311421 | 1004205 | 2023 |  | GP-NGBLRS008 | Natural Gas (Weighted U.S. Average) | Carbon Dioxide Total | 38198.7 | 0 | C
311421 | 1004205 | 2023 |  | GP-NGBLRS008 | Natural Gas (Weighted U.S. Average) | Methane | 0.72 | 0 | C
311421 | 1004205 | 2023 |  | GP-NGBLRS008 | Natural Gas (Weighted U.S. Average) | Methane (Co2 eq) | 18 | 0 | C
311421 | 1004205 | 2023 |  | GP-NGBLRS008 | Natural Gas (Weighted U.S. Average) | Nitrous Oxide | 0.072 | 0 | C
311421 | 1004205 | 2023 |  | GP-NGBLRS008 | Natural Gas (Weighted U.S. Average) | Nitrous Oxide (Co2 eq) | 21.5 | 0 | C
311421 | 1004205 | 2023 |  | GP-NGBLRS008 | Propane Gas | Carbon Dioxide Biogenic | 0 | 320 | C
311421 | 1004205 | 2023 |  | GP-NGBLRS008 | Propane Gas | Carbon Dioxide Non-Biogenic | 0 | 320 | C
311421 | 1004205 | 2023 |  | GP-NGBLRS008 | Propane Gas | Carbon Dioxide Total | 0 | 320 | C
311421 | 1004205 | 2023 |  | GP-NGBLRS008 | Propane Gas | Methane | 0 | 320 | C
311421 | 1004205 | 2023 |  | GP-NGBLRS008 | Propane Gas | Methane (Co2 eq) | 0 | 320 | C
311421 | 1004205 | 2023 |  | GP-NGBLRS008 | Propane Gas | Nitrous Oxide | 0 | 320 | C
311421 | 1004205 | 2023 |  | GP-NGBLRS008 | Propane Gas | Nitrous Oxide (Co2 eq) | 0 | 320 | C
325211 | 1004206 | 2023 |  | CP-NG | Distillate Fuel Oil No. 2 | Carbon Dioxide Biogenic | 0 | 8023 | C
325211 | 1004206 | 2023 |  | CP-NG | Distillate Fuel Oil No. 2 | Carbon Dioxide Non-Biogenic | 81.9 | 8023 | C
325211 | 1004206 | 2023 |  | CP-NG | Distillate Fuel Oil No. 2 | Carbon Dioxide Total | 81.9 | 8023 | C
325211 | 1004206 | 2023 |  | CP-NG | Distillate Fuel Oil No. 2 | Methane | 0 | 8023 | C
325211 | 1004206 | 2023 |  | CP-NG | Distillate Fuel Oil No. 2 | Methane (Co2 eq) | 0.1 | 8023 | C
325211 | 1004206 | 2023 |  | CP-NG | Distillate Fuel Oil No. 2 | Nitrous Oxide | 0.001 | 8023 | C
325211 | 1004206 | 2023 |  | CP-NG | Distillate Fuel Oil No. 2 | Nitrous Oxide (Co2 eq) | 0.2 | 8023 | C
325211 | 1004206 | 2023 |  | CP-NG | Natural Gas (Weighted U.S. Average) | Carbon Dioxide Biogenic | 0 | 664841176 | C
325211 | 1004206 | 2023 |  | CP-NG | Natural Gas (Weighted U.S. Average) | Carbon Dioxide Non-Biogenic | 36193.7 | 664841176 | C
325211 | 1004206 | 2023 |  | CP-NG | Natural Gas (Weighted U.S. Average) | Carbon Dioxide Total | 36193.7 | 664841176 | C
325211 | 1004206 | 2023 |  | CP-NG | Natural Gas (Weighted U.S. Average) | Methane | 0.68 | 664841176 | C
325211 | 1004206 | 2023 |  | CP-NG | Natural Gas (Weighted U.S. Average) | Methane (Co2 eq) | 17.1 | 664841176 | C
325211 | 1004206 | 2023 |  | CP-NG | Natural Gas (Weighted U.S. Average) | Nitrous Oxide | 0.068 | 664841176 | C
325211 | 1004206 | 2023 |  | CP-NG | Natural Gas (Weighted U.S. Average) | Nitrous Oxide (Co2 eq) | 20.3 | 664841176 | C
325211 | 1004206 | 2023 |  | CP-NG | Propane | Carbon Dioxide Biogenic | 0 | 44062 | C
325211 | 1004206 | 2023 |  | CP-NG | Propane | Carbon Dioxide Non-Biogenic | 252.1 | 44062 | C
325211 | 1004206 | 2023 |  | CP-NG | Propane | Carbon Dioxide Total | 252.1 | 44062 | C
325211 | 1004206 | 2023 |  | CP-NG | Propane | Methane | 0.01 | 44062 | C
325211 | 1004206 | 2023 |  | CP-NG | Propane | Methane (Co2 eq) | 0.3 | 44062 | C
325211 | 1004206 | 2023 |  | CP-NG | Propane | Nitrous Oxide | 0.002 | 44062 | C
325211 | 1004206 | 2023 |  | CP-NG | Propane | Nitrous Oxide (Co2 eq) | 0.7 | 44062 | C
325199 | 1004208 | 2023 | TODF (Thermal oxidizer, direct fired, no heat recovery) | 06-97 | Natural Gas (Weighted U.S. Average) | Carbon Dioxide Biogenic | 0 | 0 | C
325199 | 1004208 | 2023 | TODF (Thermal oxidizer, direct fired, no heat recovery) | 06-97 | Natural Gas (Weighted U.S. Average) | Carbon Dioxide Non-Biogenic | 3829.5 | 0 | C
325199 | 1004208 | 2023 | TODF (Thermal oxidizer, direct fired, no heat recovery) | 06-97 | Natural Gas (Weighted U.S. Average) | Carbon Dioxide Total | 3829.5 | 0 | C
325199 | 1004208 | 2023 | TODF (Thermal oxidizer, direct fired, no heat recovery) | 06-97 | Natural Gas (Weighted U.S. Average) | Methane | 0.07 | 0 | C
325199 | 1004208 | 2023 | TODF (Thermal oxidizer, direct fired, no heat recovery) | 06-97 | Natural Gas (Weighted U.S. Average) | Methane (Co2 eq) | 1.8 | 0 | C
325199 | 1004208 | 2023 | TODF (Thermal oxidizer, direct fired, no heat recovery) | 06-97 | Natural Gas (Weighted U.S. Average) | Nitrous Oxide | 0.007 | 0 | C
325199 | 1004208 | 2023 | TODF (Thermal oxidizer, direct fired, no heat recovery) | 06-97 | Natural Gas (Weighted U.S. Average) | Nitrous Oxide (Co2 eq) | 2.151 | 0 | C
325199 | 1004208 | 2023 | ICI (Incinerator, commercial and industrial) | 12-90 | Natural Gas (Weighted U.S. Average) | Carbon Dioxide Biogenic | 0 | 0 | C
325199 | 1004208 | 2023 | ICI (Incinerator, commercial and industrial) | 12-90 | Natural Gas (Weighted U.S. Average) | Carbon Dioxide Non-Biogenic | 769.7 | 0 | C
325199 | 1004208 | 2023 | ICI (Incinerator, commercial and industrial) | 12-90 | Natural Gas (Weighted U.S. Average) | Carbon Dioxide Total | 769.7 | 0 | C
325199 | 1004208 | 2023 | ICI (Incinerator, commercial and industrial) | 12-90 | Natural Gas (Weighted U.S. Average) | Methane | 0.01 | 0 | C
325199 | 1004208 | 2023 | ICI (Incinerator, commercial and industrial) | 12-90 | Natural Gas (Weighted U.S. Average) | Methane (Co2 eq) | 0.36 | 0 | C
325199 | 1004208 | 2023 | ICI (Incinerator, commercial and industrial) | 12-90 | Natural Gas (Weighted U.S. Average) | Nitrous Oxide | 0.001 | 0 | C
325199 | 1004208 | 2023 | ICI (Incinerator, commercial and industrial) | 12-90 | Natural Gas (Weighted U.S. Average) | Nitrous Oxide (Co2 eq) | 0.432 | 0 | C
325199 | 1004208 | 2023 | Petrochemical process unit | EO3 |  | Carbon Dioxide | 92085.5 |  | X
325199 | 1004208 | 2023 | PRH (Process Heater) | EQT0078 | Natural Gas (Weighted U.S. Average) | Carbon Dioxide Biogenic | 0 | 0 | C
325199 | 1004208 | 2023 | PRH (Process Heater) | EQT0078 | Natural Gas (Weighted U.S. Average) | Carbon Dioxide Non-Biogenic | 923.7 | 0 | C
325199 | 1004208 | 2023 | PRH (Process Heater) | EQT0078 | Natural Gas (Weighted U.S. Average) | Carbon Dioxide Total | 923.7 | 0 | C
325199 | 1004208 | 2023 | PRH (Process Heater) | EQT0078 | Natural Gas (Weighted U.S. Average) | Methane | 0.02 | 0 | C
325199 | 1004208 | 2023 | PRH (Process Heater) | EQT0078 | Natural Gas (Weighted U.S. Average) | Methane (Co2 eq) | 0.44 | 0 | C
325199 | 1004208 | 2023 | PRH (Process Heater) | EQT0078 | Natural Gas (Weighted U.S. Average) | Nitrous Oxide | 0.002 | 0 | C
325199 | 1004208 | 2023 | PRH (Process Heater) | EQT0078 | Natural Gas (Weighted U.S. Average) | Nitrous Oxide (Co2 eq) | 0.519 | 0 | C
325199 | 1004208 | 2023 | OB (Boiler, other) | EQT0310 | Fuel Gas | Carbon Dioxide Biogenic | 0 | 223301992.151 | C
325199 | 1004208 | 2023 | OB (Boiler, other) | EQT0310 | Fuel Gas | Carbon Dioxide Non-Biogenic | 7253.2 | 223301992.151 | C
325199 | 1004208 | 2023 | OB (Boiler, other) | EQT0310 | Fuel Gas | Carbon Dioxide Total | 7253.2 | 223301992.151 | C
325199 | 1004208 | 2023 | OB (Boiler, other) | EQT0310 | Fuel Gas | Methane | 0.93 | 223301992.151 | C
325199 | 1004208 | 2023 | OB (Boiler, other) | EQT0310 | Fuel Gas | Methane (Co2 eq) | 23.25 | 223301992.151 | C
325199 | 1004208 | 2023 | OB (Boiler, other) | EQT0310 | Fuel Gas | Nitrous Oxide | 0.186 | 223301992.151 | C
325199 | 1004208 | 2023 | OB (Boiler, other) | EQT0310 | Fuel Gas | Nitrous Oxide (Co2 eq) | 55.418 | 223301992.151 | C
325199 | 1004208 | 2023 | OB (Boiler, other) | EQT0310 | Natural Gas (Weighted U.S. Average) | Carbon Dioxide Biogenic | 0 | 0 | C
325199 | 1004208 | 2023 | OB (Boiler, other) | EQT0310 | Natural Gas (Weighted U.S. Average) | Carbon Dioxide Non-Biogenic | 27532.2 | 0 | C
325199 | 1004208 | 2023 | OB (Boiler, other) | EQT0310 | Natural Gas (Weighted U.S. Average) | Carbon Dioxide Total | 27532.2 | 0 | C
325199 | 1004208 | 2023 | OB (Boiler, other) | EQT0310 | Natural Gas (Weighted U.S. Average) | Methane | 0.52 | 0 | C
325199 | 1004208 | 2023 | OB (Boiler, other) | EQT0310 | Natural Gas (Weighted U.S. Average) | Methane (Co2 eq) | 12.97 | 0 | C
325199 | 1004208 | 2023 | OB (Boiler, other) | EQT0310 | Natural Gas (Weighted U.S. Average) | Nitrous Oxide | 0.052 | 0 | C
325199 | 1004208 | 2023 | OB (Boiler, other) | EQT0310 | Natural Gas (Weighted U.S. Average) | Nitrous Oxide (Co2 eq) | 15.463 | 0 | C
325199 | 1004208 | 2023 | OB (Boiler, other) | EQT0311 | Fuel Gas | Carbon Dioxide Biogenic | 0 | 814994250 | C
325199 | 1004208 | 2023 | OB (Boiler, other) | EQT0311 | Fuel Gas | Carbon Dioxide Non-Biogenic | 24443.7 | 814994250 | C
325199 | 1004208 | 2023 | OB (Boiler, other) | EQT0311 | Fuel Gas | Carbon Dioxide Total | 24443.7 | 814994250 | C
325199 | 1004208 | 2023 | OB (Boiler, other) | EQT0311 | Fuel Gas | Methane | 3.39 | 814994250 | C
325199 | 1004208 | 2023 | OB (Boiler, other) | EQT0311 | Fuel Gas | Methane (Co2 eq) | 84.84 | 814994250 | C
325199 | 1004208 | 2023 | OB (Boiler, other) | EQT0311 | Fuel Gas | Nitrous Oxide | 0.679 | 814994250 | C
325199 | 1004208 | 2023 | OB (Boiler, other) | EQT0311 | Fuel Gas | Nitrous Oxide (Co2 eq) | 202.261 | 814994250 | C
325199 | 1004208 | 2023 | OB (Boiler, other) | EQT0311 | Natural Gas (Weighted U.S. Average) | Carbon Dioxide Biogenic | 0 | 0 | C
325199 | 1004208 | 2023 | OB (Boiler, other) | EQT0311 | Natural Gas (Weighted U.S. Average) | Carbon Dioxide Non-Biogenic | 26050.7 | 0 | C
325199 | 1004208 | 2023 | OB (Boiler, other) | EQT0311 | Natural Gas (Weighted U.S. Average) | Carbon Dioxide Total | 26050.7 | 0 | C
325199 | 1004208 | 2023 | OB (Boiler, other) | EQT0311 | Natural Gas (Weighted U.S. Average) | Methane | 0.49 | 0 | C
325199 | 1004208 | 2023 | OB (Boiler, other) | EQT0311 | Natural Gas (Weighted U.S. Average) | Methane (Co2 eq) | 12.27 | 0 | C
325199 | 1004208 | 2023 | OB (Boiler, other) | EQT0311 | Natural Gas (Weighted U.S. Average) | Nitrous Oxide | 0.049 | 0 | C
325199 | 1004208 | 2023 | OB (Boiler, other) | EQT0311 | Natural Gas (Weighted U.S. Average) | Nitrous Oxide (Co2 eq) | 14.631 | 0 | C
325199 | 1004208 | 2023 | CCCT (CC (Turbine, combined cycle)) | EQT0317 | Natural Gas (Weighted U.S. Average) | Carbon Dioxide Biogenic | 0 | 0 | C
325199 | 1004208 | 2023 | CCCT (CC (Turbine, combined cycle)) | EQT0317 | Natural Gas (Weighted U.S. Average) | Carbon Dioxide Non-Biogenic | 204817.2 | 0 | C
325199 | 1004208 | 2023 | CCCT (CC (Turbine, combined cycle)) | EQT0317 | Natural Gas (Weighted U.S. Average) | Carbon Dioxide Total | 204817.2 | 0 | C
325199 | 1004208 | 2023 | CCCT (CC (Turbine, combined cycle)) | EQT0317 | Natural Gas (Weighted U.S. Average) | Methane | 3.86 | 0 | C
325199 | 1004208 | 2023 | CCCT (CC (Turbine, combined cycle)) | EQT0317 | Natural Gas (Weighted U.S. Average) | Methane (Co2 eq) | 96.5 | 0 | C
325199 | 1004208 | 2023 | CCCT (CC (Turbine, combined cycle)) | EQT0317 | Natural Gas (Weighted U.S. Average) | Nitrous Oxide | 0.386 | 0 | C
325199 | 1004208 | 2023 | CCCT (CC (Turbine, combined cycle)) | EQT0317 | Natural Gas (Weighted U.S. Average) | Nitrous Oxide (Co2 eq) | 115.031 | 0 | C
325199 | 1004208 | 2023 | CCCT (CC (Turbine, combined cycle)) | EQT0318 | Fuel Gas | Carbon Dioxide Biogenic | 0 | 6879608750.1 | C
325199 | 1004208 | 2023 | CCCT (CC (Turbine, combined cycle)) | EQT0318 | Fuel Gas | Carbon Dioxide Non-Biogenic | 206882.8 | 6879608750.1 | C
325199 | 1004208 | 2023 | CCCT (CC (Turbine, combined cycle)) | EQT0318 | Fuel Gas | Carbon Dioxide Total | 206882.8 | 6879608750.1 | C
325199 | 1004208 | 2023 | CCCT (CC (Turbine, combined cycle)) | EQT0318 | Fuel Gas | Methane | 28.65 | 6879608750.1 | C
325199 | 1004208 | 2023 | CCCT (CC (Turbine, combined cycle)) | EQT0318 | Fuel Gas | Methane (Co2 eq) | 716.17 | 6879608750.1 | C
325199 | 1004208 | 2023 | CCCT (CC (Turbine, combined cycle)) | EQT0318 | Fuel Gas | Nitrous Oxide | 5.729 | 6879608750.1 | C
325199 | 1004208 | 2023 | CCCT (CC (Turbine, combined cycle)) | EQT0318 | Fuel Gas | Nitrous Oxide (Co2 eq) | 1707.343 | 6879608750.1 | C
325199 | 1004208 | 2023 | CCCT (CC (Turbine, combined cycle)) | EQT0318 | Natural Gas (Weighted U.S. Average) | Carbon Dioxide Biogenic | 0 | 0 | C
325199 | 1004208 | 2023 | CCCT (CC (Turbine, combined cycle)) | EQT0318 | Natural Gas (Weighted U.S. Average) | Carbon Dioxide Non-Biogenic | 196750.2 | 0 | C
325199 | 1004208 | 2023 | CCCT (CC (Turbine, combined cycle)) | EQT0318 | Natural Gas (Weighted U.S. Average) | Carbon Dioxide Total | 196750.2 | 0 | C
325199 | 1004208 | 2023 | CCCT (CC (Turbine, combined cycle)) | EQT0318 | Natural Gas (Weighted U.S. Average) | Methane | 3.71 | 0 | C
325199 | 1004208 | 2023 | CCCT (CC (Turbine, combined cycle)) | EQT0318 | Natural Gas (Weighted U.S. Average) | Methane (Co2 eq) | 92.7 | 0 | C
325199 | 1004208 | 2023 | CCCT (CC (Turbine, combined cycle)) | EQT0318 | Natural Gas (Weighted U.S. Average) | Nitrous Oxide | 0.371 | 0 | C
325199 | 1004208 | 2023 | CCCT (CC (Turbine, combined cycle)) | EQT0318 | Natural Gas (Weighted U.S. Average) | Nitrous Oxide (Co2 eq) | 110.5 | 0 | C
325199 | 1004208 | 2023 | TODF (Thermal oxidizer, direct fired, no heat recovery) | EQT0325 | Natural Gas (Weighted U.S. Average) | Carbon Dioxide Biogenic | 0 | 0 | C
325199 | 1004208 | 2023 | TODF (Thermal oxidizer, direct fired, no heat recovery) | EQT0325 | Natural Gas (Weighted U.S. Average) | Carbon Dioxide Non-Biogenic | 900.1 | 0 | C
325199 | 1004208 | 2023 | TODF (Thermal oxidizer, direct fired, no heat recovery) | EQT0325 | Natural Gas (Weighted U.S. Average) | Carbon Dioxide Total | 900.1 | 0 | C
325199 | 1004208 | 2023 | TODF (Thermal oxidizer, direct fired, no heat recovery) | EQT0325 | Natural Gas (Weighted U.S. Average) | Methane | 0.02 | 0 | C
325199 | 1004208 | 2023 | TODF (Thermal oxidizer, direct fired, no heat recovery) | EQT0325 | Natural Gas (Weighted U.S. Average) | Methane (Co2 eq) | 0.42 | 0 | C
325199 | 1004208 | 2023 | TODF (Thermal oxidizer, direct fired, no heat recovery) | EQT0325 | Natural Gas (Weighted U.S. Average) | Nitrous Oxide | 0.002 | 0 | C
325199 | 1004208 | 2023 | TODF (Thermal oxidizer, direct fired, no heat recovery) | EQT0325 | Natural Gas (Weighted U.S. Average) | Nitrous Oxide (Co2 eq) | 0.506 | 0 | C
325199 | 1004208 | 2023 | OB (Boiler, other) | EQT0367 | Natural Gas (Weighted U.S. Average) | Carbon Dioxide Biogenic | 0 | 0 | C
325199 | 1004208 | 2023 | OB (Boiler, other) | EQT0367 | Natural Gas (Weighted U.S. Average) | Carbon Dioxide Non-Biogenic | 316.7 | 0 | C
325199 | 1004208 | 2023 | OB (Boiler, other) | EQT0367 | Natural Gas (Weighted U.S. Average) | Carbon Dioxide Total | 316.7 | 0 | C
325199 | 1004208 | 2023 | OB (Boiler, other) | EQT0367 | Natural Gas (Weighted U.S. Average) | Methane | 0.01 | 0 | C
325199 | 1004208 | 2023 | OB (Boiler, other) | EQT0367 | Natural Gas (Weighted U.S. Average) | Methane (Co2 eq) | 0.15 | 0 | C
325199 | 1004208 | 2023 | OB (Boiler, other) | EQT0367 | Natural Gas (Weighted U.S. Average) | Nitrous Oxide | 0.001 | 0 | C
325199 | 1004208 | 2023 | OB (Boiler, other) | EQT0367 | Natural Gas (Weighted U.S. Average) | Nitrous Oxide (Co2 eq) | 0.178 | 0 | C
325199 | 1004208 | 2023 | TODF (Thermal oxidizer, direct fired, no heat recovery) | EQT0368 | Natural Gas (Weighted U.S. Average) | Carbon Dioxide Biogenic | 0 | 0 | C
325199 | 1004208 | 2023 | TODF (Thermal oxidizer, direct fired, no heat recovery) | EQT0368 | Natural Gas (Weighted U.S. Average) | Carbon Dioxide Non-Biogenic | 351.2 | 0 | C
325199 | 1004208 | 2023 | TODF (Thermal oxidizer, direct fired, no heat recovery) | EQT0368 | Natural Gas (Weighted U.S. Average) | Carbon Dioxide Total | 351.2 | 0 | C
325199 | 1004208 | 2023 | TODF (Thermal oxidizer, direct fired, no heat recovery) | EQT0368 | Natural Gas (Weighted U.S. Average) | Methane | 0.01 | 0 | C
325199 | 1004208 | 2023 | TODF (Thermal oxidizer, direct fired, no heat recovery) | EQT0368 | Natural Gas (Weighted U.S. Average) | Methane (Co2 eq) | 0.17 | 0 | C
325199 | 1004208 | 2023 | TODF (Thermal oxidizer, direct fired, no heat recovery) | EQT0368 | Natural Gas (Weighted U.S. Average) | Nitrous Oxide | 0.001 | 0 | C
325199 | 1004208 | 2023 | TODF (Thermal oxidizer, direct fired, no heat recovery) | EQT0368 | Natural Gas (Weighted U.S. Average) | Nitrous Oxide (Co2 eq) | 0.197 | 0 | C
325199 | 1004208 | 2023 | OB (Boiler, other) | EQT161 | Fuel Gas | Carbon Dioxide Biogenic | 0 | 927604500 | C
325199 | 1004208 | 2023 | OB (Boiler, other) | EQT161 | Fuel Gas | Carbon Dioxide Non-Biogenic | 27461.6 | 927604500 | C
325199 | 1004208 | 2023 | OB (Boiler, other) | EQT161 | Fuel Gas | Carbon Dioxide Total | 27461.6 | 927604500 | C
325199 | 1004208 | 2023 | OB (Boiler, other) | EQT161 | Fuel Gas | Methane | 3.86 | 927604500 | C
325199 | 1004208 | 2023 | OB (Boiler, other) | EQT161 | Fuel Gas | Methane (Co2 eq) | 96.56 | 927604500 | C
325199 | 1004208 | 2023 | OB (Boiler, other) | EQT161 | Fuel Gas | Nitrous Oxide | 0.773 | 927604500 | C
325199 | 1004208 | 2023 | OB (Boiler, other) | EQT161 | Fuel Gas | Nitrous Oxide (Co2 eq) | 230.208 | 927604500 | C
325199 | 1004208 | 2023 | OB (Boiler, other) | EQT161 | Natural Gas (Weighted U.S. Average) | Carbon Dioxide Biogenic | 0 | 0 | C
325199 | 1004208 | 2023 | OB (Boiler, other) | EQT161 | Natural Gas (Weighted U.S. Average) | Carbon Dioxide Non-Biogenic | 31874.5 | 0 | C
325199 | 1004208 | 2023 | OB (Boiler, other) | EQT161 | Natural Gas (Weighted U.S. Average) | Carbon Dioxide Total | 31874.5 | 0 | C
325199 | 1004208 | 2023 | OB (Boiler, other) | EQT161 | Natural Gas (Weighted U.S. Average) | Methane | 0.6 | 0 | C
325199 | 1004208 | 2023 | OB (Boiler, other) | EQT161 | Natural Gas (Weighted U.S. Average) | Methane (Co2 eq) | 15.02 | 0 | C
325199 | 1004208 | 2023 | OB (Boiler, other) | EQT161 | Natural Gas (Weighted U.S. Average) | Nitrous Oxide | 0.06 | 0 | C
325199 | 1004208 | 2023 | OB (Boiler, other) | EQT161 | Natural Gas (Weighted U.S. Average) | Nitrous Oxide (Co2 eq) | 17.902 | 0 | C
325199 | 1004208 | 2023 | OB (Boiler, other) | EQT162 | Natural Gas (Weighted U.S. Average) | Carbon Dioxide Biogenic | 0 | 0 | C
325199 | 1004208 | 2023 | OB (Boiler, other) | EQT162 | Natural Gas (Weighted U.S. Average) | Carbon Dioxide Non-Biogenic | 49810.8 | 0 | C
325199 | 1004208 | 2023 | OB (Boiler, other) | EQT162 | Natural Gas (Weighted U.S. Average) | Carbon Dioxide Total | 49810.8 | 0 | C
325199 | 1004208 | 2023 | OB (Boiler, other) | EQT162 | Natural Gas (Weighted U.S. Average) | Methane | 0.94 | 0 | C
325199 | 1004208 | 2023 | OB (Boiler, other) | EQT162 | Natural Gas (Weighted U.S. Average) | Methane (Co2 eq) | 23.47 | 0 | C
325199 | 1004208 | 2023 | OB (Boiler, other) | EQT162 | Natural Gas (Weighted U.S. Average) | Nitrous Oxide | 0.094 | 0 | C
325199 | 1004208 | 2023 | OB (Boiler, other) | EQT162 | Natural Gas (Weighted U.S. Average) | Nitrous Oxide (Co2 eq) | 27.975 | 0 | C
325199 | 1004208 | 2023 | TODF (Thermal oxidizer, direct fired, no heat recovery) | EQT457 | Natural Gas (Weighted U.S. Average) | Carbon Dioxide Biogenic | 0 | 0 | C
325199 | 1004208 | 2023 | TODF (Thermal oxidizer, direct fired, no heat recovery) | EQT457 | Natural Gas (Weighted U.S. Average) | Carbon Dioxide Non-Biogenic | 2345.2 | 0 | C
325199 | 1004208 | 2023 | TODF (Thermal oxidizer, direct fired, no heat recovery) | EQT457 | Natural Gas (Weighted U.S. Average) | Carbon Dioxide Total | 2345.2 | 0 | C
325199 | 1004208 | 2023 | TODF (Thermal oxidizer, direct fired, no heat recovery) | EQT457 | Natural Gas (Weighted U.S. Average) | Methane | 0.04 | 0 | C
325199 | 1004208 | 2023 | TODF (Thermal oxidizer, direct fired, no heat recovery) | EQT457 | Natural Gas (Weighted U.S. Average) | Methane (Co2 eq) | 1.1 | 0 | C
325199 | 1004208 | 2023 | TODF (Thermal oxidizer, direct fired, no heat recovery) | EQT457 | Natural Gas (Weighted U.S. Average) | Nitrous Oxide | 0.004 | 0 | C
325199 | 1004208 | 2023 | TODF (Thermal oxidizer, direct fired, no heat recovery) | EQT457 | Natural Gas (Weighted U.S. Average) | Nitrous Oxide (Co2 eq) | 1.317 | 0 | C
325199 | 1004208 | 2023 | OCS (Other combustion source) | GP-2 | Natural Gas (Weighted U.S. Average) | Carbon Dioxide Biogenic | 0 | 0 | C
325199 | 1004208 | 2023 | OCS (Other combustion source) | GP-2 | Natural Gas (Weighted U.S. Average) | Carbon Dioxide Non-Biogenic | 26052.4 | 0 | C
325199 | 1004208 | 2023 | OCS (Other combustion source) | GP-2 | Natural Gas (Weighted U.S. Average) | Carbon Dioxide Total | 26052.4 | 0 | C
325199 | 1004208 | 2023 | OCS (Other combustion source) | GP-2 | Natural Gas (Weighted U.S. Average) | Methane | 0.49 | 0 | C
325199 | 1004208 | 2023 | OCS (Other combustion source) | GP-2 | Natural Gas (Weighted U.S. Average) | Methane (Co2 eq) | 12.27 | 0 | C
325199 | 1004208 | 2023 | OCS (Other combustion source) | GP-2 | Natural Gas (Weighted U.S. Average) | Nitrous Oxide | 0.049 | 0 | C
325199 | 1004208 | 2023 | OCS (Other combustion source) | GP-2 | Natural Gas (Weighted U.S. Average) | Nitrous Oxide (Co2 eq) | 14.632 | 0 | C
322120 | 1004222 | 2023 |  | CP-Boiler | Distillate Fuel Oil No. 2 | Carbon Dioxide Biogenic | 0 | 0 | C
322120 | 1004222 | 2023 |  | CP-Boiler | Distillate Fuel Oil No. 2 | Carbon Dioxide Non-Biogenic | 0 | 0 | C
322120 | 1004222 | 2023 |  | CP-Boiler | Distillate Fuel Oil No. 2 | Carbon Dioxide Total | 0 | 0 | C
322120 | 1004222 | 2023 |  | CP-Boiler | Distillate Fuel Oil No. 2 | Methane | 0 | 0 | C
322120 | 1004222 | 2023 |  | CP-Boiler | Distillate Fuel Oil No. 2 | Methane (Co2 eq) | 0 | 0 | C
322120 | 1004222 | 2023 |  | CP-Boiler | Distillate Fuel Oil No. 2 | Nitrous Oxide | 0 | 0 | C
322120 | 1004222 | 2023 |  | CP-Boiler | Distillate Fuel Oil No. 2 | Nitrous Oxide (Co2 eq) | 0 | 0 | C
322120 | 1004222 | 2023 |  | CP-Boiler | Natural Gas (Weighted U.S. Average) | Carbon Dioxide Biogenic | 0 | 0 | C
322120 | 1004222 | 2023 |  | CP-Boiler | Natural Gas (Weighted U.S. Average) | Carbon Dioxide Non-Biogenic | 42182.7 | 0 | C
322120 | 1004222 | 2023 |  | CP-Boiler | Natural Gas (Weighted U.S. Average) | Carbon Dioxide Total | 42182.7 | 0 | C
322120 | 1004222 | 2023 |  | CP-Boiler | Natural Gas (Weighted U.S. Average) | Methane | 0.79 | 0 | C
322120 | 1004222 | 2023 |  | CP-Boiler | Natural Gas (Weighted U.S. Average) | Methane (Co2 eq) | 19.9 | 0 | C
322120 | 1004222 | 2023 |  | CP-Boiler | Natural Gas (Weighted U.S. Average) | Nitrous Oxide | 0.079 | 0 | C
322120 | 1004222 | 2023 |  | CP-Boiler | Natural Gas (Weighted U.S. Average) | Nitrous Oxide (Co2 eq) | 23.7 | 0 | C
322120 | 1004222 | 2023 |  | CP-Paper Machine Aircaps | Liquefied petroleum gases (LPG) | Carbon Dioxide Biogenic | 0 | 0 | C
322120 | 1004222 | 2023 |  | CP-Paper Machine Aircaps | Liquefied petroleum gases (LPG) | Carbon Dioxide Non-Biogenic | 0 | 0 | C
322120 | 1004222 | 2023 |  | CP-Paper Machine Aircaps | Liquefied petroleum gases (LPG) | Carbon Dioxide Total | 0 | 0 | C
322120 | 1004222 | 2023 |  | CP-Paper Machine Aircaps | Liquefied petroleum gases (LPG) | Methane | 0 | 0 | C
322120 | 1004222 | 2023 |  | CP-Paper Machine Aircaps | Liquefied petroleum gases (LPG) | Methane (Co2 eq) | 0 | 0 | C
322120 | 1004222 | 2023 |  | CP-Paper Machine Aircaps | Liquefied petroleum gases (LPG) | Nitrous Oxide | 0 | 0 | C
322120 | 1004222 | 2023 |  | CP-Paper Machine Aircaps | Liquefied petroleum gases (LPG) | Nitrous Oxide (Co2 eq) | 0 | 0 | C
322120 | 1004222 | 2023 |  | CP-Paper Machine Aircaps | Natural Gas (Weighted U.S. Average) | Carbon Dioxide Biogenic | 0 | 0 | C
322120 | 1004222 | 2023 |  | CP-Paper Machine Aircaps | Natural Gas (Weighted U.S. Average) | Carbon Dioxide Non-Biogenic | 20260 | 0 | C
322120 | 1004222 | 2023 |  | CP-Paper Machine Aircaps | Natural Gas (Weighted U.S. Average) | Carbon Dioxide Total | 20260 | 0 | C
322120 | 1004222 | 2023 |  | CP-Paper Machine Aircaps | Natural Gas (Weighted U.S. Average) | Methane | 0.38 | 0 | C
322120 | 1004222 | 2023 |  | CP-Paper Machine Aircaps | Natural Gas (Weighted U.S. Average) | Methane (Co2 eq) | 9.6 | 0 | C
322120 | 1004222 | 2023 |  | CP-Paper Machine Aircaps | Natural Gas (Weighted U.S. Average) | Nitrous Oxide | 0.038 | 0 | C
322120 | 1004222 | 2023 |  | CP-Paper Machine Aircaps | Natural Gas (Weighted U.S. Average) | Nitrous Oxide (Co2 eq) | 11.4 | 0 | C
322120 | 1004222 | 2023 |  | GP-Comfort Heat | Natural Gas (Weighted U.S. Average) | Carbon Dioxide Biogenic | 0 | 0 | C
322120 | 1004222 | 2023 |  | GP-Comfort Heat | Natural Gas (Weighted U.S. Average) | Carbon Dioxide Non-Biogenic | 1398.3 | 0 | C
322120 | 1004222 | 2023 |  | GP-Comfort Heat | Natural Gas (Weighted U.S. Average) | Carbon Dioxide Total | 1398.3 | 0 | C
322120 | 1004222 | 2023 |  | GP-Comfort Heat | Natural Gas (Weighted U.S. Average) | Methane | 0.03 | 0 | C
322120 | 1004222 | 2023 |  | GP-Comfort Heat | Natural Gas (Weighted U.S. Average) | Methane (Co2 eq) | 0.7 | 0 | C
322120 | 1004222 | 2023 |  | GP-Comfort Heat | Natural Gas (Weighted U.S. Average) | Nitrous Oxide | 0.003 | 0 | C
322120 | 1004222 | 2023 |  | GP-Comfort Heat | Natural Gas (Weighted U.S. Average) | Nitrous Oxide (Co2 eq) | 0.8 | 0 | C
325211 | 1004227 | 2023 | OB (Boiler, other) | B102-PP | Natural Gas (Weighted U.S. Average) | Carbon Dioxide Biogenic | 0 | 180489965 | C
325211 | 1004227 | 2023 | OB (Boiler, other) | B102-PP | Natural Gas (Weighted U.S. Average) | Carbon Dioxide Non-Biogenic | 9589.8 | 180489965 | C
325211 | 1004227 | 2023 | OB (Boiler, other) | B102-PP | Natural Gas (Weighted U.S. Average) | Carbon Dioxide Total | 9589.8 | 180489965 | C
325211 | 1004227 | 2023 | OB (Boiler, other) | B102-PP | Natural Gas (Weighted U.S. Average) | Methane | 0.18 | 180489965 | C
325211 | 1004227 | 2023 | OB (Boiler, other) | B102-PP | Natural Gas (Weighted U.S. Average) | Methane (Co2 eq) | 4.6 | 180489965 | C
325211 | 1004227 | 2023 | OB (Boiler, other) | B102-PP | Natural Gas (Weighted U.S. Average) | Nitrous Oxide | 0.018 | 180489965 | C
325211 | 1004227 | 2023 | OB (Boiler, other) | B102-PP | Natural Gas (Weighted U.S. Average) | Nitrous Oxide (Co2 eq) | 5.5 | 180489965 | C
325211 | 1004227 | 2023 |  | GP- PP Air Comp. | Distillate Fuel Oil No. 1 | Carbon Dioxide Biogenic | 0 | 5185 | C
325211 | 1004227 | 2023 |  | GP- PP Air Comp. | Distillate Fuel Oil No. 1 | Carbon Dioxide Non-Biogenic | 52.8 | 5185 | C
325211 | 1004227 | 2023 |  | GP- PP Air Comp. | Distillate Fuel Oil No. 1 | Carbon Dioxide Total | 52.8 | 5185 | C
325211 | 1004227 | 2023 |  | GP- PP Air Comp. | Distillate Fuel Oil No. 1 | Methane | 0 | 5185 | C
325211 | 1004227 | 2023 |  | GP- PP Air Comp. | Distillate Fuel Oil No. 1 | Methane (Co2 eq) | 0.1 | 5185 | C
325211 | 1004227 | 2023 |  | GP- PP Air Comp. | Distillate Fuel Oil No. 1 | Nitrous Oxide | 0 | 5185 | C
325211 | 1004227 | 2023 |  | GP- PP Air Comp. | Distillate Fuel Oil No. 1 | Nitrous Oxide (Co2 eq) | 0.1 | 5185 | C
325193 | 1004230 | 2023 |  | CP-01 | Natural Gas (Weighted U.S. Average) | Carbon Dioxide Biogenic | 0 | 0 | C
325193 | 1004230 | 2023 |  | CP-01 | Natural Gas (Weighted U.S. Average) | Carbon Dioxide Non-Biogenic | 77600.6 | 0 | C
325193 | 1004230 | 2023 |  | CP-01 | Natural Gas (Weighted U.S. Average) | Carbon Dioxide Total | 77600.6 | 0 | C
325193 | 1004230 | 2023 |  | CP-01 | Natural Gas (Weighted U.S. Average) | Methane | 1.46 | 0 | C
325193 | 1004230 | 2023 |  | CP-01 | Natural Gas (Weighted U.S. Average) | Methane (Co2 eq) | 36.6 | 0 | C
325193 | 1004230 | 2023 |  | CP-01 | Natural Gas (Weighted U.S. Average) | Nitrous Oxide | 0.146 | 0 | C
325193 | 1004230 | 2023 |  | CP-01 | Natural Gas (Weighted U.S. Average) | Nitrous Oxide (Co2 eq) | 43.6 | 0 | C
325194 | 1004234 | 2023 | OCS (Other combustion source) | Maleic Anhydride Production Unit | Natural Gas (Weighted U.S. Average) | Carbon Dioxide Biogenic | 0 | 0 | C
325194 | 1004234 | 2023 | OCS (Other combustion source) | Maleic Anhydride Production Unit | Natural Gas (Weighted U.S. Average) | Carbon Dioxide Non-Biogenic | 69838.2 | 0 | C
325194 | 1004234 | 2023 | OCS (Other combustion source) | Maleic Anhydride Production Unit | Natural Gas (Weighted U.S. Average) | Carbon Dioxide Total | 69838.2 | 0 | C
325194 | 1004234 | 2023 | OCS (Other combustion source) | Maleic Anhydride Production Unit | Natural Gas (Weighted U.S. Average) | Methane | 1.32 | 0 | C
325194 | 1004234 | 2023 | OCS (Other combustion source) | Maleic Anhydride Production Unit | Natural Gas (Weighted U.S. Average) | Methane (Co2 eq) | 32.9 | 0 | C
325194 | 1004234 | 2023 | OCS (Other combustion source) | Maleic Anhydride Production Unit | Natural Gas (Weighted U.S. Average) | Nitrous Oxide | 0.132 | 0 | C
325194 | 1004234 | 2023 | OCS (Other combustion source) | Maleic Anhydride Production Unit | Natural Gas (Weighted U.S. Average) | Nitrous Oxide (Co2 eq) | 39.2 | 0 | C
325194 | 1004234 | 2023 | OCS (Other combustion source) | Maleic Anhydride Production Unit |  | Carbon Dioxide Biogenic | 0 | 41973754772.689 | C
325194 | 1004234 | 2023 | OCS (Other combustion source) | Maleic Anhydride Production Unit |  | Carbon Dioxide Non-Biogenic | 60882.5 | 41973754772.689 | C
325194 | 1004234 | 2023 | OCS (Other combustion source) | Maleic Anhydride Production Unit |  | Carbon Dioxide Total | 60882.5 | 41973754772.689 | C
325194 | 1004234 | 2023 | OCS (Other combustion source) | Maleic Anhydride Production Unit |  | Methane | 0 | 41973754772.689 | C
325194 | 1004234 | 2023 | OCS (Other combustion source) | Maleic Anhydride Production Unit |  | Methane (Co2 eq) | 0 | 41973754772.689 | C
325194 | 1004234 | 2023 | OCS (Other combustion source) | Maleic Anhydride Production Unit |  | Nitrous Oxide | 0 | 41973754772.689 | C
325194 | 1004234 | 2023 | OCS (Other combustion source) | Maleic Anhydride Production Unit |  | Nitrous Oxide (Co2 eq) | 0 | 41973754772.689 | C
325311 | 1004236 | 2023 | OB (Boiler, other) | Agrium KFO | Natural Gas (Weighted U.S. Average) | Carbon Dioxide Biogenic | 0 | 0 | C
325311 | 1004236 | 2023 | OB (Boiler, other) | Agrium KFO | Natural Gas (Weighted U.S. Average) | Carbon Dioxide Non-Biogenic | 1904 | 0 | C
325311 | 1004236 | 2023 | OB (Boiler, other) | Agrium KFO | Natural Gas (Weighted U.S. Average) | Carbon Dioxide Total | 1904 | 0 | C
325311 | 1004236 | 2023 | OB (Boiler, other) | Agrium KFO | Natural Gas (Weighted U.S. Average) | Methane | 0.04 | 0 | C
325311 | 1004236 | 2023 | OB (Boiler, other) | Agrium KFO | Natural Gas (Weighted U.S. Average) | Methane (Co2 eq) | 0.9 | 0 | C
325311 | 1004236 | 2023 | OB (Boiler, other) | Agrium KFO | Natural Gas (Weighted U.S. Average) | Nitrous Oxide | 0.004 | 0 | C
325311 | 1004236 | 2023 | OB (Boiler, other) | Agrium KFO | Natural Gas (Weighted U.S. Average) | Nitrous Oxide (Co2 eq) | 1.1 | 0 | C
325311 | 1004236 | 2023 |  | KFO Plant 9 |  | Nitrous Oxide | 15.6 |  | V
311422 | 1004254 | 2023 |  | GP-NGBLRS004 | Natural Gas (Weighted U.S. Average) | Carbon Dioxide Biogenic | 0 | 1456630000 | C
311422 | 1004254 | 2023 |  | GP-NGBLRS004 | Natural Gas (Weighted U.S. Average) | Carbon Dioxide Non-Biogenic | 79298.3 | 1456630000 | C
311422 | 1004254 | 2023 |  | GP-NGBLRS004 | Natural Gas (Weighted U.S. Average) | Carbon Dioxide Total | 79298.3 | 1456630000 | C
311422 | 1004254 | 2023 |  | GP-NGBLRS004 | Natural Gas (Weighted U.S. Average) | Methane | 1.49 | 1456630000 | C
311422 | 1004254 | 2023 |  | GP-NGBLRS004 | Natural Gas (Weighted U.S. Average) | Methane (Co2 eq) | 37.4 | 1456630000 | C
311422 | 1004254 | 2023 |  | GP-NGBLRS004 | Natural Gas (Weighted U.S. Average) | Nitrous Oxide | 0.149 | 1456630000 | C
311422 | 1004254 | 2023 |  | GP-NGBLRS004 | Natural Gas (Weighted U.S. Average) | Nitrous Oxide (Co2 eq) | 44.5 | 1456630000 | C
311613 | 1004257 | 2023 |  | GP-Rendering Complex Combustion Units | Distillate Fuel Oil No. 2 | Carbon Dioxide Biogenic | 0 | 2402 | C
311613 | 1004257 | 2023 |  | GP-Rendering Complex Combustion Units | Distillate Fuel Oil No. 2 | Carbon Dioxide Non-Biogenic | 24.5 | 2402 | C
311613 | 1004257 | 2023 |  | GP-Rendering Complex Combustion Units | Distillate Fuel Oil No. 2 | Carbon Dioxide Total | 24.5 | 2402 | C
311613 | 1004257 | 2023 |  | GP-Rendering Complex Combustion Units | Distillate Fuel Oil No. 2 | Methane | 0 | 2402 | C
311613 | 1004257 | 2023 |  | GP-Rendering Complex Combustion Units | Distillate Fuel Oil No. 2 | Methane (Co2 eq) | 0 | 2402 | C
311613 | 1004257 | 2023 |  | GP-Rendering Complex Combustion Units | Distillate Fuel Oil No. 2 | Nitrous Oxide | 0 | 2402 | C
311613 | 1004257 | 2023 |  | GP-Rendering Complex Combustion Units | Distillate Fuel Oil No. 2 | Nitrous Oxide (Co2 eq) | 0.1 | 2402 | C
311613 | 1004257 | 2023 |  | GP-Rendering Complex Combustion Units | Natural Gas (Weighted U.S. Average) | Carbon Dioxide Biogenic | 0 | 365766000 | C
311613 | 1004257 | 2023 |  | GP-Rendering Complex Combustion Units | Natural Gas (Weighted U.S. Average) | Carbon Dioxide Non-Biogenic | 19912.1 | 365766000 | C
311613 | 1004257 | 2023 |  | GP-Rendering Complex Combustion Units | Natural Gas (Weighted U.S. Average) | Carbon Dioxide Total | 19912.1 | 365766000 | C
311613 | 1004257 | 2023 |  | GP-Rendering Complex Combustion Units | Natural Gas (Weighted U.S. Average) | Methane | 0.38 | 365766000 | C
311613 | 1004257 | 2023 |  | GP-Rendering Complex Combustion Units | Natural Gas (Weighted U.S. Average) | Methane (Co2 eq) | 9.4 | 365766000 | C
311613 | 1004257 | 2023 |  | GP-Rendering Complex Combustion Units | Natural Gas (Weighted U.S. Average) | Nitrous Oxide | 0.038 | 365766000 | C
311613 | 1004257 | 2023 |  | GP-Rendering Complex Combustion Units | Natural Gas (Weighted U.S. Average) | Nitrous Oxide (Co2 eq) | 11.2 | 365766000 | C
311613 | 1004257 | 2023 |  | GP-Rendering Complex Combustion Units | Other Biomass Gases | Carbon Dioxide Biogenic | 1719.2 | 46050000 | C
311613 | 1004257 | 2023 |  | GP-Rendering Complex Combustion Units | Other Biomass Gases | Carbon Dioxide Non-Biogenic | 0 | 46050000 | C
311613 | 1004257 | 2023 |  | GP-Rendering Complex Combustion Units | Other Biomass Gases | Carbon Dioxide Total | 1719.2 | 46050000 | C
311613 | 1004257 | 2023 |  | GP-Rendering Complex Combustion Units | Other Biomass Gases | Methane | 0.11 | 46050000 | C
311613 | 1004257 | 2023 |  | GP-Rendering Complex Combustion Units | Other Biomass Gases | Methane (Co2 eq) | 2.6 | 46050000 | C
311613 | 1004257 | 2023 |  | GP-Rendering Complex Combustion Units | Other Biomass Gases | Nitrous Oxide | 0.021 | 46050000 | C
311613 | 1004257 | 2023 |  | GP-Rendering Complex Combustion Units | Other Biomass Gases | Nitrous Oxide (Co2 eq) | 6.2 | 46050000 | C
311423 | 1004262 | 2023 |  | GP-Device ID #1 | Natural Gas (Weighted U.S. Average) | Carbon Dioxide Biogenic | 0 | 0 | C
311423 | 1004262 | 2023 |  | GP-Device ID #1 | Natural Gas (Weighted U.S. Average) | Carbon Dioxide Non-Biogenic | 58545.8 | 0 | C
311423 | 1004262 | 2023 |  | GP-Device ID #1 | Natural Gas (Weighted U.S. Average) | Carbon Dioxide Total | 58545.8 | 0 | C
311423 | 1004262 | 2023 |  | GP-Device ID #1 | Natural Gas (Weighted U.S. Average) | Methane | 1.1 | 0 | C
311423 | 1004262 | 2023 |  | GP-Device ID #1 | Natural Gas (Weighted U.S. Average) | Methane (Co2 eq) | 27.6 | 0 | C
311423 | 1004262 | 2023 |  | GP-Device ID #1 | Natural Gas (Weighted U.S. Average) | Nitrous Oxide | 0.11 | 0 | C
311423 | 1004262 | 2023 |  | GP-Device ID #1 | Natural Gas (Weighted U.S. Average) | Nitrous Oxide (Co2 eq) | 32.9 | 0 | C
311423 | 1004262 | 2023 |  | GP-Propane Deliveries | Propane Gas | Carbon Dioxide Biogenic | 0 | 0 | C
311423 | 1004262 | 2023 |  | GP-Propane Deliveries | Propane Gas | Carbon Dioxide Non-Biogenic | 26.1 | 0 | C
311423 | 1004262 | 2023 |  | GP-Propane Deliveries | Propane Gas | Carbon Dioxide Total | 26.1 | 0 | C
311423 | 1004262 | 2023 |  | GP-Propane Deliveries | Propane Gas | Methane | 0 | 0 | C
311423 | 1004262 | 2023 |  | GP-Propane Deliveries | Propane Gas | Methane (Co2 eq) | 0 | 0 | C
311423 | 1004262 | 2023 |  | GP-Propane Deliveries | Propane Gas | Nitrous Oxide | 0 | 0 | C
311423 | 1004262 | 2023 |  | GP-Propane Deliveries | Propane Gas | Nitrous Oxide (Co2 eq) | 0.1 | 0 | C
325211 | 1004263 | 2023 |  | CP-ColorXpress | Natural Gas (Weighted U.S. Average) | Carbon Dioxide Biogenic | 0 | 0 | C
325211 | 1004263 | 2023 |  | CP-ColorXpress | Natural Gas (Weighted U.S. Average) | Carbon Dioxide Non-Biogenic | 304.9 | 0 | C
325211 | 1004263 | 2023 |  | CP-ColorXpress | Natural Gas (Weighted U.S. Average) | Carbon Dioxide Total | 304.9 | 0 | C
325211 | 1004263 | 2023 |  | CP-ColorXpress | Natural Gas (Weighted U.S. Average) | Methane | 0.01 | 0 | C
325211 | 1004263 | 2023 |  | CP-ColorXpress | Natural Gas (Weighted U.S. Average) | Methane (Co2 eq) | 0.1 | 0 | C
325211 | 1004263 | 2023 |  | CP-ColorXpress | Natural Gas (Weighted U.S. Average) | Nitrous Oxide | 0.001 | 0 | C
325211 | 1004263 | 2023 |  | CP-ColorXpress | Natural Gas (Weighted U.S. Average) | Nitrous Oxide (Co2 eq) | 0.2 | 0 | C
325211 | 1004263 | 2023 |  | CP-Selkirk Production | Natural Gas (Weighted U.S. Average) | Carbon Dioxide Biogenic | 0 | 0 | C
325211 | 1004263 | 2023 |  | CP-Selkirk Production | Natural Gas (Weighted U.S. Average) | Carbon Dioxide Non-Biogenic | 31271.9 | 0 | C
325211 | 1004263 | 2023 |  | CP-Selkirk Production | Natural Gas (Weighted U.S. Average) | Carbon Dioxide Total | 31271.9 | 0 | C
325211 | 1004263 | 2023 |  | CP-Selkirk Production | Natural Gas (Weighted U.S. Average) | Methane | 0.59 | 0 | C
325211 | 1004263 | 2023 |  | CP-Selkirk Production | Natural Gas (Weighted U.S. Average) | Methane (Co2 eq) | 14.7 | 0 | C
325211 | 1004263 | 2023 |  | CP-Selkirk Production | Natural Gas (Weighted U.S. Average) | Nitrous Oxide | 0.059 | 0 | C
325211 | 1004263 | 2023 |  | CP-Selkirk Production | Natural Gas (Weighted U.S. Average) | Nitrous Oxide (Co2 eq) | 17.6 | 0 | C
325211 | 1004263 | 2023 |  | GP-Aux Boilers | Natural Gas (Weighted U.S. Average) | Carbon Dioxide Biogenic | 0 | 1633861160 | C
325211 | 1004263 | 2023 |  | GP-Aux Boilers | Natural Gas (Weighted U.S. Average) | Carbon Dioxide Non-Biogenic | 89089.9 | 1633861160 | C
325211 | 1004263 | 2023 |  | GP-Aux Boilers | Natural Gas (Weighted U.S. Average) | Carbon Dioxide Total | 89089.9 | 1633861160 | C
325211 | 1004263 | 2023 |  | GP-Aux Boilers | Natural Gas (Weighted U.S. Average) | Methane | 1.68 | 1633861160 | C
325211 | 1004263 | 2023 |  | GP-Aux Boilers | Natural Gas (Weighted U.S. Average) | Methane (Co2 eq) | 42 | 1633861160 | C
325211 | 1004263 | 2023 |  | GP-Aux Boilers | Natural Gas (Weighted U.S. Average) | Nitrous Oxide | 0.168 | 1633861160 | C
325211 | 1004263 | 2023 |  | GP-Aux Boilers | Natural Gas (Weighted U.S. Average) | Nitrous Oxide (Co2 eq) | 50 | 1633861160 | C
325199 | 1004274 | 2023 |  | GP-1 Aggregation of All FFCC Sources | Bituminous | Carbon Dioxide Biogenic | 0 | 39315 | C
325199 | 1004274 | 2023 |  | GP-1 Aggregation of All FFCC Sources | Bituminous | Carbon Dioxide Non-Biogenic | 81450.8 | 39315 | C
325199 | 1004274 | 2023 |  | GP-1 Aggregation of All FFCC Sources | Bituminous | Carbon Dioxide Total | 81450.8 | 39315 | C
325199 | 1004274 | 2023 |  | GP-1 Aggregation of All FFCC Sources | Bituminous | Methane | 9.61 | 39315 | C
325199 | 1004274 | 2023 |  | GP-1 Aggregation of All FFCC Sources | Bituminous | Methane (Co2 eq) | 240.1 | 39315 | C
325199 | 1004274 | 2023 |  | GP-1 Aggregation of All FFCC Sources | Bituminous | Nitrous Oxide | 1.397 | 39315 | C
325199 | 1004274 | 2023 |  | GP-1 Aggregation of All FFCC Sources | Bituminous | Nitrous Oxide (Co2 eq) | 416.3 | 39315 | C
325199 | 1004274 | 2023 |  | GP-1 Aggregation of All FFCC Sources | Natural Gas (Weighted U.S. Average) | Carbon Dioxide Biogenic | 0 | 1519420756 | C
325199 | 1004274 | 2023 |  | GP-1 Aggregation of All FFCC Sources | Natural Gas (Weighted U.S. Average) | Carbon Dioxide Non-Biogenic | 82716.6 | 1519420756 | C
325199 | 1004274 | 2023 |  | GP-1 Aggregation of All FFCC Sources | Natural Gas (Weighted U.S. Average) | Carbon Dioxide Total | 82716.6 | 1519420756 | C
325199 | 1004274 | 2023 |  | GP-1 Aggregation of All FFCC Sources | Natural Gas (Weighted U.S. Average) | Methane | 1.56 | 1519420756 | C
325199 | 1004274 | 2023 |  | GP-1 Aggregation of All FFCC Sources | Natural Gas (Weighted U.S. Average) | Methane (Co2 eq) | 39 | 1519420756 | C
325199 | 1004274 | 2023 |  | GP-1 Aggregation of All FFCC Sources | Natural Gas (Weighted U.S. Average) | Nitrous Oxide | 0.156 | 1519420756 | C
325199 | 1004274 | 2023 |  | GP-1 Aggregation of All FFCC Sources | Natural Gas (Weighted U.S. Average) | Nitrous Oxide (Co2 eq) | 46.5 | 1519420756 | C
325193 | 1004276 | 2023 |  | CP-NG11302C1-8 | Natural Gas (Weighted U.S. Average) | Carbon Dioxide Biogenic | 0 | 0 | C
325193 | 1004276 | 2023 |  | CP-NG11302C1-8 | Natural Gas (Weighted U.S. Average) | Carbon Dioxide Non-Biogenic | 192657.4 | 0 | C
325193 | 1004276 | 2023 |  | CP-NG11302C1-8 | Natural Gas (Weighted U.S. Average) | Carbon Dioxide Total | 192657.4 | 0 | C
325193 | 1004276 | 2023 |  | CP-NG11302C1-8 | Natural Gas (Weighted U.S. Average) | Methane | 3.63 | 0 | C
325193 | 1004276 | 2023 |  | CP-NG11302C1-8 | Natural Gas (Weighted U.S. Average) | Methane (Co2 eq) | 90.8 | 0 | C
325193 | 1004276 | 2023 |  | CP-NG11302C1-8 | Natural Gas (Weighted U.S. Average) | Nitrous Oxide | 0.363 | 0 | C
325193 | 1004276 | 2023 |  | CP-NG11302C1-8 | Natural Gas (Weighted U.S. Average) | Nitrous Oxide (Co2 eq) | 108.2 | 0 | C
325193 | 1004276 | 2023 |  | CP-NG11302C1-8 | Other Biomass Gases | Carbon Dioxide Biogenic | 243 | 0 | C
325193 | 1004276 | 2023 |  | CP-NG11302C1-8 | Other Biomass Gases | Carbon Dioxide Non-Biogenic | 0 | 0 | C
325193 | 1004276 | 2023 |  | CP-NG11302C1-8 | Other Biomass Gases | Carbon Dioxide Total | 243 | 0 | C
325193 | 1004276 | 2023 |  | CP-NG11302C1-8 | Other Biomass Gases | Methane | 0.01 | 0 | C
325193 | 1004276 | 2023 |  | CP-NG11302C1-8 | Other Biomass Gases | Methane (Co2 eq) | 0.4 | 0 | C
325193 | 1004276 | 2023 |  | CP-NG11302C1-8 | Other Biomass Gases | Nitrous Oxide | 0.003 | 0 | C
325193 | 1004276 | 2023 |  | CP-NG11302C1-8 | Other Biomass Gases | Nitrous Oxide (Co2 eq) | 0.9 | 0 | C
322120 | 1004277 | 2023 |  | CP-Natural Gas to Mill | Natural Gas (Weighted U.S. Average) | Carbon Dioxide Biogenic | 0 | 549671949.3 | C
322120 | 1004277 | 2023 |  | CP-Natural Gas to Mill | Natural Gas (Weighted U.S. Average) | Carbon Dioxide Non-Biogenic | 29923.9 | 549671949.3 | C
322120 | 1004277 | 2023 |  | CP-Natural Gas to Mill | Natural Gas (Weighted U.S. Average) | Carbon Dioxide Total | 29923.9 | 549671949.3 | C
322120 | 1004277 | 2023 |  | CP-Natural Gas to Mill | Natural Gas (Weighted U.S. Average) | Methane | 0.56 | 549671949.3 | C
322120 | 1004277 | 2023 |  | CP-Natural Gas to Mill | Natural Gas (Weighted U.S. Average) | Methane (Co2 eq) | 14.1 | 549671949.3 | C
322120 | 1004277 | 2023 |  | CP-Natural Gas to Mill | Natural Gas (Weighted U.S. Average) | Nitrous Oxide | 0.056 | 549671949.3 | C
322120 | 1004277 | 2023 |  | CP-Natural Gas to Mill | Natural Gas (Weighted U.S. Average) | Nitrous Oxide (Co2 eq) | 16.8 | 549671949.3 | C
325193 | 1004288 | 2023 |  | CP-1 | Natural Gas (Weighted U.S. Average) | Carbon Dioxide Biogenic | 0 | 0 | C
325193 | 1004288 | 2023 |  | CP-1 | Natural Gas (Weighted U.S. Average) | Carbon Dioxide Non-Biogenic | 109915.1 | 0 | C
325193 | 1004288 | 2023 |  | CP-1 | Natural Gas (Weighted U.S. Average) | Carbon Dioxide Total | 109915.1 | 0 | C
325193 | 1004288 | 2023 |  | CP-1 | Natural Gas (Weighted U.S. Average) | Methane | 2.07 | 0 | C
325193 | 1004288 | 2023 |  | CP-1 | Natural Gas (Weighted U.S. Average) | Methane (Co2 eq) | 51.8 | 0 | C
325193 | 1004288 | 2023 |  | CP-1 | Natural Gas (Weighted U.S. Average) | Nitrous Oxide | 0.207 | 0 | C
325193 | 1004288 | 2023 |  | CP-1 | Natural Gas (Weighted U.S. Average) | Nitrous Oxide (Co2 eq) | 61.7 | 0 | C
325193 | 1004288 | 2023 | RICE (Reciprocating internal combustion engine) | Generator | Distillate Fuel Oil No. 2 | Carbon Dioxide Biogenic | 0 | 416 | C
325193 | 1004288 | 2023 | RICE (Reciprocating internal combustion engine) | Generator | Distillate Fuel Oil No. 2 | Carbon Dioxide Non-Biogenic | 4.2 | 416 | C
325193 | 1004288 | 2023 | RICE (Reciprocating internal combustion engine) | Generator | Distillate Fuel Oil No. 2 | Carbon Dioxide Total | 4.2 | 416 | C
325193 | 1004288 | 2023 | RICE (Reciprocating internal combustion engine) | Generator | Distillate Fuel Oil No. 2 | Methane | 0 | 416 | C
325193 | 1004288 | 2023 | RICE (Reciprocating internal combustion engine) | Generator | Distillate Fuel Oil No. 2 | Methane (Co2 eq) | 0 | 416 | C
325193 | 1004288 | 2023 | RICE (Reciprocating internal combustion engine) | Generator | Distillate Fuel Oil No. 2 | Nitrous Oxide | 0 | 416 | C
325193 | 1004288 | 2023 | RICE (Reciprocating internal combustion engine) | Generator | Distillate Fuel Oil No. 2 | Nitrous Oxide (Co2 eq) | 0 | 416 | C
325180 | 1004307 | 2023 |  | CP-01 | Natural Gas (Weighted U.S. Average) | Carbon Dioxide Biogenic | 0 | 0 | C
325180 | 1004307 | 2023 |  | CP-01 | Natural Gas (Weighted U.S. Average) | Carbon Dioxide Non-Biogenic | 10162.1 | 0 | C
325180 | 1004307 | 2023 |  | CP-01 | Natural Gas (Weighted U.S. Average) | Carbon Dioxide Total | 10162.1 | 0 | C
325180 | 1004307 | 2023 |  | CP-01 | Natural Gas (Weighted U.S. Average) | Methane | 0.19 | 0 | C
325180 | 1004307 | 2023 |  | CP-01 | Natural Gas (Weighted U.S. Average) | Methane (Co2 eq) | 4.8 | 0 | C
325180 | 1004307 | 2023 |  | CP-01 | Natural Gas (Weighted U.S. Average) | Nitrous Oxide | 0.019 | 0 | C
325180 | 1004307 | 2023 |  | CP-01 | Natural Gas (Weighted U.S. Average) | Nitrous Oxide (Co2 eq) | 5.7 | 0 | C
325180 | 1004307 | 2023 |  | CP-02 | Natural Gas (Weighted U.S. Average) | Carbon Dioxide Biogenic | 0 | 0 | C
325180 | 1004307 | 2023 |  | CP-02 | Natural Gas (Weighted U.S. Average) | Carbon Dioxide Non-Biogenic | 63285.4 | 0 | C
325180 | 1004307 | 2023 |  | CP-02 | Natural Gas (Weighted U.S. Average) | Carbon Dioxide Total | 63285.4 | 0 | C
325180 | 1004307 | 2023 |  | CP-02 | Natural Gas (Weighted U.S. Average) | Methane | 1.19 | 0 | C
325180 | 1004307 | 2023 |  | CP-02 | Natural Gas (Weighted U.S. Average) | Methane (Co2 eq) | 29.8 | 0 | C
325180 | 1004307 | 2023 |  | CP-02 | Natural Gas (Weighted U.S. Average) | Nitrous Oxide | 0.119 | 0 | C
325180 | 1004307 | 2023 |  | CP-02 | Natural Gas (Weighted U.S. Average) | Nitrous Oxide (Co2 eq) | 35.5 | 0 | C
325199 | 1004314 | 2023 |  | CP-ETL3_GRP_LHC3 FURNACES_SPX | Fuel Gas | Carbon Dioxide Biogenic | 0 | 0 | C
325199 | 1004314 | 2023 |  | CP-ETL3_GRP_LHC3 FURNACES_SPX | Fuel Gas | Carbon Dioxide Non-Biogenic | 473125.3 | 0 | C
325199 | 1004314 | 2023 |  | CP-ETL3_GRP_LHC3 FURNACES_SPX | Fuel Gas | Carbon Dioxide Total | 473125.3 | 0 | C
325199 | 1004314 | 2023 |  | CP-ETL3_GRP_LHC3 FURNACES_SPX | Fuel Gas | Methane | 135.51 | 0 | C
325199 | 1004314 | 2023 |  | CP-ETL3_GRP_LHC3 FURNACES_SPX | Fuel Gas | Methane (Co2 eq) | 3387.8 | 0 | C
325199 | 1004314 | 2023 |  | CP-ETL3_GRP_LHC3 FURNACES_SPX | Fuel Gas | Nitrous Oxide | 27.102 | 0 | C
325199 | 1004314 | 2023 |  | CP-ETL3_GRP_LHC3 FURNACES_SPX | Fuel Gas | Nitrous Oxide (Co2 eq) | 8076.4 | 0 | C
325199 | 1004314 | 2023 | F (Furnace) | ENGA_FUR_F-520 DOWTHERM FURNACE | Natural Gas (Weighted U.S. Average) | Carbon Dioxide Biogenic | 0 | 0 | C
325199 | 1004314 | 2023 | F (Furnace) | ENGA_FUR_F-520 DOWTHERM FURNACE | Natural Gas (Weighted U.S. Average) | Carbon Dioxide Non-Biogenic | 14840.9 | 0 | C
325199 | 1004314 | 2023 | F (Furnace) | ENGA_FUR_F-520 DOWTHERM FURNACE | Natural Gas (Weighted U.S. Average) | Carbon Dioxide Total | 14840.9 | 0 | C
325199 | 1004314 | 2023 | F (Furnace) | ENGA_FUR_F-520 DOWTHERM FURNACE | Natural Gas (Weighted U.S. Average) | Methane | 0.28 | 0 | C
325199 | 1004314 | 2023 | F (Furnace) | ENGA_FUR_F-520 DOWTHERM FURNACE | Natural Gas (Weighted U.S. Average) | Methane (Co2 eq) | 7 | 0 | C
325199 | 1004314 | 2023 | F (Furnace) | ENGA_FUR_F-520 DOWTHERM FURNACE | Natural Gas (Weighted U.S. Average) | Nitrous Oxide | 0.028 | 0 | C
325199 | 1004314 | 2023 | F (Furnace) | ENGA_FUR_F-520 DOWTHERM FURNACE | Natural Gas (Weighted U.S. Average) | Nitrous Oxide (Co2 eq) | 8.3 | 0 | C
325199 | 1004314 | 2023 | F (Furnace) | EPDM_FUR_F-500 EPDM DOWTHER FURNACE | Natural Gas (Weighted U.S. Average) | Carbon Dioxide Biogenic | 0 | 0 | C
325199 | 1004314 | 2023 | F (Furnace) | EPDM_FUR_F-500 EPDM DOWTHER FURNACE | Natural Gas (Weighted U.S. Average) | Carbon Dioxide Non-Biogenic | 3077 | 0 | C
325199 | 1004314 | 2023 | F (Furnace) | EPDM_FUR_F-500 EPDM DOWTHER FURNACE | Natural Gas (Weighted U.S. Average) | Carbon Dioxide Total | 3077 | 0 | C
325199 | 1004314 | 2023 | F (Furnace) | EPDM_FUR_F-500 EPDM DOWTHER FURNACE | Natural Gas (Weighted U.S. Average) | Methane | 0.06 | 0 | C
325199 | 1004314 | 2023 | F (Furnace) | EPDM_FUR_F-500 EPDM DOWTHER FURNACE | Natural Gas (Weighted U.S. Average) | Methane (Co2 eq) | 1.4 | 0 | C
325199 | 1004314 | 2023 | F (Furnace) | EPDM_FUR_F-500 EPDM DOWTHER FURNACE | Natural Gas (Weighted U.S. Average) | Nitrous Oxide | 0.006 | 0 | C
325199 | 1004314 | 2023 | F (Furnace) | EPDM_FUR_F-500 EPDM DOWTHER FURNACE | Natural Gas (Weighted U.S. Average) | Nitrous Oxide (Co2 eq) | 1.7 | 0 | C
325199 | 1004314 | 2023 | OB (Boiler, other) | ETL2_BLR_2B-1 WASTE HEAT BOILER | Fuel Gas | Carbon Dioxide Biogenic | 0 | 0 | C
325199 | 1004314 | 2023 | OB (Boiler, other) | ETL2_BLR_2B-1 WASTE HEAT BOILER | Fuel Gas | Carbon Dioxide Non-Biogenic | 237715.5 | 0 | C
325199 | 1004314 | 2023 | OB (Boiler, other) | ETL2_BLR_2B-1 WASTE HEAT BOILER | Fuel Gas | Carbon Dioxide Total | 237715.5 | 0 | C
325199 | 1004314 | 2023 | OB (Boiler, other) | ETL2_BLR_2B-1 WASTE HEAT BOILER | Fuel Gas | Methane | 22 | 0 | C
325199 | 1004314 | 2023 | OB (Boiler, other) | ETL2_BLR_2B-1 WASTE HEAT BOILER | Fuel Gas | Methane (Co2 eq) | 549.9 | 0 | C
325199 | 1004314 | 2023 | OB (Boiler, other) | ETL2_BLR_2B-1 WASTE HEAT BOILER | Fuel Gas | Nitrous Oxide | 4.4 | 0 | C
325199 | 1004314 | 2023 | OB (Boiler, other) | ETL2_BLR_2B-1 WASTE HEAT BOILER | Fuel Gas | Nitrous Oxide (Co2 eq) | 1311.1 | 0 | C
325199 | 1004314 | 2023 | OB (Boiler, other) | ETL2_BLR_2B-2 WASTE HEAT BOILER | Fuel Gas | Carbon Dioxide Biogenic | 0 | 0 | C
325199 | 1004314 | 2023 | OB (Boiler, other) | ETL2_BLR_2B-2 WASTE HEAT BOILER | Fuel Gas | Carbon Dioxide Non-Biogenic | 265662.8 | 0 | C
325199 | 1004314 | 2023 | OB (Boiler, other) | ETL2_BLR_2B-2 WASTE HEAT BOILER | Fuel Gas | Carbon Dioxide Total | 265662.8 | 0 | C
325199 | 1004314 | 2023 | OB (Boiler, other) | ETL2_BLR_2B-2 WASTE HEAT BOILER | Fuel Gas | Methane | 24.61 | 0 | C
325199 | 1004314 | 2023 | OB (Boiler, other) | ETL2_BLR_2B-2 WASTE HEAT BOILER | Fuel Gas | Methane (Co2 eq) | 615.2 | 0 | C
325199 | 1004314 | 2023 | OB (Boiler, other) | ETL2_BLR_2B-2 WASTE HEAT BOILER | Fuel Gas | Nitrous Oxide | 4.922 | 0 | C
325199 | 1004314 | 2023 | OB (Boiler, other) | ETL2_BLR_2B-2 WASTE HEAT BOILER | Fuel Gas | Nitrous Oxide (Co2 eq) | 1466.6 | 0 | C
325199 | 1004314 | 2023 | Flare | ETL2_FLR_WTSGAS 2FS-2 |  | Carbon Dioxide | 8110.9 |  | X
325199 | 1004314 | 2023 | Flare | ETL2_FLR_WTSGAS 2FS-2 |  | Methane | 35.34 |  | X
325199 | 1004314 | 2023 | Flare | ETL2_FLR_WTSGAS 2FS-2 |  | Nitrous Oxide | 0.081 |  | X
325199 | 1004314 | 2023 | F (Furnace) | ETL2_FUR_2F-25 FURNACE | Fuel Gas | Carbon Dioxide Biogenic | 0 | 0 | C
325199 | 1004314 | 2023 | F (Furnace) | ETL2_FUR_2F-25 FURNACE | Fuel Gas | Carbon Dioxide Non-Biogenic | 13968.8 | 0 | C
325199 | 1004314 | 2023 | F (Furnace) | ETL2_FUR_2F-25 FURNACE | Fuel Gas | Carbon Dioxide Total | 13968.8 | 0 | C
325199 | 1004314 | 2023 | F (Furnace) | ETL2_FUR_2F-25 FURNACE | Fuel Gas | Methane | 1.21 | 0 | C
325199 | 1004314 | 2023 | F (Furnace) | ETL2_FUR_2F-25 FURNACE | Fuel Gas | Methane (Co2 eq) | 30.4 | 0 | C
325199 | 1004314 | 2023 | F (Furnace) | ETL2_FUR_2F-25 FURNACE | Fuel Gas | Nitrous Oxide | 0.243 | 0 | C
325199 | 1004314 | 2023 | F (Furnace) | ETL2_FUR_2F-25 FURNACE | Fuel Gas | Nitrous Oxide (Co2 eq) | 72.4 | 0 | C
325199 | 1004314 | 2023 | PRH (Process Heater) | ETL2_PRH_2SH-1 SUPERHEATER | Fuel Gas | Carbon Dioxide Biogenic | 0 | 0 | C
325199 | 1004314 | 2023 | PRH (Process Heater) | ETL2_PRH_2SH-1 SUPERHEATER | Fuel Gas | Carbon Dioxide Non-Biogenic | 8408.2 | 0 | C
325199 | 1004314 | 2023 | PRH (Process Heater) | ETL2_PRH_2SH-1 SUPERHEATER | Fuel Gas | Carbon Dioxide Total | 8408.2 | 0 | C
325199 | 1004314 | 2023 | PRH (Process Heater) | ETL2_PRH_2SH-1 SUPERHEATER | Fuel Gas | Methane | 2.52 | 0 | C
325199 | 1004314 | 2023 | PRH (Process Heater) | ETL2_PRH_2SH-1 SUPERHEATER | Fuel Gas | Methane (Co2 eq) | 63 | 0 | C
325199 | 1004314 | 2023 | PRH (Process Heater) | ETL2_PRH_2SH-1 SUPERHEATER | Fuel Gas | Nitrous Oxide | 0.504 | 0 | C
325199 | 1004314 | 2023 | PRH (Process Heater) | ETL2_PRH_2SH-1 SUPERHEATER | Fuel Gas | Nitrous Oxide (Co2 eq) | 150.2 | 0 | C
325199 | 1004314 | 2023 | PRH (Process Heater) | ETL2_PRH_2SH-1 SUPERHEATER | Natural Gas (Weighted U.S. Average) | Carbon Dioxide Biogenic | 0 | 0 | C
325199 | 1004314 | 2023 | PRH (Process Heater) | ETL2_PRH_2SH-1 SUPERHEATER | Natural Gas (Weighted U.S. Average) | Carbon Dioxide Non-Biogenic | 2555.9 | 0 | C
325199 | 1004314 | 2023 | PRH (Process Heater) | ETL2_PRH_2SH-1 SUPERHEATER | Natural Gas (Weighted U.S. Average) | Carbon Dioxide Total | 2555.9 | 0 | C
325199 | 1004314 | 2023 | PRH (Process Heater) | ETL2_PRH_2SH-1 SUPERHEATER | Natural Gas (Weighted U.S. Average) | Methane | 0.05 | 0 | C
325199 | 1004314 | 2023 | PRH (Process Heater) | ETL2_PRH_2SH-1 SUPERHEATER | Natural Gas (Weighted U.S. Average) | Methane (Co2 eq) | 1.2 | 0 | C
325199 | 1004314 | 2023 | PRH (Process Heater) | ETL2_PRH_2SH-1 SUPERHEATER | Natural Gas (Weighted U.S. Average) | Nitrous Oxide | 0.005 | 0 | C
325199 | 1004314 | 2023 | PRH (Process Heater) | ETL2_PRH_2SH-1 SUPERHEATER | Natural Gas (Weighted U.S. Average) | Nitrous Oxide (Co2 eq) | 1.4 | 0 | C
325199 | 1004314 | 2023 | PRH (Process Heater) | ETL2_PRH_2SH-2 SUPERHEATER | Fuel Gas | Carbon Dioxide Biogenic | 0 | 0 | C
325199 | 1004314 | 2023 | PRH (Process Heater) | ETL2_PRH_2SH-2 SUPERHEATER | Fuel Gas | Carbon Dioxide Non-Biogenic | 8426 | 0 | C
325199 | 1004314 | 2023 | PRH (Process Heater) | ETL2_PRH_2SH-2 SUPERHEATER | Fuel Gas | Carbon Dioxide Total | 8426 | 0 | C
325199 | 1004314 | 2023 | PRH (Process Heater) | ETL2_PRH_2SH-2 SUPERHEATER | Fuel Gas | Methane | 2.51 | 0 | C
325199 | 1004314 | 2023 | PRH (Process Heater) | ETL2_PRH_2SH-2 SUPERHEATER | Fuel Gas | Methane (Co2 eq) | 62.8 | 0 | C
325199 | 1004314 | 2023 | PRH (Process Heater) | ETL2_PRH_2SH-2 SUPERHEATER | Fuel Gas | Nitrous Oxide | 0.503 | 0 | C
325199 | 1004314 | 2023 | PRH (Process Heater) | ETL2_PRH_2SH-2 SUPERHEATER | Fuel Gas | Nitrous Oxide (Co2 eq) | 149.8 | 0 | C
325199 | 1004314 | 2023 | PRH (Process Heater) | ETL2_PRH_2SH-2 SUPERHEATER | Natural Gas (Weighted U.S. Average) | Carbon Dioxide Biogenic | 0 | 0 | C
325199 | 1004314 | 2023 | PRH (Process Heater) | ETL2_PRH_2SH-2 SUPERHEATER | Natural Gas (Weighted U.S. Average) | Carbon Dioxide Non-Biogenic | 2555.9 | 0 | C
325199 | 1004314 | 2023 | PRH (Process Heater) | ETL2_PRH_2SH-2 SUPERHEATER | Natural Gas (Weighted U.S. Average) | Carbon Dioxide Total | 2555.9 | 0 | C
325199 | 1004314 | 2023 | PRH (Process Heater) | ETL2_PRH_2SH-2 SUPERHEATER | Natural Gas (Weighted U.S. Average) | Methane | 0.05 | 0 | C
325199 | 1004314 | 2023 | PRH (Process Heater) | ETL2_PRH_2SH-2 SUPERHEATER | Natural Gas (Weighted U.S. Average) | Methane (Co2 eq) | 1.2 | 0 | C
325199 | 1004314 | 2023 | PRH (Process Heater) | ETL2_PRH_2SH-2 SUPERHEATER | Natural Gas (Weighted U.S. Average) | Nitrous Oxide | 0.005 | 0 | C
325199 | 1004314 | 2023 | PRH (Process Heater) | ETL2_PRH_2SH-2 SUPERHEATER | Natural Gas (Weighted U.S. Average) | Nitrous Oxide (Co2 eq) | 1.4 | 0 | C
325199 | 1004314 | 2023 | Flare | ETL3_FLR_FS-1 Flare |  | Carbon Dioxide | 58227.4 |  | X
325199 | 1004314 | 2023 | Flare | ETL3_FLR_FS-1 Flare |  | Methane | 191.49 |  | X
325199 | 1004314 | 2023 | Flare | ETL3_FLR_FS-1 Flare |  | Nitrous Oxide | 0.582 |  | X
325199 | 1004314 | 2023 | F (Furnace) | GLY2_FUR_HEATER 5-DOWTHERM FURNACE | Natural Gas (Weighted U.S. Average) | Carbon Dioxide Biogenic | 0 | 0 | C
325199 | 1004314 | 2023 | F (Furnace) | GLY2_FUR_HEATER 5-DOWTHERM FURNACE | Natural Gas (Weighted U.S. Average) | Carbon Dioxide Non-Biogenic | 90.8 | 0 | C
325199 | 1004314 | 2023 | F (Furnace) | GLY2_FUR_HEATER 5-DOWTHERM FURNACE | Natural Gas (Weighted U.S. Average) | Carbon Dioxide Total | 90.8 | 0 | C
325199 | 1004314 | 2023 | F (Furnace) | GLY2_FUR_HEATER 5-DOWTHERM FURNACE | Natural Gas (Weighted U.S. Average) | Methane | 0 | 0 | C
325199 | 1004314 | 2023 | F (Furnace) | GLY2_FUR_HEATER 5-DOWTHERM FURNACE | Natural Gas (Weighted U.S. Average) | Methane (Co2 eq) | 0 | 0 | C
325199 | 1004314 | 2023 | F (Furnace) | GLY2_FUR_HEATER 5-DOWTHERM FURNACE | Natural Gas (Weighted U.S. Average) | Nitrous Oxide | 0 | 0 | C
325199 | 1004314 | 2023 | F (Furnace) | GLY2_FUR_HEATER 5-DOWTHERM FURNACE | Natural Gas (Weighted U.S. Average) | Nitrous Oxide (Co2 eq) | 0.1 | 0 | C
325199 | 1004314 | 2023 | PRH (Process Heater) | GLY2_PRH_HEATER 4-STEAM SUPERHEATER | Natural Gas (Weighted U.S. Average) | Carbon Dioxide Biogenic | 0 | 0 | C
325199 | 1004314 | 2023 | PRH (Process Heater) | GLY2_PRH_HEATER 4-STEAM SUPERHEATER | Natural Gas (Weighted U.S. Average) | Carbon Dioxide Non-Biogenic | 2264.1 | 0 | C
325199 | 1004314 | 2023 | PRH (Process Heater) | GLY2_PRH_HEATER 4-STEAM SUPERHEATER | Natural Gas (Weighted U.S. Average) | Carbon Dioxide Total | 2264.1 | 0 | C
325199 | 1004314 | 2023 | PRH (Process Heater) | GLY2_PRH_HEATER 4-STEAM SUPERHEATER | Natural Gas (Weighted U.S. Average) | Methane | 0.04 | 0 | C
325199 | 1004314 | 2023 | PRH (Process Heater) | GLY2_PRH_HEATER 4-STEAM SUPERHEATER | Natural Gas (Weighted U.S. Average) | Methane (Co2 eq) | 1.1 | 0 | C
325199 | 1004314 | 2023 | PRH (Process Heater) | GLY2_PRH_HEATER 4-STEAM SUPERHEATER | Natural Gas (Weighted U.S. Average) | Nitrous Oxide | 0.004 | 0 | C
325199 | 1004314 | 2023 | PRH (Process Heater) | GLY2_PRH_HEATER 4-STEAM SUPERHEATER | Natural Gas (Weighted U.S. Average) | Nitrous Oxide (Co2 eq) | 1.3 | 0 | C
325199 | 1004314 | 2023 | RTO (Regenerative thermal oxidizer) | GLY2_THO_TOX-1_THERMAL OXIDIZER | Natural Gas (Weighted U.S. Average) | Carbon Dioxide Biogenic | 0 | 0 | C
325199 | 1004314 | 2023 | RTO (Regenerative thermal oxidizer) | GLY2_THO_TOX-1_THERMAL OXIDIZER | Natural Gas (Weighted U.S. Average) | Carbon Dioxide Non-Biogenic | 2825 | 0 | C
325199 | 1004314 | 2023 | RTO (Regenerative thermal oxidizer) | GLY2_THO_TOX-1_THERMAL OXIDIZER | Natural Gas (Weighted U.S. Average) | Carbon Dioxide Total | 2825 | 0 | C
325199 | 1004314 | 2023 | RTO (Regenerative thermal oxidizer) | GLY2_THO_TOX-1_THERMAL OXIDIZER | Natural Gas (Weighted U.S. Average) | Methane | 0.05 | 0 | C
325199 | 1004314 | 2023 | RTO (Regenerative thermal oxidizer) | GLY2_THO_TOX-1_THERMAL OXIDIZER | Natural Gas (Weighted U.S. Average) | Methane (Co2 eq) | 1.3 | 0 | C
325199 | 1004314 | 2023 | RTO (Regenerative thermal oxidizer) | GLY2_THO_TOX-1_THERMAL OXIDIZER | Natural Gas (Weighted U.S. Average) | Nitrous Oxide | 0.005 | 0 | C
325199 | 1004314 | 2023 | RTO (Regenerative thermal oxidizer) | GLY2_THO_TOX-1_THERMAL OXIDIZER | Natural Gas (Weighted U.S. Average) | Nitrous Oxide (Co2 eq) | 1.6 | 0 | C
325199 | 1004314 | 2023 |  | GP-UTIL_ICE_DIESEL WATER WELL ENGINES | Distillate Fuel Oil No. 2 | Carbon Dioxide Biogenic | 0 | 0 | C
325199 | 1004314 | 2023 |  | GP-UTIL_ICE_DIESEL WATER WELL ENGINES | Distillate Fuel Oil No. 2 | Carbon Dioxide Non-Biogenic | 1498.9 | 0 | C
325199 | 1004314 | 2023 |  | GP-UTIL_ICE_DIESEL WATER WELL ENGINES | Distillate Fuel Oil No. 2 | Carbon Dioxide Total | 1498.9 | 0 | C
325199 | 1004314 | 2023 |  | GP-UTIL_ICE_DIESEL WATER WELL ENGINES | Distillate Fuel Oil No. 2 | Methane | 0.06 | 0 | C
325199 | 1004314 | 2023 |  | GP-UTIL_ICE_DIESEL WATER WELL ENGINES | Distillate Fuel Oil No. 2 | Methane (Co2 eq) | 1.5 | 0 | C
325199 | 1004314 | 2023 |  | GP-UTIL_ICE_DIESEL WATER WELL ENGINES | Distillate Fuel Oil No. 2 | Nitrous Oxide | 0.012 | 0 | C
325199 | 1004314 | 2023 |  | GP-UTIL_ICE_DIESEL WATER WELL ENGINES | Distillate Fuel Oil No. 2 | Nitrous Oxide (Co2 eq) | 3.6 | 0 | C
325199 | 1004314 | 2023 | Petrochemical process unit | Glycol 2 |  | Carbon Dioxide | 51480.5 |  | X
325199 | 1004314 | 2023 | RICE (Reciprocating internal combustion engine) | NHLF_ICE_LF03_NEW SW LANDFILL ENGINE | Distillate Fuel Oil No. 2 | Carbon Dioxide Biogenic | 0 | 0 | C
325199 | 1004314 | 2023 | RICE (Reciprocating internal combustion engine) | NHLF_ICE_LF03_NEW SW LANDFILL ENGINE | Distillate Fuel Oil No. 2 | Carbon Dioxide Non-Biogenic | 12.8 | 0 | C
325199 | 1004314 | 2023 | RICE (Reciprocating internal combustion engine) | NHLF_ICE_LF03_NEW SW LANDFILL ENGINE | Distillate Fuel Oil No. 2 | Carbon Dioxide Total | 12.8 | 0 | C
325199 | 1004314 | 2023 | RICE (Reciprocating internal combustion engine) | NHLF_ICE_LF03_NEW SW LANDFILL ENGINE | Distillate Fuel Oil No. 2 | Methane | 0 | 0 | C
325199 | 1004314 | 2023 | RICE (Reciprocating internal combustion engine) | NHLF_ICE_LF03_NEW SW LANDFILL ENGINE | Distillate Fuel Oil No. 2 | Methane (Co2 eq) | 0 | 0 | C
325199 | 1004314 | 2023 | RICE (Reciprocating internal combustion engine) | NHLF_ICE_LF03_NEW SW LANDFILL ENGINE | Distillate Fuel Oil No. 2 | Nitrous Oxide | 0 | 0 | C
325199 | 1004314 | 2023 | RICE (Reciprocating internal combustion engine) | NHLF_ICE_LF03_NEW SW LANDFILL ENGINE | Distillate Fuel Oil No. 2 | Nitrous Oxide (Co2 eq) | 0 | 0 | C
325199 | 1004314 | 2023 | F (Furnace) | PBT3_FUR_PB34_DOWTHERM FURNACE F-3510 | Natural Gas (Weighted U.S. Average) | Carbon Dioxide Biogenic | 0 | 0 | C
325199 | 1004314 | 2023 | F (Furnace) | PBT3_FUR_PB34_DOWTHERM FURNACE F-3510 | Natural Gas (Weighted U.S. Average) | Carbon Dioxide Non-Biogenic | 24953.4 | 0 | C
325199 | 1004314 | 2023 | F (Furnace) | PBT3_FUR_PB34_DOWTHERM FURNACE F-3510 | Natural Gas (Weighted U.S. Average) | Carbon Dioxide Total | 24953.4 | 0 | C
325199 | 1004314 | 2023 | F (Furnace) | PBT3_FUR_PB34_DOWTHERM FURNACE F-3510 | Natural Gas (Weighted U.S. Average) | Methane | 0.47 | 0 | C
325199 | 1004314 | 2023 | F (Furnace) | PBT3_FUR_PB34_DOWTHERM FURNACE F-3510 | Natural Gas (Weighted U.S. Average) | Methane (Co2 eq) | 11.8 | 0 | C
325199 | 1004314 | 2023 | F (Furnace) | PBT3_FUR_PB34_DOWTHERM FURNACE F-3510 | Natural Gas (Weighted U.S. Average) | Nitrous Oxide | 0.047 | 0 | C
325199 | 1004314 | 2023 | F (Furnace) | PBT3_FUR_PB34_DOWTHERM FURNACE F-3510 | Natural Gas (Weighted U.S. Average) | Nitrous Oxide (Co2 eq) | 14 | 0 | C
325199 | 1004314 | 2023 | TODF (Thermal oxidizer, direct fired, no heat recovery) | PDOP_THO_THERM_OXIDIZER_RTO_1990 | Natural Gas (Weighted U.S. Average) | Carbon Dioxide Biogenic | 0 | 0 | C
325199 | 1004314 | 2023 | TODF (Thermal oxidizer, direct fired, no heat recovery) | PDOP_THO_THERM_OXIDIZER_RTO_1990 | Natural Gas (Weighted U.S. Average) | Carbon Dioxide Non-Biogenic | 1925.2 | 0 | C
325199 | 1004314 | 2023 | TODF (Thermal oxidizer, direct fired, no heat recovery) | PDOP_THO_THERM_OXIDIZER_RTO_1990 | Natural Gas (Weighted U.S. Average) | Carbon Dioxide Total | 1925.2 | 0 | C
325199 | 1004314 | 2023 | TODF (Thermal oxidizer, direct fired, no heat recovery) | PDOP_THO_THERM_OXIDIZER_RTO_1990 | Natural Gas (Weighted U.S. Average) | Methane | 0.04 | 0 | C
325199 | 1004314 | 2023 | TODF (Thermal oxidizer, direct fired, no heat recovery) | PDOP_THO_THERM_OXIDIZER_RTO_1990 | Natural Gas (Weighted U.S. Average) | Methane (Co2 eq) | 0.9 | 0 | C
325199 | 1004314 | 2023 | TODF (Thermal oxidizer, direct fired, no heat recovery) | PDOP_THO_THERM_OXIDIZER_RTO_1990 | Natural Gas (Weighted U.S. Average) | Nitrous Oxide | 0.004 | 0 | C
325199 | 1004314 | 2023 | TODF (Thermal oxidizer, direct fired, no heat recovery) | PDOP_THO_THERM_OXIDIZER_RTO_1990 | Natural Gas (Weighted U.S. Average) | Nitrous Oxide (Co2 eq) | 1.1 | 0 | C
325199 | 1004314 | 2023 | PRH (Process Heater) | PEC_PRH_F-501 HOT OIL HEATER | Natural Gas (Weighted U.S. Average) | Carbon Dioxide Biogenic | 0 | 0 | C
325199 | 1004314 | 2023 | PRH (Process Heater) | PEC_PRH_F-501 HOT OIL HEATER | Natural Gas (Weighted U.S. Average) | Carbon Dioxide Non-Biogenic | 21266.5 | 0 | C
325199 | 1004314 | 2023 | PRH (Process Heater) | PEC_PRH_F-501 HOT OIL HEATER | Natural Gas (Weighted U.S. Average) | Carbon Dioxide Total | 21266.5 | 0 | C
325199 | 1004314 | 2023 | PRH (Process Heater) | PEC_PRH_F-501 HOT OIL HEATER | Natural Gas (Weighted U.S. Average) | Methane | 0.4 | 0 | C
325199 | 1004314 | 2023 | PRH (Process Heater) | PEC_PRH_F-501 HOT OIL HEATER | Natural Gas (Weighted U.S. Average) | Methane (Co2 eq) | 10 | 0 | C
325199 | 1004314 | 2023 | PRH (Process Heater) | PEC_PRH_F-501 HOT OIL HEATER | Natural Gas (Weighted U.S. Average) | Nitrous Oxide | 0.04 | 0 | C
325199 | 1004314 | 2023 | PRH (Process Heater) | PEC_PRH_F-501 HOT OIL HEATER | Natural Gas (Weighted U.S. Average) | Nitrous Oxide (Co2 eq) | 11.9 | 0 | C
325199 | 1004314 | 2023 | PRH (Process Heater) | PEC_PRH_F-505 HOT OIL HEATER | Natural Gas (Weighted U.S. Average) | Carbon Dioxide Biogenic | 0 | 0 | C
325199 | 1004314 | 2023 | PRH (Process Heater) | PEC_PRH_F-505 HOT OIL HEATER | Natural Gas (Weighted U.S. Average) | Carbon Dioxide Non-Biogenic | 16128.9 | 0 | C
325199 | 1004314 | 2023 | PRH (Process Heater) | PEC_PRH_F-505 HOT OIL HEATER | Natural Gas (Weighted U.S. Average) | Carbon Dioxide Total | 16128.9 | 0 | C
325199 | 1004314 | 2023 | PRH (Process Heater) | PEC_PRH_F-505 HOT OIL HEATER | Natural Gas (Weighted U.S. Average) | Methane | 0.3 | 0 | C
325199 | 1004314 | 2023 | PRH (Process Heater) | PEC_PRH_F-505 HOT OIL HEATER | Natural Gas (Weighted U.S. Average) | Methane (Co2 eq) | 7.6 | 0 | C
325199 | 1004314 | 2023 | PRH (Process Heater) | PEC_PRH_F-505 HOT OIL HEATER | Natural Gas (Weighted U.S. Average) | Nitrous Oxide | 0.03 | 0 | C
325199 | 1004314 | 2023 | PRH (Process Heater) | PEC_PRH_F-505 HOT OIL HEATER | Natural Gas (Weighted U.S. Average) | Nitrous Oxide (Co2 eq) | 9.1 | 0 | C
325199 | 1004314 | 2023 | CCCT (CC (Turbine, combined cycle)) | PWR2_GAT_GT-100 GAS TURBINE | Fuel Gas | Carbon Dioxide Biogenic | 0 | 0 | C
325199 | 1004314 | 2023 | CCCT (CC (Turbine, combined cycle)) | PWR2_GAT_GT-100 GAS TURBINE | Fuel Gas | Carbon Dioxide Non-Biogenic | 102425.5 | 0 | C
325199 | 1004314 | 2023 | CCCT (CC (Turbine, combined cycle)) | PWR2_GAT_GT-100 GAS TURBINE | Fuel Gas | Carbon Dioxide Total | 102425.5 | 0 | C
325199 | 1004314 | 2023 | CCCT (CC (Turbine, combined cycle)) | PWR2_GAT_GT-100 GAS TURBINE | Fuel Gas | Methane | 10.15 | 0 | C
325199 | 1004314 | 2023 | CCCT (CC (Turbine, combined cycle)) | PWR2_GAT_GT-100 GAS TURBINE | Fuel Gas | Methane (Co2 eq) | 253.8 | 0 | C
325199 | 1004314 | 2023 | CCCT (CC (Turbine, combined cycle)) | PWR2_GAT_GT-100 GAS TURBINE | Fuel Gas | Nitrous Oxide | 2.031 | 0 | C
325199 | 1004314 | 2023 | CCCT (CC (Turbine, combined cycle)) | PWR2_GAT_GT-100 GAS TURBINE | Fuel Gas | Nitrous Oxide (Co2 eq) | 605.1 | 0 | C
325199 | 1004314 | 2023 | CCCT (CC (Turbine, combined cycle)) | PWR2_GAT_GT-100 GAS TURBINE | Natural Gas (Weighted U.S. Average) | Carbon Dioxide Biogenic | 0 | 0 | C
325199 | 1004314 | 2023 | CCCT (CC (Turbine, combined cycle)) | PWR2_GAT_GT-100 GAS TURBINE | Natural Gas (Weighted U.S. Average) | Carbon Dioxide Non-Biogenic | 339549.1 | 0 | C
325199 | 1004314 | 2023 | CCCT (CC (Turbine, combined cycle)) | PWR2_GAT_GT-100 GAS TURBINE | Natural Gas (Weighted U.S. Average) | Carbon Dioxide Total | 339549.1 | 0 | C
325199 | 1004314 | 2023 | CCCT (CC (Turbine, combined cycle)) | PWR2_GAT_GT-100 GAS TURBINE | Natural Gas (Weighted U.S. Average) | Methane | 6.4 | 0 | C
325199 | 1004314 | 2023 | CCCT (CC (Turbine, combined cycle)) | PWR2_GAT_GT-100 GAS TURBINE | Natural Gas (Weighted U.S. Average) | Methane (Co2 eq) | 160 | 0 | C
325199 | 1004314 | 2023 | CCCT (CC (Turbine, combined cycle)) | PWR2_GAT_GT-100 GAS TURBINE | Natural Gas (Weighted U.S. Average) | Nitrous Oxide | 0.64 | 0 | C
325199 | 1004314 | 2023 | CCCT (CC (Turbine, combined cycle)) | PWR2_GAT_GT-100 GAS TURBINE | Natural Gas (Weighted U.S. Average) | Nitrous Oxide (Co2 eq) | 190.7 | 0 | C
325199 | 1004314 | 2023 | CCCT (CC (Turbine, combined cycle)) | PWR2_GAT_GT-200 GAS TURBINE | Fuel Gas | Carbon Dioxide Biogenic | 0 | 0 | C
325199 | 1004314 | 2023 | CCCT (CC (Turbine, combined cycle)) | PWR2_GAT_GT-200 GAS TURBINE | Fuel Gas | Carbon Dioxide Non-Biogenic | 98299.2 | 0 | C
325199 | 1004314 | 2023 | CCCT (CC (Turbine, combined cycle)) | PWR2_GAT_GT-200 GAS TURBINE | Fuel Gas | Carbon Dioxide Total | 98299.2 | 0 | C
325199 | 1004314 | 2023 | CCCT (CC (Turbine, combined cycle)) | PWR2_GAT_GT-200 GAS TURBINE | Fuel Gas | Methane | 9.75 | 0 | C
325199 | 1004314 | 2023 | CCCT (CC (Turbine, combined cycle)) | PWR2_GAT_GT-200 GAS TURBINE | Fuel Gas | Methane (Co2 eq) | 243.8 | 0 | C
325199 | 1004314 | 2023 | CCCT (CC (Turbine, combined cycle)) | PWR2_GAT_GT-200 GAS TURBINE | Fuel Gas | Nitrous Oxide | 1.951 | 0 | C
325199 | 1004314 | 2023 | CCCT (CC (Turbine, combined cycle)) | PWR2_GAT_GT-200 GAS TURBINE | Fuel Gas | Nitrous Oxide (Co2 eq) | 581.3 | 0 | C
325199 | 1004314 | 2023 | CCCT (CC (Turbine, combined cycle)) | PWR2_GAT_GT-200 GAS TURBINE | Natural Gas (Weighted U.S. Average) | Carbon Dioxide Biogenic | 0 | 0 | C
325199 | 1004314 | 2023 | CCCT (CC (Turbine, combined cycle)) | PWR2_GAT_GT-200 GAS TURBINE | Natural Gas (Weighted U.S. Average) | Carbon Dioxide Non-Biogenic | 368712 | 0 | C
325199 | 1004314 | 2023 | CCCT (CC (Turbine, combined cycle)) | PWR2_GAT_GT-200 GAS TURBINE | Natural Gas (Weighted U.S. Average) | Carbon Dioxide Total | 368712 | 0 | C
325199 | 1004314 | 2023 | CCCT (CC (Turbine, combined cycle)) | PWR2_GAT_GT-200 GAS TURBINE | Natural Gas (Weighted U.S. Average) | Methane | 6.95 | 0 | C
325199 | 1004314 | 2023 | CCCT (CC (Turbine, combined cycle)) | PWR2_GAT_GT-200 GAS TURBINE | Natural Gas (Weighted U.S. Average) | Methane (Co2 eq) | 173.7 | 0 | C
325199 | 1004314 | 2023 | CCCT (CC (Turbine, combined cycle)) | PWR2_GAT_GT-200 GAS TURBINE | Natural Gas (Weighted U.S. Average) | Nitrous Oxide | 0.695 | 0 | C
325199 | 1004314 | 2023 | CCCT (CC (Turbine, combined cycle)) | PWR2_GAT_GT-200 GAS TURBINE | Natural Gas (Weighted U.S. Average) | Nitrous Oxide (Co2 eq) | 207.1 | 0 | C
325199 | 1004314 | 2023 | RTO (Regenerative thermal oxidizer) | R4_THO_R-4 TTU | Natural Gas (Weighted U.S. Average) | Carbon Dioxide Biogenic | 0 | 0 | C
325199 | 1004314 | 2023 | RTO (Regenerative thermal oxidizer) | R4_THO_R-4 TTU | Natural Gas (Weighted U.S. Average) | Carbon Dioxide Non-Biogenic | 8356.9 | 0 | C
325199 | 1004314 | 2023 | RTO (Regenerative thermal oxidizer) | R4_THO_R-4 TTU | Natural Gas (Weighted U.S. Average) | Carbon Dioxide Total | 8356.9 | 0 | C
325199 | 1004314 | 2023 | RTO (Regenerative thermal oxidizer) | R4_THO_R-4 TTU | Natural Gas (Weighted U.S. Average) | Methane | 0.16 | 0 | C
325199 | 1004314 | 2023 | RTO (Regenerative thermal oxidizer) | R4_THO_R-4 TTU | Natural Gas (Weighted U.S. Average) | Methane (Co2 eq) | 3.9 | 0 | C
325199 | 1004314 | 2023 | RTO (Regenerative thermal oxidizer) | R4_THO_R-4 TTU | Natural Gas (Weighted U.S. Average) | Nitrous Oxide | 0.016 | 0 | C
325199 | 1004314 | 2023 | RTO (Regenerative thermal oxidizer) | R4_THO_R-4 TTU | Natural Gas (Weighted U.S. Average) | Nitrous Oxide (Co2 eq) | 4.7 | 0 | C
325199 | 1004314 | 2023 | RICE (Reciprocating internal combustion engine) | UTIL_ICE_WD01_WATER DIST PORTABLE ENGINE | Distillate Fuel Oil No. 2 | Carbon Dioxide Biogenic | 0 | 0 | C
325199 | 1004314 | 2023 | RICE (Reciprocating internal combustion engine) | UTIL_ICE_WD01_WATER DIST PORTABLE ENGINE | Distillate Fuel Oil No. 2 | Carbon Dioxide Non-Biogenic | 0.8 | 0 | C
325199 | 1004314 | 2023 | RICE (Reciprocating internal combustion engine) | UTIL_ICE_WD01_WATER DIST PORTABLE ENGINE | Distillate Fuel Oil No. 2 | Carbon Dioxide Total | 0.8 | 0 | C
325199 | 1004314 | 2023 | RICE (Reciprocating internal combustion engine) | UTIL_ICE_WD01_WATER DIST PORTABLE ENGINE | Distillate Fuel Oil No. 2 | Methane | 0 | 0 | C
325199 | 1004314 | 2023 | RICE (Reciprocating internal combustion engine) | UTIL_ICE_WD01_WATER DIST PORTABLE ENGINE | Distillate Fuel Oil No. 2 | Methane (Co2 eq) | 0 | 0 | C
325199 | 1004314 | 2023 | RICE (Reciprocating internal combustion engine) | UTIL_ICE_WD01_WATER DIST PORTABLE ENGINE | Distillate Fuel Oil No. 2 | Nitrous Oxide | 0 | 0 | C
325199 | 1004314 | 2023 | RICE (Reciprocating internal combustion engine) | UTIL_ICE_WD01_WATER DIST PORTABLE ENGINE | Distillate Fuel Oil No. 2 | Nitrous Oxide (Co2 eq) | 0 | 0 | C
325193 | 1004331 | 2023 |  | GP-01 | Natural Gas (Weighted U.S. Average) | Carbon Dioxide Biogenic | 0 | 0 | C
325193 | 1004331 | 2023 |  | GP-01 | Natural Gas (Weighted U.S. Average) | Carbon Dioxide Non-Biogenic | 75776.9 | 0 | C
325193 | 1004331 | 2023 |  | GP-01 | Natural Gas (Weighted U.S. Average) | Carbon Dioxide Total | 75776.9 | 0 | C
325193 | 1004331 | 2023 |  | GP-01 | Natural Gas (Weighted U.S. Average) | Methane | 1.43 | 0 | C
325193 | 1004331 | 2023 |  | GP-01 | Natural Gas (Weighted U.S. Average) | Methane (Co2 eq) | 35.7 | 0 | C
325193 | 1004331 | 2023 |  | GP-01 | Natural Gas (Weighted U.S. Average) | Nitrous Oxide | 0.143 | 0 | C
325193 | 1004331 | 2023 |  | GP-01 | Natural Gas (Weighted U.S. Average) | Nitrous Oxide (Co2 eq) | 42.6 | 0 | C
325193 | 1004332 | 2023 |  | GP-Dryer/TO | Natural Gas (Weighted U.S. Average) | Carbon Dioxide Biogenic | 0 | 0 | C
325193 | 1004332 | 2023 |  | GP-Dryer/TO | Natural Gas (Weighted U.S. Average) | Carbon Dioxide Non-Biogenic | 101066 | 0 | C
325193 | 1004332 | 2023 |  | GP-Dryer/TO | Natural Gas (Weighted U.S. Average) | Carbon Dioxide Total | 101066 | 0 | C
325193 | 1004332 | 2023 |  | GP-Dryer/TO | Natural Gas (Weighted U.S. Average) | Methane | 1.9 | 0 | C
325193 | 1004332 | 2023 |  | GP-Dryer/TO | Natural Gas (Weighted U.S. Average) | Methane (Co2 eq) | 47.6 | 0 | C
325193 | 1004332 | 2023 |  | GP-Dryer/TO | Natural Gas (Weighted U.S. Average) | Nitrous Oxide | 0.19 | 0 | C
325193 | 1004332 | 2023 |  | GP-Dryer/TO | Natural Gas (Weighted U.S. Average) | Nitrous Oxide (Co2 eq) | 56.8 | 0 | C
325311 | 1004340 | 2023 |  | AM01 |  | Carbon Dioxide | 1126460.7 |  | G
325311 | 1004340 | 2023 |  | CP-001 | Natural Gas (Weighted U.S. Average) | Carbon Dioxide Biogenic | 0 | 7106517487 | C
325311 | 1004340 | 2023 |  | CP-001 | Natural Gas (Weighted U.S. Average) | Carbon Dioxide Non-Biogenic | 381586.8 | 7106517487 | C
325311 | 1004340 | 2023 |  | CP-001 | Natural Gas (Weighted U.S. Average) | Carbon Dioxide Total | 381586.8 | 7106517487 | C
325311 | 1004340 | 2023 |  | CP-001 | Natural Gas (Weighted U.S. Average) | Methane | 7.29 | 7106517487 | C
325311 | 1004340 | 2023 |  | CP-001 | Natural Gas (Weighted U.S. Average) | Methane (Co2 eq) | 182.3 | 7106517487 | C
325311 | 1004340 | 2023 |  | CP-001 | Natural Gas (Weighted U.S. Average) | Nitrous Oxide | 0.729 | 7106517487 | C
325311 | 1004340 | 2023 |  | CP-001 | Natural Gas (Weighted U.S. Average) | Nitrous Oxide (Co2 eq) | 217.3 | 7106517487 | C
325311 | 1004340 | 2023 |  | N101 |  | Nitrous Oxide | 135.7186 |  | V
325311 | 1004340 | 2023 |  | N201 |  | Nitrous Oxide | 59.7695 |  | V
325414 | 1004343 | 2023 | CFB (Boiler, circulating fluidized bed) | Boiler #3 Cleaver Brooks WT200 CN3 | Distillate Fuel Oil No. 2 | Carbon Dioxide Biogenic | 0 | 0 | C
325414 | 1004343 | 2023 | CFB (Boiler, circulating fluidized bed) | Boiler #3 Cleaver Brooks WT200 CN3 | Distillate Fuel Oil No. 2 | Carbon Dioxide Non-Biogenic | 0 | 0 | C
325414 | 1004343 | 2023 | CFB (Boiler, circulating fluidized bed) | Boiler #3 Cleaver Brooks WT200 CN3 | Distillate Fuel Oil No. 2 | Carbon Dioxide Total | 0 | 0 | C
325414 | 1004343 | 2023 | CFB (Boiler, circulating fluidized bed) | Boiler #3 Cleaver Brooks WT200 CN3 | Distillate Fuel Oil No. 2 | Methane | 0 | 0 | C
325414 | 1004343 | 2023 | CFB (Boiler, circulating fluidized bed) | Boiler #3 Cleaver Brooks WT200 CN3 | Distillate Fuel Oil No. 2 | Methane (Co2 eq) | 0 | 0 | C
325414 | 1004343 | 2023 | CFB (Boiler, circulating fluidized bed) | Boiler #3 Cleaver Brooks WT200 CN3 | Distillate Fuel Oil No. 2 | Nitrous Oxide | 0 | 0 | C
325414 | 1004343 | 2023 | CFB (Boiler, circulating fluidized bed) | Boiler #3 Cleaver Brooks WT200 CN3 | Distillate Fuel Oil No. 2 | Nitrous Oxide (Co2 eq) | 0 | 0 | C
325414 | 1004343 | 2023 | CFB (Boiler, circulating fluidized bed) | Boiler #3 Cleaver Brooks WT200 CN3 | Natural Gas (Weighted U.S. Average) | Carbon Dioxide Biogenic | 0 | 0 | C
325414 | 1004343 | 2023 | CFB (Boiler, circulating fluidized bed) | Boiler #3 Cleaver Brooks WT200 CN3 | Natural Gas (Weighted U.S. Average) | Carbon Dioxide Non-Biogenic | 1648 | 0 | C
325414 | 1004343 | 2023 | CFB (Boiler, circulating fluidized bed) | Boiler #3 Cleaver Brooks WT200 CN3 | Natural Gas (Weighted U.S. Average) | Carbon Dioxide Total | 1648 | 0 | C
325414 | 1004343 | 2023 | CFB (Boiler, circulating fluidized bed) | Boiler #3 Cleaver Brooks WT200 CN3 | Natural Gas (Weighted U.S. Average) | Methane | 0.03 | 0 | C
325414 | 1004343 | 2023 | CFB (Boiler, circulating fluidized bed) | Boiler #3 Cleaver Brooks WT200 CN3 | Natural Gas (Weighted U.S. Average) | Methane (Co2 eq) | 0.8 | 0 | C
325414 | 1004343 | 2023 | CFB (Boiler, circulating fluidized bed) | Boiler #3 Cleaver Brooks WT200 CN3 | Natural Gas (Weighted U.S. Average) | Nitrous Oxide | 0.003 | 0 | C
325414 | 1004343 | 2023 | CFB (Boiler, circulating fluidized bed) | Boiler #3 Cleaver Brooks WT200 CN3 | Natural Gas (Weighted U.S. Average) | Nitrous Oxide (Co2 eq) | 0.9 | 0 | C
325414 | 1004343 | 2023 | CFB (Boiler, circulating fluidized bed) | Boiler #4 Cleaver Brooks WT200 CN3 | Distillate Fuel Oil No. 2 | Carbon Dioxide Biogenic | 0 | 0 | C
325414 | 1004343 | 2023 | CFB (Boiler, circulating fluidized bed) | Boiler #4 Cleaver Brooks WT200 CN3 | Distillate Fuel Oil No. 2 | Carbon Dioxide Non-Biogenic | 0 | 0 | C
325414 | 1004343 | 2023 | CFB (Boiler, circulating fluidized bed) | Boiler #4 Cleaver Brooks WT200 CN3 | Distillate Fuel Oil No. 2 | Carbon Dioxide Total | 0 | 0 | C
325414 | 1004343 | 2023 | CFB (Boiler, circulating fluidized bed) | Boiler #4 Cleaver Brooks WT200 CN3 | Distillate Fuel Oil No. 2 | Methane | 0 | 0 | C
325414 | 1004343 | 2023 | CFB (Boiler, circulating fluidized bed) | Boiler #4 Cleaver Brooks WT200 CN3 | Distillate Fuel Oil No. 2 | Methane (Co2 eq) | 0 | 0 | C
325414 | 1004343 | 2023 | CFB (Boiler, circulating fluidized bed) | Boiler #4 Cleaver Brooks WT200 CN3 | Distillate Fuel Oil No. 2 | Nitrous Oxide | 0 | 0 | C
325414 | 1004343 | 2023 | CFB (Boiler, circulating fluidized bed) | Boiler #4 Cleaver Brooks WT200 CN3 | Distillate Fuel Oil No. 2 | Nitrous Oxide (Co2 eq) | 0 | 0 | C
325414 | 1004343 | 2023 | CFB (Boiler, circulating fluidized bed) | Boiler #4 Cleaver Brooks WT200 CN3 | Natural Gas (Weighted U.S. Average) | Carbon Dioxide Biogenic | 0 | 0 | C
325414 | 1004343 | 2023 | CFB (Boiler, circulating fluidized bed) | Boiler #4 Cleaver Brooks WT200 CN3 | Natural Gas (Weighted U.S. Average) | Carbon Dioxide Non-Biogenic | 2380 | 0 | C
325414 | 1004343 | 2023 | CFB (Boiler, circulating fluidized bed) | Boiler #4 Cleaver Brooks WT200 CN3 | Natural Gas (Weighted U.S. Average) | Carbon Dioxide Total | 2380 | 0 | C
325414 | 1004343 | 2023 | CFB (Boiler, circulating fluidized bed) | Boiler #4 Cleaver Brooks WT200 CN3 | Natural Gas (Weighted U.S. Average) | Methane | 0.04 | 0 | C
325414 | 1004343 | 2023 | CFB (Boiler, circulating fluidized bed) | Boiler #4 Cleaver Brooks WT200 CN3 | Natural Gas (Weighted U.S. Average) | Methane (Co2 eq) | 1.1 | 0 | C
325414 | 1004343 | 2023 | CFB (Boiler, circulating fluidized bed) | Boiler #4 Cleaver Brooks WT200 CN3 | Natural Gas (Weighted U.S. Average) | Nitrous Oxide | 0.004 | 0 | C
325414 | 1004343 | 2023 | CFB (Boiler, circulating fluidized bed) | Boiler #4 Cleaver Brooks WT200 CN3 | Natural Gas (Weighted U.S. Average) | Nitrous Oxide (Co2 eq) | 1.3 | 0 | C
325414 | 1004343 | 2023 | SCCT (CT (Turbine, simple cycle combustion)) | Cogen #1 Solar Taurus Model 60 | Distillate Fuel Oil No. 2 | Carbon Dioxide Biogenic | 0 | 0 | C
325414 | 1004343 | 2023 | SCCT (CT (Turbine, simple cycle combustion)) | Cogen #1 Solar Taurus Model 60 | Distillate Fuel Oil No. 2 | Carbon Dioxide Non-Biogenic | 180.4 | 0 | C
325414 | 1004343 | 2023 | SCCT (CT (Turbine, simple cycle combustion)) | Cogen #1 Solar Taurus Model 60 | Distillate Fuel Oil No. 2 | Carbon Dioxide Total | 180.4 | 0 | C
325414 | 1004343 | 2023 | SCCT (CT (Turbine, simple cycle combustion)) | Cogen #1 Solar Taurus Model 60 | Distillate Fuel Oil No. 2 | Methane | 0.01 | 0 | C
325414 | 1004343 | 2023 | SCCT (CT (Turbine, simple cycle combustion)) | Cogen #1 Solar Taurus Model 60 | Distillate Fuel Oil No. 2 | Methane (Co2 eq) | 0.2 | 0 | C
325414 | 1004343 | 2023 | SCCT (CT (Turbine, simple cycle combustion)) | Cogen #1 Solar Taurus Model 60 | Distillate Fuel Oil No. 2 | Nitrous Oxide | 0.001 | 0 | C
325414 | 1004343 | 2023 | SCCT (CT (Turbine, simple cycle combustion)) | Cogen #1 Solar Taurus Model 60 | Distillate Fuel Oil No. 2 | Nitrous Oxide (Co2 eq) | 0.4 | 0 | C
325414 | 1004343 | 2023 | SCCT (CT (Turbine, simple cycle combustion)) | Cogen #1 Solar Taurus Model 60 | Natural Gas (Weighted U.S. Average) | Carbon Dioxide Biogenic | 0 | 0 | C
325414 | 1004343 | 2023 | SCCT (CT (Turbine, simple cycle combustion)) | Cogen #1 Solar Taurus Model 60 | Natural Gas (Weighted U.S. Average) | Carbon Dioxide Non-Biogenic | 24692.6 | 0 | C
325414 | 1004343 | 2023 | SCCT (CT (Turbine, simple cycle combustion)) | Cogen #1 Solar Taurus Model 60 | Natural Gas (Weighted U.S. Average) | Carbon Dioxide Total | 24692.6 | 0 | C
325414 | 1004343 | 2023 | SCCT (CT (Turbine, simple cycle combustion)) | Cogen #1 Solar Taurus Model 60 | Natural Gas (Weighted U.S. Average) | Methane | 0.47 | 0 | C
325414 | 1004343 | 2023 | SCCT (CT (Turbine, simple cycle combustion)) | Cogen #1 Solar Taurus Model 60 | Natural Gas (Weighted U.S. Average) | Methane (Co2 eq) | 11.6 | 0 | C
325414 | 1004343 | 2023 | SCCT (CT (Turbine, simple cycle combustion)) | Cogen #1 Solar Taurus Model 60 | Natural Gas (Weighted U.S. Average) | Nitrous Oxide | 0.047 | 0 | C
325414 | 1004343 | 2023 | SCCT (CT (Turbine, simple cycle combustion)) | Cogen #1 Solar Taurus Model 60 | Natural Gas (Weighted U.S. Average) | Nitrous Oxide (Co2 eq) | 13.9 | 0 | C
325414 | 1004343 | 2023 | SCCT (CT (Turbine, simple cycle combustion)) | Cogen #2 Solar Taurus Model 60 | Distillate Fuel Oil No. 2 | Carbon Dioxide Biogenic | 0 | 0 | C
325414 | 1004343 | 2023 | SCCT (CT (Turbine, simple cycle combustion)) | Cogen #2 Solar Taurus Model 60 | Distillate Fuel Oil No. 2 | Carbon Dioxide Non-Biogenic | 336.4 | 0 | C
325414 | 1004343 | 2023 | SCCT (CT (Turbine, simple cycle combustion)) | Cogen #2 Solar Taurus Model 60 | Distillate Fuel Oil No. 2 | Carbon Dioxide Total | 336.4 | 0 | C
325414 | 1004343 | 2023 | SCCT (CT (Turbine, simple cycle combustion)) | Cogen #2 Solar Taurus Model 60 | Distillate Fuel Oil No. 2 | Methane | 0.01 | 0 | C
325414 | 1004343 | 2023 | SCCT (CT (Turbine, simple cycle combustion)) | Cogen #2 Solar Taurus Model 60 | Distillate Fuel Oil No. 2 | Methane (Co2 eq) | 0.3 | 0 | C
325414 | 1004343 | 2023 | SCCT (CT (Turbine, simple cycle combustion)) | Cogen #2 Solar Taurus Model 60 | Distillate Fuel Oil No. 2 | Nitrous Oxide | 0.003 | 0 | C
325414 | 1004343 | 2023 | SCCT (CT (Turbine, simple cycle combustion)) | Cogen #2 Solar Taurus Model 60 | Distillate Fuel Oil No. 2 | Nitrous Oxide (Co2 eq) | 0.8 | 0 | C
325414 | 1004343 | 2023 | SCCT (CT (Turbine, simple cycle combustion)) | Cogen #2 Solar Taurus Model 60 | Natural Gas (Weighted U.S. Average) | Carbon Dioxide Biogenic | 0 | 0 | C
325414 | 1004343 | 2023 | SCCT (CT (Turbine, simple cycle combustion)) | Cogen #2 Solar Taurus Model 60 | Natural Gas (Weighted U.S. Average) | Carbon Dioxide Non-Biogenic | 17673.1 | 0 | C
325414 | 1004343 | 2023 | SCCT (CT (Turbine, simple cycle combustion)) | Cogen #2 Solar Taurus Model 60 | Natural Gas (Weighted U.S. Average) | Carbon Dioxide Total | 17673.1 | 0 | C
325414 | 1004343 | 2023 | SCCT (CT (Turbine, simple cycle combustion)) | Cogen #2 Solar Taurus Model 60 | Natural Gas (Weighted U.S. Average) | Methane | 0.33 | 0 | C
325414 | 1004343 | 2023 | SCCT (CT (Turbine, simple cycle combustion)) | Cogen #2 Solar Taurus Model 60 | Natural Gas (Weighted U.S. Average) | Methane (Co2 eq) | 8.3 | 0 | C
325414 | 1004343 | 2023 | SCCT (CT (Turbine, simple cycle combustion)) | Cogen #2 Solar Taurus Model 60 | Natural Gas (Weighted U.S. Average) | Nitrous Oxide | 0.033 | 0 | C
325414 | 1004343 | 2023 | SCCT (CT (Turbine, simple cycle combustion)) | Cogen #2 Solar Taurus Model 60 | Natural Gas (Weighted U.S. Average) | Nitrous Oxide (Co2 eq) | 9.9 | 0 | C
325414 | 1004343 | 2023 |  | GP- Building A - Kitchen & Heaters | Natural Gas (Weighted U.S. Average) | Carbon Dioxide Biogenic | 0 | 0 | C
325414 | 1004343 | 2023 |  | GP- Building A - Kitchen & Heaters | Natural Gas (Weighted U.S. Average) | Carbon Dioxide Non-Biogenic | 0 | 0 | C
325414 | 1004343 | 2023 |  | GP- Building A - Kitchen & Heaters | Natural Gas (Weighted U.S. Average) | Carbon Dioxide Total | 0 | 0 | C
325414 | 1004343 | 2023 |  | GP- Building A - Kitchen & Heaters | Natural Gas (Weighted U.S. Average) | Methane | 0 | 0 | C
325414 | 1004343 | 2023 |  | GP- Building A - Kitchen & Heaters | Natural Gas (Weighted U.S. Average) | Methane (Co2 eq) | 0 | 0 | C
325414 | 1004343 | 2023 |  | GP- Building A - Kitchen & Heaters | Natural Gas (Weighted U.S. Average) | Nitrous Oxide | 0 | 0 | C
325414 | 1004343 | 2023 |  | GP- Building A - Kitchen & Heaters | Natural Gas (Weighted U.S. Average) | Nitrous Oxide (Co2 eq) | 0 | 0 | C
325414 | 1004343 | 2023 |  | GP- Building J - Space and Water Heaters | Natural Gas (Weighted U.S. Average) | Carbon Dioxide Biogenic | 0 | 0 | C
325414 | 1004343 | 2023 |  | GP- Building J - Space and Water Heaters | Natural Gas (Weighted U.S. Average) | Carbon Dioxide Non-Biogenic | 91.4 | 0 | C
325414 | 1004343 | 2023 |  | GP- Building J - Space and Water Heaters | Natural Gas (Weighted U.S. Average) | Carbon Dioxide Total | 91.4 | 0 | C
325414 | 1004343 | 2023 |  | GP- Building J - Space and Water Heaters | Natural Gas (Weighted U.S. Average) | Methane | 0 | 0 | C
325414 | 1004343 | 2023 |  | GP- Building J - Space and Water Heaters | Natural Gas (Weighted U.S. Average) | Methane (Co2 eq) | 0 | 0 | C
325414 | 1004343 | 2023 |  | GP- Building J - Space and Water Heaters | Natural Gas (Weighted U.S. Average) | Nitrous Oxide | 0 | 0 | C
325414 | 1004343 | 2023 |  | GP- Building J - Space and Water Heaters | Natural Gas (Weighted U.S. Average) | Nitrous Oxide (Co2 eq) | 0.1 | 0 | C
325414 | 1004343 | 2023 |  | GP- Building K Boilers and Water Heaters | Natural Gas (Weighted U.S. Average) | Carbon Dioxide Biogenic | 0 | 0 | C
325414 | 1004343 | 2023 |  | GP- Building K Boilers and Water Heaters | Natural Gas (Weighted U.S. Average) | Carbon Dioxide Non-Biogenic | 311 | 0 | C
325414 | 1004343 | 2023 |  | GP- Building K Boilers and Water Heaters | Natural Gas (Weighted U.S. Average) | Carbon Dioxide Total | 311 | 0 | C
325414 | 1004343 | 2023 |  | GP- Building K Boilers and Water Heaters | Natural Gas (Weighted U.S. Average) | Methane | 0.01 | 0 | C
325414 | 1004343 | 2023 |  | GP- Building K Boilers and Water Heaters | Natural Gas (Weighted U.S. Average) | Methane (Co2 eq) | 0.1 | 0 | C
325414 | 1004343 | 2023 |  | GP- Building K Boilers and Water Heaters | Natural Gas (Weighted U.S. Average) | Nitrous Oxide | 0.001 | 0 | C
325414 | 1004343 | 2023 |  | GP- Building K Boilers and Water Heaters | Natural Gas (Weighted U.S. Average) | Nitrous Oxide (Co2 eq) | 0.2 | 0 | C
311421 | 1004365 | 2023 |  | GP-1 | Natural Gas (Weighted U.S. Average) | Carbon Dioxide Biogenic | 0 | 0 | C
311421 | 1004365 | 2023 |  | GP-1 | Natural Gas (Weighted U.S. Average) | Carbon Dioxide Non-Biogenic | 8759.1 | 0 | C
311421 | 1004365 | 2023 |  | GP-1 | Natural Gas (Weighted U.S. Average) | Carbon Dioxide Total | 8759.1 | 0 | C
311421 | 1004365 | 2023 |  | GP-1 | Natural Gas (Weighted U.S. Average) | Methane | 0.17 | 0 | C
311421 | 1004365 | 2023 |  | GP-1 | Natural Gas (Weighted U.S. Average) | Methane (Co2 eq) | 4.1 | 0 | C
311421 | 1004365 | 2023 |  | GP-1 | Natural Gas (Weighted U.S. Average) | Nitrous Oxide | 0.017 | 0 | C
311421 | 1004365 | 2023 |  | GP-1 | Natural Gas (Weighted U.S. Average) | Nitrous Oxide (Co2 eq) | 4.9 | 0 | C
311421 | 1004365 | 2023 |  | GP-1 | Other Biomass Gases | Carbon Dioxide Biogenic | 1838.9 | 0 | C
311421 | 1004365 | 2023 |  | GP-1 | Other Biomass Gases | Carbon Dioxide Non-Biogenic | 0 | 0 | C
311421 | 1004365 | 2023 |  | GP-1 | Other Biomass Gases | Carbon Dioxide Total | 1838.9 | 0 | C
311421 | 1004365 | 2023 |  | GP-1 | Other Biomass Gases | Methane | 0.11 | 0 | C
311421 | 1004365 | 2023 |  | GP-1 | Other Biomass Gases | Methane (Co2 eq) | 2.8 | 0 | C
311421 | 1004365 | 2023 |  | GP-1 | Other Biomass Gases | Nitrous Oxide | 0.022 | 0 | C
311421 | 1004365 | 2023 |  | GP-1 | Other Biomass Gases | Nitrous Oxide (Co2 eq) | 6.6 | 0 | C
311421 | 1004365 | 2023 |  | GP-2 | Distillate Fuel Oil No. 2 | Carbon Dioxide Biogenic | 0 | 0 | C
311421 | 1004365 | 2023 |  | GP-2 | Distillate Fuel Oil No. 2 | Carbon Dioxide Non-Biogenic | 0 | 0 | C
311421 | 1004365 | 2023 |  | GP-2 | Distillate Fuel Oil No. 2 | Carbon Dioxide Total | 0 | 0 | C
311421 | 1004365 | 2023 |  | GP-2 | Distillate Fuel Oil No. 2 | Methane | 0 | 0 | C
311421 | 1004365 | 2023 |  | GP-2 | Distillate Fuel Oil No. 2 | Methane (Co2 eq) | 0 | 0 | C
311421 | 1004365 | 2023 |  | GP-2 | Distillate Fuel Oil No. 2 | Nitrous Oxide | 0 | 0 | C
311421 | 1004365 | 2023 |  | GP-2 | Distillate Fuel Oil No. 2 | Nitrous Oxide (Co2 eq) | 0 | 0 | C
311421 | 1004365 | 2023 |  | GP-2 | Natural Gas (Weighted U.S. Average) | Carbon Dioxide Biogenic | 0 | 0 | C
311421 | 1004365 | 2023 |  | GP-2 | Natural Gas (Weighted U.S. Average) | Carbon Dioxide Non-Biogenic | 13191.3 | 0 | C
311421 | 1004365 | 2023 |  | GP-2 | Natural Gas (Weighted U.S. Average) | Carbon Dioxide Total | 13191.3 | 0 | C
311421 | 1004365 | 2023 |  | GP-2 | Natural Gas (Weighted U.S. Average) | Methane | 0.25 | 0 | C
311421 | 1004365 | 2023 |  | GP-2 | Natural Gas (Weighted U.S. Average) | Methane (Co2 eq) | 6.2 | 0 | C
311421 | 1004365 | 2023 |  | GP-2 | Natural Gas (Weighted U.S. Average) | Nitrous Oxide | 0.025 | 0 | C
311421 | 1004365 | 2023 |  | GP-2 | Natural Gas (Weighted U.S. Average) | Nitrous Oxide (Co2 eq) | 7.4 | 0 | C
311421 | 1004365 | 2023 | CCCT (CC (Turbine, combined cycle)) | GT | Natural Gas (Weighted U.S. Average) | Carbon Dioxide Biogenic | 0 | 0 | C
311421 | 1004365 | 2023 | CCCT (CC (Turbine, combined cycle)) | GT | Natural Gas (Weighted U.S. Average) | Carbon Dioxide Non-Biogenic | 103682.2 | 0 | C
311421 | 1004365 | 2023 | CCCT (CC (Turbine, combined cycle)) | GT | Natural Gas (Weighted U.S. Average) | Carbon Dioxide Total | 103682.2 | 0 | C
311421 | 1004365 | 2023 | CCCT (CC (Turbine, combined cycle)) | GT | Natural Gas (Weighted U.S. Average) | Methane | 1.95 | 0 | C
311421 | 1004365 | 2023 | CCCT (CC (Turbine, combined cycle)) | GT | Natural Gas (Weighted U.S. Average) | Methane (Co2 eq) | 48.9 | 0 | C
311421 | 1004365 | 2023 | CCCT (CC (Turbine, combined cycle)) | GT | Natural Gas (Weighted U.S. Average) | Nitrous Oxide | 0.195 | 0 | C
311421 | 1004365 | 2023 | CCCT (CC (Turbine, combined cycle)) | GT | Natural Gas (Weighted U.S. Average) | Nitrous Oxide (Co2 eq) | 58.2 | 0 | C
311230 | 1004366 | 2023 |  | CP- | Distillate Fuel Oil No. 2 | Carbon Dioxide Biogenic | 0 | 0 | C
311230 | 1004366 | 2023 |  | CP- | Distillate Fuel Oil No. 2 | Carbon Dioxide Non-Biogenic | 0 | 0 | C
311230 | 1004366 | 2023 |  | CP- | Distillate Fuel Oil No. 2 | Carbon Dioxide Total | 0 | 0 | C
311230 | 1004366 | 2023 |  | CP- | Distillate Fuel Oil No. 2 | Methane | 0 | 0 | C
311230 | 1004366 | 2023 |  | CP- | Distillate Fuel Oil No. 2 | Methane (Co2 eq) | 0 | 0 | C
311230 | 1004366 | 2023 |  | CP- | Distillate Fuel Oil No. 2 | Nitrous Oxide | 0 | 0 | C
311230 | 1004366 | 2023 |  | CP- | Distillate Fuel Oil No. 2 | Nitrous Oxide (Co2 eq) | 0 | 0 | C
311230 | 1004366 | 2023 |  | CP- | Natural Gas (Weighted U.S. Average) | Carbon Dioxide Biogenic | 0 | 469287000 | C
311230 | 1004366 | 2023 |  | CP- | Natural Gas (Weighted U.S. Average) | Carbon Dioxide Non-Biogenic | 25547.8 | 469287000 | C
311230 | 1004366 | 2023 |  | CP- | Natural Gas (Weighted U.S. Average) | Carbon Dioxide Total | 25547.8 | 469287000 | C
311230 | 1004366 | 2023 |  | CP- | Natural Gas (Weighted U.S. Average) | Methane | 0.48 | 469287000 | C
311230 | 1004366 | 2023 |  | CP- | Natural Gas (Weighted U.S. Average) | Methane (Co2 eq) | 12 | 469287000 | C
311230 | 1004366 | 2023 |  | CP- | Natural Gas (Weighted U.S. Average) | Nitrous Oxide | 0.048 | 469287000 | C
311230 | 1004366 | 2023 |  | CP- | Natural Gas (Weighted U.S. Average) | Nitrous Oxide (Co2 eq) | 14.3 | 469287000 | C
325211 | 1004368 | 2023 | Flare | AM-1500 |  | Carbon Dioxide | 18.4 |  | X
325211 | 1004368 | 2023 | Flare | AM-1500 |  | Methane | 0 |  | X
325211 | 1004368 | 2023 | Flare | AM-1500 |  | Nitrous Oxide | 0 |  | X
325211 | 1004368 | 2023 | OB (Boiler, other) | Boiler 5301 | Fuel Gas | Carbon Dioxide Biogenic | 0 | 317325098 | C
325211 | 1004368 | 2023 | OB (Boiler, other) | Boiler 5301 | Fuel Gas | Carbon Dioxide Non-Biogenic | 9677.7 | 317325098 | C
325211 | 1004368 | 2023 | OB (Boiler, other) | Boiler 5301 | Fuel Gas | Carbon Dioxide Total | 9677.7 | 317325098 | C
325211 | 1004368 | 2023 | OB (Boiler, other) | Boiler 5301 | Fuel Gas | Methane | 1.22 | 317325098 | C
325211 | 1004368 | 2023 | OB (Boiler, other) | Boiler 5301 | Fuel Gas | Methane (Co2 eq) | 30.5 | 317325098 | C
325211 | 1004368 | 2023 | OB (Boiler, other) | Boiler 5301 | Fuel Gas | Nitrous Oxide | 0.244 | 317325098 | C
325211 | 1004368 | 2023 | OB (Boiler, other) | Boiler 5301 | Fuel Gas | Nitrous Oxide (Co2 eq) | 72.6 | 317325098 | C
325211 | 1004368 | 2023 | OB (Boiler, other) | Boiler 5301 | Natural Gas (Weighted U.S. Average) | Carbon Dioxide Biogenic | 0 | 1635975939 | C
325211 | 1004368 | 2023 | OB (Boiler, other) | Boiler 5301 | Natural Gas (Weighted U.S. Average) | Carbon Dioxide Non-Biogenic | 85789.8 | 1635975939 | C
325211 | 1004368 | 2023 | OB (Boiler, other) | Boiler 5301 | Natural Gas (Weighted U.S. Average) | Carbon Dioxide Total | 85789.8 | 1635975939 | C
325211 | 1004368 | 2023 | OB (Boiler, other) | Boiler 5301 | Natural Gas (Weighted U.S. Average) | Methane | 1.57 | 1635975939 | C
325211 | 1004368 | 2023 | OB (Boiler, other) | Boiler 5301 | Natural Gas (Weighted U.S. Average) | Methane (Co2 eq) | 39.2 | 1635975939 | C
325211 | 1004368 | 2023 | OB (Boiler, other) | Boiler 5301 | Natural Gas (Weighted U.S. Average) | Nitrous Oxide | 0.157 | 1635975939 | C
325211 | 1004368 | 2023 | OB (Boiler, other) | Boiler 5301 | Natural Gas (Weighted U.S. Average) | Nitrous Oxide (Co2 eq) | 46.7 | 1635975939 | C
325211 | 1004368 | 2023 | OB (Boiler, other) | Boiler 6301 | Fuel Gas | Carbon Dioxide Biogenic | 0 | 66439915 | C
325211 | 1004368 | 2023 | OB (Boiler, other) | Boiler 6301 | Fuel Gas | Carbon Dioxide Non-Biogenic | 1851 | 66439915 | C
325211 | 1004368 | 2023 | OB (Boiler, other) | Boiler 6301 | Fuel Gas | Carbon Dioxide Total | 1851 | 66439915 | C
325211 | 1004368 | 2023 | OB (Boiler, other) | Boiler 6301 | Fuel Gas | Methane | 0.22 | 66439915 | C
325211 | 1004368 | 2023 | OB (Boiler, other) | Boiler 6301 | Fuel Gas | Methane (Co2 eq) | 5.4 | 66439915 | C
325211 | 1004368 | 2023 | OB (Boiler, other) | Boiler 6301 | Fuel Gas | Nitrous Oxide | 0.043 | 66439915 | C
325211 | 1004368 | 2023 | OB (Boiler, other) | Boiler 6301 | Fuel Gas | Nitrous Oxide (Co2 eq) | 12.8 | 66439915 | C
325211 | 1004368 | 2023 | OB (Boiler, other) | Boiler 6301 | Natural Gas (Weighted U.S. Average) | Carbon Dioxide Biogenic | 0 | 1522052109 | C
325211 | 1004368 | 2023 | OB (Boiler, other) | Boiler 6301 | Natural Gas (Weighted U.S. Average) | Carbon Dioxide Non-Biogenic | 79815.7 | 1522052109 | C
325211 | 1004368 | 2023 | OB (Boiler, other) | Boiler 6301 | Natural Gas (Weighted U.S. Average) | Carbon Dioxide Total | 79815.7 | 1522052109 | C
325211 | 1004368 | 2023 | OB (Boiler, other) | Boiler 6301 | Natural Gas (Weighted U.S. Average) | Methane | 1.46 | 1522052109 | C
325211 | 1004368 | 2023 | OB (Boiler, other) | Boiler 6301 | Natural Gas (Weighted U.S. Average) | Methane (Co2 eq) | 36.5 | 1522052109 | C
325211 | 1004368 | 2023 | OB (Boiler, other) | Boiler 6301 | Natural Gas (Weighted U.S. Average) | Nitrous Oxide | 0.146 | 1522052109 | C
325211 | 1004368 | 2023 | OB (Boiler, other) | Boiler 6301 | Natural Gas (Weighted U.S. Average) | Nitrous Oxide (Co2 eq) | 43.4 | 1522052109 | C
325211 | 1004368 | 2023 | OB (Boiler, other) | Boiler 7301 | Fuel Gas | Carbon Dioxide Biogenic | 0 | 168763715 | C
325211 | 1004368 | 2023 | OB (Boiler, other) | Boiler 7301 | Fuel Gas | Carbon Dioxide Non-Biogenic | 3876 | 168763715 | C
325211 | 1004368 | 2023 | OB (Boiler, other) | Boiler 7301 | Fuel Gas | Carbon Dioxide Total | 3876 | 168763715 | C
325211 | 1004368 | 2023 | OB (Boiler, other) | Boiler 7301 | Fuel Gas | Methane | 0.54 | 168763715 | C
325211 | 1004368 | 2023 | OB (Boiler, other) | Boiler 7301 | Fuel Gas | Methane (Co2 eq) | 13.4 | 168763715 | C
325211 | 1004368 | 2023 | OB (Boiler, other) | Boiler 7301 | Fuel Gas | Nitrous Oxide | 0.107 | 168763715 | C
325211 | 1004368 | 2023 | OB (Boiler, other) | Boiler 7301 | Fuel Gas | Nitrous Oxide (Co2 eq) | 32 | 168763715 | C
325211 | 1004368 | 2023 | OB (Boiler, other) | Boiler 7301 | Natural Gas (Weighted U.S. Average) | Carbon Dioxide Biogenic | 0 | 1537107148 | C
325211 | 1004368 | 2023 | OB (Boiler, other) | Boiler 7301 | Natural Gas (Weighted U.S. Average) | Carbon Dioxide Non-Biogenic | 80605.1 | 1537107148 | C
325211 | 1004368 | 2023 | OB (Boiler, other) | Boiler 7301 | Natural Gas (Weighted U.S. Average) | Carbon Dioxide Total | 80605.1 | 1537107148 | C
325211 | 1004368 | 2023 | OB (Boiler, other) | Boiler 7301 | Natural Gas (Weighted U.S. Average) | Methane | 1.47 | 1537107148 | C
325211 | 1004368 | 2023 | OB (Boiler, other) | Boiler 7301 | Natural Gas (Weighted U.S. Average) | Methane (Co2 eq) | 36.8 | 1537107148 | C
325211 | 1004368 | 2023 | OB (Boiler, other) | Boiler 7301 | Natural Gas (Weighted U.S. Average) | Nitrous Oxide | 0.147 | 1537107148 | C
325211 | 1004368 | 2023 | OB (Boiler, other) | Boiler 7301 | Natural Gas (Weighted U.S. Average) | Nitrous Oxide (Co2 eq) | 43.9 | 1537107148 | C
325211 | 1004368 | 2023 | SCCT (CT (Turbine, simple cycle combustion)) | Cogen | Fuel Gas | Carbon Dioxide Biogenic | 0 | 387127913 | C
325211 | 1004368 | 2023 | SCCT (CT (Turbine, simple cycle combustion)) | Cogen | Fuel Gas | Carbon Dioxide Non-Biogenic | 4865.9 | 387127913 | C
325211 | 1004368 | 2023 | SCCT (CT (Turbine, simple cycle combustion)) | Cogen | Fuel Gas | Carbon Dioxide Total | 4865.9 | 387127913 | C
325211 | 1004368 | 2023 | SCCT (CT (Turbine, simple cycle combustion)) | Cogen | Fuel Gas | Methane | 0.73 | 387127913 | C
325211 | 1004368 | 2023 | SCCT (CT (Turbine, simple cycle combustion)) | Cogen | Fuel Gas | Methane (Co2 eq) | 18.3 | 387127913 | C
325211 | 1004368 | 2023 | SCCT (CT (Turbine, simple cycle combustion)) | Cogen | Fuel Gas | Nitrous Oxide | 0.146 | 387127913 | C
325211 | 1004368 | 2023 | SCCT (CT (Turbine, simple cycle combustion)) | Cogen | Fuel Gas | Nitrous Oxide (Co2 eq) | 43.5 | 387127913 | C
325211 | 1004368 | 2023 | SCCT (CT (Turbine, simple cycle combustion)) | Cogen | Natural Gas (Weighted U.S. Average) | Carbon Dioxide Biogenic | 0 | 4689736366 | C
325211 | 1004368 | 2023 | SCCT (CT (Turbine, simple cycle combustion)) | Cogen | Natural Gas (Weighted U.S. Average) | Carbon Dioxide Non-Biogenic | 245927.5 | 4689736366 | C
325211 | 1004368 | 2023 | SCCT (CT (Turbine, simple cycle combustion)) | Cogen | Natural Gas (Weighted U.S. Average) | Carbon Dioxide Total | 245927.5 | 4689736366 | C
325211 | 1004368 | 2023 | SCCT (CT (Turbine, simple cycle combustion)) | Cogen | Natural Gas (Weighted U.S. Average) | Methane | 4.49 | 4689736366 | C
325211 | 1004368 | 2023 | SCCT (CT (Turbine, simple cycle combustion)) | Cogen | Natural Gas (Weighted U.S. Average) | Methane (Co2 eq) | 112.3 | 4689736366 | C
325211 | 1004368 | 2023 | SCCT (CT (Turbine, simple cycle combustion)) | Cogen | Natural Gas (Weighted U.S. Average) | Nitrous Oxide | 0.449 | 4689736366 | C
325211 | 1004368 | 2023 | SCCT (CT (Turbine, simple cycle combustion)) | Cogen | Natural Gas (Weighted U.S. Average) | Nitrous Oxide (Co2 eq) | 133.9 | 4689736366 | C
325211 | 1004368 | 2023 | F (Furnace) | DB-105 | Fuel Gas | Carbon Dioxide Biogenic | 0 | 2643917680 | C
325211 | 1004368 | 2023 | F (Furnace) | DB-105 | Fuel Gas | Carbon Dioxide Non-Biogenic | 119033 | 2643917680 | C
325211 | 1004368 | 2023 | F (Furnace) | DB-105 | Fuel Gas | Carbon Dioxide Total | 119033 | 2643917680 | C
325211 | 1004368 | 2023 | F (Furnace) | DB-105 | Fuel Gas | Methane | 7.27 | 2643917680 | C
325211 | 1004368 | 2023 | F (Furnace) | DB-105 | Fuel Gas | Methane (Co2 eq) | 181.6 | 2643917680 | C
325211 | 1004368 | 2023 | F (Furnace) | DB-105 | Fuel Gas | Nitrous Oxide | 1.453 | 2643917680 | C
325211 | 1004368 | 2023 | F (Furnace) | DB-105 | Fuel Gas | Nitrous Oxide (Co2 eq) | 433 | 2643917680 | C
325211 | 1004368 | 2023 | F (Furnace) | DB-106 | Fuel Gas | Carbon Dioxide Biogenic | 0 | 2045914899 | C
325211 | 1004368 | 2023 | F (Furnace) | DB-106 | Fuel Gas | Carbon Dioxide Non-Biogenic | 98356.1 | 2045914899 | C
325211 | 1004368 | 2023 | F (Furnace) | DB-106 | Fuel Gas | Carbon Dioxide Total | 98356.1 | 2045914899 | C
325211 | 1004368 | 2023 | F (Furnace) | DB-106 | Fuel Gas | Methane | 5.87 | 2045914899 | C
325211 | 1004368 | 2023 | F (Furnace) | DB-106 | Fuel Gas | Methane (Co2 eq) | 146.7 | 2045914899 | C
325211 | 1004368 | 2023 | F (Furnace) | DB-106 | Fuel Gas | Nitrous Oxide | 1.174 | 2045914899 | C
325211 | 1004368 | 2023 | F (Furnace) | DB-106 | Fuel Gas | Nitrous Oxide (Co2 eq) | 349.7 | 2045914899 | C
325211 | 1004368 | 2023 | F (Furnace) | DB-107 | Fuel Gas | Carbon Dioxide Biogenic | 0 | 2969498123 | C
325211 | 1004368 | 2023 | F (Furnace) | DB-107 | Fuel Gas | Carbon Dioxide Non-Biogenic | 131437.5 | 2969498123 | C
325211 | 1004368 | 2023 | F (Furnace) | DB-107 | Fuel Gas | Carbon Dioxide Total | 131437.5 | 2969498123 | C
325211 | 1004368 | 2023 | F (Furnace) | DB-107 | Fuel Gas | Methane | 8.07 | 2969498123 | C
325211 | 1004368 | 2023 | F (Furnace) | DB-107 | Fuel Gas | Methane (Co2 eq) | 201.8 | 2969498123 | C
325211 | 1004368 | 2023 | F (Furnace) | DB-107 | Fuel Gas | Nitrous Oxide | 1.614 | 2969498123 | C
325211 | 1004368 | 2023 | F (Furnace) | DB-107 | Fuel Gas | Nitrous Oxide (Co2 eq) | 481 | 2969498123 | C
325211 | 1004368 | 2023 | F (Furnace) | DB-108 | Fuel Gas | Carbon Dioxide Biogenic | 0 | 2354085028 | C
325211 | 1004368 | 2023 | F (Furnace) | DB-108 | Fuel Gas | Carbon Dioxide Non-Biogenic | 105401.3 | 2354085028 | C
325211 | 1004368 | 2023 | F (Furnace) | DB-108 | Fuel Gas | Carbon Dioxide Total | 105401.3 | 2354085028 | C
325211 | 1004368 | 2023 | F (Furnace) | DB-108 | Fuel Gas | Methane | 6.45 | 2354085028 | C
325211 | 1004368 | 2023 | F (Furnace) | DB-108 | Fuel Gas | Methane (Co2 eq) | 161.2 | 2354085028 | C
325211 | 1004368 | 2023 | F (Furnace) | DB-108 | Fuel Gas | Nitrous Oxide | 1.29 | 2354085028 | C
325211 | 1004368 | 2023 | F (Furnace) | DB-108 | Fuel Gas | Nitrous Oxide (Co2 eq) | 384.3 | 2354085028 | C
325211 | 1004368 | 2023 | F (Furnace) | DB-109 | Fuel Gas | Carbon Dioxide Biogenic | 0 | 3002639741 | C
325211 | 1004368 | 2023 | F (Furnace) | DB-109 | Fuel Gas | Carbon Dioxide Non-Biogenic | 134627.7 | 3002639741 | C
325211 | 1004368 | 2023 | F (Furnace) | DB-109 | Fuel Gas | Carbon Dioxide Total | 134627.7 | 3002639741 | C
325211 | 1004368 | 2023 | F (Furnace) | DB-109 | Fuel Gas | Methane | 8.23 | 3002639741 | C
325211 | 1004368 | 2023 | F (Furnace) | DB-109 | Fuel Gas | Methane (Co2 eq) | 205.8 | 3002639741 | C
325211 | 1004368 | 2023 | F (Furnace) | DB-109 | Fuel Gas | Nitrous Oxide | 1.647 | 3002639741 | C
325211 | 1004368 | 2023 | F (Furnace) | DB-109 | Fuel Gas | Nitrous Oxide (Co2 eq) | 490.7 | 3002639741 | C
325211 | 1004368 | 2023 | F (Furnace) | DDB-105 | Fuel Gas | Carbon Dioxide Biogenic | 0 | 4083074570 | C
325211 | 1004368 | 2023 | F (Furnace) | DDB-105 | Fuel Gas | Carbon Dioxide Non-Biogenic | 74265 | 4083074570 | C
325211 | 1004368 | 2023 | F (Furnace) | DDB-105 | Fuel Gas | Carbon Dioxide Total | 74265 | 4083074570 | C
325211 | 1004368 | 2023 | F (Furnace) | DDB-105 | Fuel Gas | Methane | 6.79 | 4083074570 | C
325211 | 1004368 | 2023 | F (Furnace) | DDB-105 | Fuel Gas | Methane (Co2 eq) | 169.7 | 4083074570 | C
325211 | 1004368 | 2023 | F (Furnace) | DDB-105 | Fuel Gas | Nitrous Oxide | 1.357 | 4083074570 | C
325211 | 1004368 | 2023 | F (Furnace) | DDB-105 | Fuel Gas | Nitrous Oxide (Co2 eq) | 404.4 | 4083074570 | C
325211 | 1004368 | 2023 | F (Furnace) | DDB-106 | Fuel Gas | Carbon Dioxide Biogenic | 0 | 6366908595 | C
325211 | 1004368 | 2023 | F (Furnace) | DDB-106 | Fuel Gas | Carbon Dioxide Non-Biogenic | 116930.5 | 6366908595 | C
325211 | 1004368 | 2023 | F (Furnace) | DDB-106 | Fuel Gas | Carbon Dioxide Total | 116930.5 | 6366908595 | C
325211 | 1004368 | 2023 | F (Furnace) | DDB-106 | Fuel Gas | Methane | 10.66 | 6366908595 | C
325211 | 1004368 | 2023 | F (Furnace) | DDB-106 | Fuel Gas | Methane (Co2 eq) | 266.5 | 6366908595 | C
325211 | 1004368 | 2023 | F (Furnace) | DDB-106 | Fuel Gas | Nitrous Oxide | 2.132 | 6366908595 | C
325211 | 1004368 | 2023 | F (Furnace) | DDB-106 | Fuel Gas | Nitrous Oxide (Co2 eq) | 635.2 | 6366908595 | C
325211 | 1004368 | 2023 | F (Furnace) | DDB-107 | Fuel Gas | Carbon Dioxide Biogenic | 0 | 6232571179 | C
325211 | 1004368 | 2023 | F (Furnace) | DDB-107 | Fuel Gas | Carbon Dioxide Non-Biogenic | 113970.9 | 6232571179 | C
325211 | 1004368 | 2023 | F (Furnace) | DDB-107 | Fuel Gas | Carbon Dioxide Total | 113970.9 | 6232571179 | C
325211 | 1004368 | 2023 | F (Furnace) | DDB-107 | Fuel Gas | Methane | 10.41 | 6232571179 | C
325211 | 1004368 | 2023 | F (Furnace) | DDB-107 | Fuel Gas | Methane (Co2 eq) | 260.4 | 6232571179 | C
325211 | 1004368 | 2023 | F (Furnace) | DDB-107 | Fuel Gas | Nitrous Oxide | 2.083 | 6232571179 | C
325211 | 1004368 | 2023 | F (Furnace) | DDB-107 | Fuel Gas | Nitrous Oxide (Co2 eq) | 620.7 | 6232571179 | C
325211 | 1004368 | 2023 | F (Furnace) | DDB-108 | Fuel Gas | Carbon Dioxide Biogenic | 0 | 6343188123 | C
325211 | 1004368 | 2023 | F (Furnace) | DDB-108 | Fuel Gas | Carbon Dioxide Non-Biogenic | 117649 | 6343188123 | C
325211 | 1004368 | 2023 | F (Furnace) | DDB-108 | Fuel Gas | Carbon Dioxide Total | 117649 | 6343188123 | C
325211 | 1004368 | 2023 | F (Furnace) | DDB-108 | Fuel Gas | Methane | 10.66 | 6343188123 | C
325211 | 1004368 | 2023 | F (Furnace) | DDB-108 | Fuel Gas | Methane (Co2 eq) | 266.4 | 6343188123 | C
325211 | 1004368 | 2023 | F (Furnace) | DDB-108 | Fuel Gas | Nitrous Oxide | 2.131 | 6343188123 | C
325211 | 1004368 | 2023 | F (Furnace) | DDB-108 | Fuel Gas | Nitrous Oxide (Co2 eq) | 635.1 | 6343188123 | C
325211 | 1004368 | 2023 | Flare | DDM-3101 |  | Carbon Dioxide | 53642.4 |  | X
325211 | 1004368 | 2023 | Flare | DDM-3101 |  | Methane | 112.55 |  | X
325211 | 1004368 | 2023 | Flare | DDM-3101 |  | Nitrous Oxide | 0.536 |  | X
325211 | 1004368 | 2023 | Flare | DM-1101 |  | Carbon Dioxide | 26554.3 |  | X
325211 | 1004368 | 2023 | Flare | DM-1101 |  | Methane | 100.96 |  | X
325211 | 1004368 | 2023 | Flare | DM-1101 |  | Nitrous Oxide | 0.266 |  | X
325211 | 1004368 | 2023 | NGLH (Heater, natural gas line) | Dew Point Heater | Natural Gas (Weighted U.S. Average) | Carbon Dioxide Biogenic | 0 | 31838.2 | C
325211 | 1004368 | 2023 | NGLH (Heater, natural gas line) | Dew Point Heater | Natural Gas (Weighted U.S. Average) | Carbon Dioxide Non-Biogenic | 1.7 | 31838.2 | C
325211 | 1004368 | 2023 | NGLH (Heater, natural gas line) | Dew Point Heater | Natural Gas (Weighted U.S. Average) | Carbon Dioxide Total | 1.7 | 31838.2 | C
325211 | 1004368 | 2023 | NGLH (Heater, natural gas line) | Dew Point Heater | Natural Gas (Weighted U.S. Average) | Methane | 0 | 31838.2 | C
325211 | 1004368 | 2023 | NGLH (Heater, natural gas line) | Dew Point Heater | Natural Gas (Weighted U.S. Average) | Methane (Co2 eq) | 0 | 31838.2 | C
325211 | 1004368 | 2023 | NGLH (Heater, natural gas line) | Dew Point Heater | Natural Gas (Weighted U.S. Average) | Nitrous Oxide | 0 | 31838.2 | C
325211 | 1004368 | 2023 | NGLH (Heater, natural gas line) | Dew Point Heater | Natural Gas (Weighted U.S. Average) | Nitrous Oxide (Co2 eq) | 0 | 31838.2 | C
325211 | 1004368 | 2023 |  | GP-ENGINES | Distillate Fuel Oil No. 2 | Carbon Dioxide Biogenic | 0 | 131989.2 | C
325211 | 1004368 | 2023 |  | GP-ENGINES | Distillate Fuel Oil No. 2 | Carbon Dioxide Non-Biogenic | 634.5 | 131989.2 | C
325211 | 1004368 | 2023 |  | GP-ENGINES | Distillate Fuel Oil No. 2 | Carbon Dioxide Total | 634.5 | 131989.2 | C
325211 | 1004368 | 2023 |  | GP-ENGINES | Distillate Fuel Oil No. 2 | Methane | 0.03 | 131989.2 | C
325211 | 1004368 | 2023 |  | GP-ENGINES | Distillate Fuel Oil No. 2 | Methane (Co2 eq) | 0.6 | 131989.2 | C
325211 | 1004368 | 2023 |  | GP-ENGINES | Distillate Fuel Oil No. 2 | Nitrous Oxide | 0.005 | 131989.2 | C
325211 | 1004368 | 2023 |  | GP-ENGINES | Distillate Fuel Oil No. 2 | Nitrous Oxide (Co2 eq) | 1.5 | 131989.2 | C
325211 | 1004368 | 2023 |  | GP-OL1 COMBUSTION | Fuel Gas | Carbon Dioxide Biogenic | 0 | 1092500823 | C
325211 | 1004368 | 2023 |  | GP-OL1 COMBUSTION | Fuel Gas | Carbon Dioxide Non-Biogenic | 55166.8 | 1092500823 | C
325211 | 1004368 | 2023 |  | GP-OL1 COMBUSTION | Fuel Gas | Carbon Dioxide Total | 55166.8 | 1092500823 | C
325211 | 1004368 | 2023 |  | GP-OL1 COMBUSTION | Fuel Gas | Methane | 3.24 | 1092500823 | C
325211 | 1004368 | 2023 |  | GP-OL1 COMBUSTION | Fuel Gas | Methane (Co2 eq) | 81 | 1092500823 | C
325211 | 1004368 | 2023 |  | GP-OL1 COMBUSTION | Fuel Gas | Nitrous Oxide | 0.648 | 1092500823 | C
325211 | 1004368 | 2023 |  | GP-OL1 COMBUSTION | Fuel Gas | Nitrous Oxide (Co2 eq) | 193 | 1092500823 | C
325211 | 1004368 | 2023 |  | GP-OL2 COMBUSTION | Fuel Gas | Carbon Dioxide Biogenic | 0 | 11541589038 | C
325211 | 1004368 | 2023 |  | GP-OL2 COMBUSTION | Fuel Gas | Carbon Dioxide Non-Biogenic | 349014.3 | 11541589038 | C
325211 | 1004368 | 2023 |  | GP-OL2 COMBUSTION | Fuel Gas | Carbon Dioxide Total | 349014.3 | 11541589038 | C
325211 | 1004368 | 2023 |  | GP-OL2 COMBUSTION | Fuel Gas | Methane | 24.62 | 11541589038 | C
325211 | 1004368 | 2023 |  | GP-OL2 COMBUSTION | Fuel Gas | Methane (Co2 eq) | 615.5 | 11541589038 | C
325211 | 1004368 | 2023 |  | GP-OL2 COMBUSTION | Fuel Gas | Nitrous Oxide | 4.924 | 11541589038 | C
325211 | 1004368 | 2023 |  | GP-OL2 COMBUSTION | Fuel Gas | Nitrous Oxide (Co2 eq) | 1467.2 | 11541589038 | C
325211 | 1004368 | 2023 | NGLH (Heater, natural gas line) | JB-301 | Natural Gas (Weighted U.S. Average) | Carbon Dioxide Biogenic | 0 | 12255706 | C
325211 | 1004368 | 2023 | NGLH (Heater, natural gas line) | JB-301 | Natural Gas (Weighted U.S. Average) | Carbon Dioxide Non-Biogenic | 667.2 | 12255706 | C
325211 | 1004368 | 2023 | NGLH (Heater, natural gas line) | JB-301 | Natural Gas (Weighted U.S. Average) | Carbon Dioxide Total | 667.2 | 12255706 | C
325211 | 1004368 | 2023 | NGLH (Heater, natural gas line) | JB-301 | Natural Gas (Weighted U.S. Average) | Methane | 0.01 | 12255706 | C
325211 | 1004368 | 2023 | NGLH (Heater, natural gas line) | JB-301 | Natural Gas (Weighted U.S. Average) | Methane (Co2 eq) | 0.3 | 12255706 | C
325211 | 1004368 | 2023 | NGLH (Heater, natural gas line) | JB-301 | Natural Gas (Weighted U.S. Average) | Nitrous Oxide | 0.001 | 12255706 | C
325211 | 1004368 | 2023 | NGLH (Heater, natural gas line) | JB-301 | Natural Gas (Weighted U.S. Average) | Nitrous Oxide (Co2 eq) | 0.4 | 12255706 | C
325211 | 1004368 | 2023 | PRH (Process Heater) | LAO Chain Growth Wash Heater | Natural Gas (Weighted U.S. Average) | Carbon Dioxide Biogenic | 0 | 98910000 | C
325211 | 1004368 | 2023 | PRH (Process Heater) | LAO Chain Growth Wash Heater | Natural Gas (Weighted U.S. Average) | Carbon Dioxide Non-Biogenic | 5186.8 | 98910000 | C
325211 | 1004368 | 2023 | PRH (Process Heater) | LAO Chain Growth Wash Heater | Natural Gas (Weighted U.S. Average) | Carbon Dioxide Total | 5186.8 | 98910000 | C
325211 | 1004368 | 2023 | PRH (Process Heater) | LAO Chain Growth Wash Heater | Natural Gas (Weighted U.S. Average) | Methane | 0.09 | 98910000 | C
325211 | 1004368 | 2023 | PRH (Process Heater) | LAO Chain Growth Wash Heater | Natural Gas (Weighted U.S. Average) | Methane (Co2 eq) | 2.4 | 98910000 | C
325211 | 1004368 | 2023 | PRH (Process Heater) | LAO Chain Growth Wash Heater | Natural Gas (Weighted U.S. Average) | Nitrous Oxide | 0.009 | 98910000 | C
325211 | 1004368 | 2023 | PRH (Process Heater) | LAO Chain Growth Wash Heater | Natural Gas (Weighted U.S. Average) | Nitrous Oxide (Co2 eq) | 2.8 | 98910000 | C
325211 | 1004368 | 2023 | O (Oven) | LAO Filter Oven | Natural Gas (Weighted U.S. Average) | Carbon Dioxide Biogenic | 0 | 170000 | C
325211 | 1004368 | 2023 | O (Oven) | LAO Filter Oven | Natural Gas (Weighted U.S. Average) | Carbon Dioxide Non-Biogenic | 9.3 | 170000 | C
325211 | 1004368 | 2023 | O (Oven) | LAO Filter Oven | Natural Gas (Weighted U.S. Average) | Carbon Dioxide Total | 9.3 | 170000 | C
325211 | 1004368 | 2023 | O (Oven) | LAO Filter Oven | Natural Gas (Weighted U.S. Average) | Methane | 0 | 170000 | C
325211 | 1004368 | 2023 | O (Oven) | LAO Filter Oven | Natural Gas (Weighted U.S. Average) | Methane (Co2 eq) | 0 | 170000 | C
325211 | 1004368 | 2023 | O (Oven) | LAO Filter Oven | Natural Gas (Weighted U.S. Average) | Nitrous Oxide | 0 | 170000 | C
325211 | 1004368 | 2023 | O (Oven) | LAO Filter Oven | Natural Gas (Weighted U.S. Average) | Nitrous Oxide (Co2 eq) | 0 | 170000 | C
325211 | 1004368 | 2023 | PRH (Process Heater) | LAO Hot Oil Heater | Natural Gas (Weighted U.S. Average) | Carbon Dioxide Biogenic | 0 | 1448890000 | C
325211 | 1004368 | 2023 | PRH (Process Heater) | LAO Hot Oil Heater | Natural Gas (Weighted U.S. Average) | Carbon Dioxide Non-Biogenic | 75979.1 | 1448890000 | C
325211 | 1004368 | 2023 | PRH (Process Heater) | LAO Hot Oil Heater | Natural Gas (Weighted U.S. Average) | Carbon Dioxide Total | 75979.1 | 1448890000 | C
325211 | 1004368 | 2023 | PRH (Process Heater) | LAO Hot Oil Heater | Natural Gas (Weighted U.S. Average) | Methane | 1.39 | 1448890000 | C
325211 | 1004368 | 2023 | PRH (Process Heater) | LAO Hot Oil Heater | Natural Gas (Weighted U.S. Average) | Methane (Co2 eq) | 34.7 | 1448890000 | C
325211 | 1004368 | 2023 | PRH (Process Heater) | LAO Hot Oil Heater | Natural Gas (Weighted U.S. Average) | Nitrous Oxide | 0.139 | 1448890000 | C
325211 | 1004368 | 2023 | PRH (Process Heater) | LAO Hot Oil Heater | Natural Gas (Weighted U.S. Average) | Nitrous Oxide (Co2 eq) | 41.4 | 1448890000 | C
325211 | 1004368 | 2023 | TODF (Thermal oxidizer, direct fired, no heat recovery) | LAO Marine Vapor Combustor | Natural Gas (Weighted U.S. Average) | Carbon Dioxide Biogenic | 0 | 21550000 | C
325211 | 1004368 | 2023 | TODF (Thermal oxidizer, direct fired, no heat recovery) | LAO Marine Vapor Combustor | Natural Gas (Weighted U.S. Average) | Carbon Dioxide Non-Biogenic | 1173.2 | 21550000 | C
325211 | 1004368 | 2023 | TODF (Thermal oxidizer, direct fired, no heat recovery) | LAO Marine Vapor Combustor | Natural Gas (Weighted U.S. Average) | Carbon Dioxide Total | 1173.2 | 21550000 | C
325211 | 1004368 | 2023 | TODF (Thermal oxidizer, direct fired, no heat recovery) | LAO Marine Vapor Combustor | Natural Gas (Weighted U.S. Average) | Methane | 0.02 | 21550000 | C
325211 | 1004368 | 2023 | TODF (Thermal oxidizer, direct fired, no heat recovery) | LAO Marine Vapor Combustor | Natural Gas (Weighted U.S. Average) | Methane (Co2 eq) | 0.6 | 21550000 | C
325211 | 1004368 | 2023 | TODF (Thermal oxidizer, direct fired, no heat recovery) | LAO Marine Vapor Combustor | Natural Gas (Weighted U.S. Average) | Nitrous Oxide | 0.002 | 21550000 | C
325211 | 1004368 | 2023 | TODF (Thermal oxidizer, direct fired, no heat recovery) | LAO Marine Vapor Combustor | Natural Gas (Weighted U.S. Average) | Nitrous Oxide (Co2 eq) | 0.7 | 21550000 | C
325211 | 1004368 | 2023 | TODF (Thermal oxidizer, direct fired, no heat recovery) | LAO Thermal Oxidizer | Natural Gas (Weighted U.S. Average) | Carbon Dioxide Biogenic | 0 | 57030000 | C
325211 | 1004368 | 2023 | TODF (Thermal oxidizer, direct fired, no heat recovery) | LAO Thermal Oxidizer | Natural Gas (Weighted U.S. Average) | Carbon Dioxide Non-Biogenic | 3104.7 | 57030000 | C
325211 | 1004368 | 2023 | TODF (Thermal oxidizer, direct fired, no heat recovery) | LAO Thermal Oxidizer | Natural Gas (Weighted U.S. Average) | Carbon Dioxide Total | 3104.7 | 57030000 | C
325211 | 1004368 | 2023 | TODF (Thermal oxidizer, direct fired, no heat recovery) | LAO Thermal Oxidizer | Natural Gas (Weighted U.S. Average) | Methane | 0.06 | 57030000 | C
325211 | 1004368 | 2023 | TODF (Thermal oxidizer, direct fired, no heat recovery) | LAO Thermal Oxidizer | Natural Gas (Weighted U.S. Average) | Methane (Co2 eq) | 1.5 | 57030000 | C
325211 | 1004368 | 2023 | TODF (Thermal oxidizer, direct fired, no heat recovery) | LAO Thermal Oxidizer | Natural Gas (Weighted U.S. Average) | Nitrous Oxide | 0.006 | 57030000 | C
325211 | 1004368 | 2023 | TODF (Thermal oxidizer, direct fired, no heat recovery) | LAO Thermal Oxidizer | Natural Gas (Weighted U.S. Average) | Nitrous Oxide (Co2 eq) | 1.7 | 57030000 | C
325211 | 1004368 | 2023 | SCCT (CT (Turbine, simple cycle combustion)) | Turbine 2301 | Natural Gas (Weighted U.S. Average) | Carbon Dioxide Biogenic | 0 | 4200149768 | C
325211 | 1004368 | 2023 | SCCT (CT (Turbine, simple cycle combustion)) | Turbine 2301 | Natural Gas (Weighted U.S. Average) | Carbon Dioxide Non-Biogenic | 219320.5 | 4200149768 | C
325211 | 1004368 | 2023 | SCCT (CT (Turbine, simple cycle combustion)) | Turbine 2301 | Natural Gas (Weighted U.S. Average) | Carbon Dioxide Total | 219320.5 | 4200149768 | C
325211 | 1004368 | 2023 | SCCT (CT (Turbine, simple cycle combustion)) | Turbine 2301 | Natural Gas (Weighted U.S. Average) | Methane | 4.02 | 4200149768 | C
325211 | 1004368 | 2023 | SCCT (CT (Turbine, simple cycle combustion)) | Turbine 2301 | Natural Gas (Weighted U.S. Average) | Methane (Co2 eq) | 100.6 | 4200149768 | C
325211 | 1004368 | 2023 | SCCT (CT (Turbine, simple cycle combustion)) | Turbine 2301 | Natural Gas (Weighted U.S. Average) | Nitrous Oxide | 0.402 | 4200149768 | C
325211 | 1004368 | 2023 | SCCT (CT (Turbine, simple cycle combustion)) | Turbine 2301 | Natural Gas (Weighted U.S. Average) | Nitrous Oxide (Co2 eq) | 119.9 | 4200149768 | C
325211 | 1004368 | 2023 | SCCT (CT (Turbine, simple cycle combustion)) | Turbine 3301 | Natural Gas (Weighted U.S. Average) | Carbon Dioxide Biogenic | 0 | 3432980308 | C
325211 | 1004368 | 2023 | SCCT (CT (Turbine, simple cycle combustion)) | Turbine 3301 | Natural Gas (Weighted U.S. Average) | Carbon Dioxide Non-Biogenic | 180023.8 | 3432980308 | C
325211 | 1004368 | 2023 | SCCT (CT (Turbine, simple cycle combustion)) | Turbine 3301 | Natural Gas (Weighted U.S. Average) | Carbon Dioxide Total | 180023.8 | 3432980308 | C
325211 | 1004368 | 2023 | SCCT (CT (Turbine, simple cycle combustion)) | Turbine 3301 | Natural Gas (Weighted U.S. Average) | Methane | 3.29 | 3432980308 | C
325211 | 1004368 | 2023 | SCCT (CT (Turbine, simple cycle combustion)) | Turbine 3301 | Natural Gas (Weighted U.S. Average) | Methane (Co2 eq) | 82.2 | 3432980308 | C
325211 | 1004368 | 2023 | SCCT (CT (Turbine, simple cycle combustion)) | Turbine 3301 | Natural Gas (Weighted U.S. Average) | Nitrous Oxide | 0.329 | 3432980308 | C
325211 | 1004368 | 2023 | SCCT (CT (Turbine, simple cycle combustion)) | Turbine 3301 | Natural Gas (Weighted U.S. Average) | Nitrous Oxide (Co2 eq) | 98 | 3432980308 | C
311411 | 1004369 | 2023 |  | GP-1 | Landfill Gas | Carbon Dioxide Biogenic | 5525.1 | 226359404 | C
311411 | 1004369 | 2023 |  | GP-1 | Landfill Gas | Carbon Dioxide Non-Biogenic | 0 | 226359404 | C
311411 | 1004369 | 2023 |  | GP-1 | Landfill Gas | Carbon Dioxide Total | 5525.1 | 226359404 | C
311411 | 1004369 | 2023 |  | GP-1 | Landfill Gas | Methane | 0.34 | 226359404 | C
311411 | 1004369 | 2023 |  | GP-1 | Landfill Gas | Methane (Co2 eq) | 8.5 | 226359404 | C
311411 | 1004369 | 2023 |  | GP-1 | Landfill Gas | Nitrous Oxide | 0.067 | 226359404 | C
311411 | 1004369 | 2023 |  | GP-1 | Landfill Gas | Nitrous Oxide (Co2 eq) | 19.9 | 226359404 | C
311411 | 1004369 | 2023 |  | GP-1 | Natural Gas (Weighted U.S. Average) | Carbon Dioxide Biogenic | 0 | 134763000 | C
311411 | 1004369 | 2023 |  | GP-1 | Natural Gas (Weighted U.S. Average) | Carbon Dioxide Non-Biogenic | 7322.1 | 134763000 | C
311411 | 1004369 | 2023 |  | GP-1 | Natural Gas (Weighted U.S. Average) | Carbon Dioxide Total | 7322.1 | 134763000 | C
311411 | 1004369 | 2023 |  | GP-1 | Natural Gas (Weighted U.S. Average) | Methane | 0.14 | 134763000 | C
311411 | 1004369 | 2023 |  | GP-1 | Natural Gas (Weighted U.S. Average) | Methane (Co2 eq) | 3.4 | 134763000 | C
311411 | 1004369 | 2023 |  | GP-1 | Natural Gas (Weighted U.S. Average) | Nitrous Oxide | 0.014 | 134763000 | C
311411 | 1004369 | 2023 |  | GP-1 | Natural Gas (Weighted U.S. Average) | Nitrous Oxide (Co2 eq) | 4.1 | 134763000 | C
325199 | 1004393 | 2023 |  | GP-01 | Natural Gas (Weighted U.S. Average) | Carbon Dioxide Biogenic | 0 | 0 | C
325199 | 1004393 | 2023 |  | GP-01 | Natural Gas (Weighted U.S. Average) | Carbon Dioxide Non-Biogenic | 27163.6 | 0 | C
325199 | 1004393 | 2023 |  | GP-01 | Natural Gas (Weighted U.S. Average) | Carbon Dioxide Total | 27163.6 | 0 | C
325199 | 1004393 | 2023 |  | GP-01 | Natural Gas (Weighted U.S. Average) | Methane | 0.51 | 0 | C
325199 | 1004393 | 2023 |  | GP-01 | Natural Gas (Weighted U.S. Average) | Methane (Co2 eq) | 12.8 | 0 | C
325199 | 1004393 | 2023 |  | GP-01 | Natural Gas (Weighted U.S. Average) | Nitrous Oxide | 0.051 | 0 | C
325199 | 1004393 | 2023 |  | GP-01 | Natural Gas (Weighted U.S. Average) | Nitrous Oxide (Co2 eq) | 15.3 | 0 | C
325199 | 1004393 | 2023 |  | GP-01 |  | Carbon Dioxide Biogenic | 0 | 0 | C
325199 | 1004393 | 2023 |  | GP-01 |  | Carbon Dioxide Non-Biogenic | 5185.3 | 0 | C
325199 | 1004393 | 2023 |  | GP-01 |  | Carbon Dioxide Total | 5185.3 | 0 | C
325199 | 1004393 | 2023 |  | GP-01 |  | Methane | 0.21 | 0 | C
325199 | 1004393 | 2023 |  | GP-01 |  | Methane (Co2 eq) | 5.2 | 0 | C
325199 | 1004393 | 2023 |  | GP-01 |  | Nitrous Oxide | 0.041 | 0 | C
325199 | 1004393 | 2023 |  | GP-01 |  | Nitrous Oxide (Co2 eq) | 12.3 | 0 | C
322120 | 1004396 | 2023 | Chemical Recovery Furnace | B14 |  | Carbon Dioxide Biogenic (Spent Liquor) | 262573.6 |  | AA | [9 empty] | 34 | 1991 | ALSTOM | 1.8 |  | 1 | D | 1720 | 1500 | 900
322120 | 1004396 | 2023 | Chemical Recovery Furnace | B14 |  | Carbon Dioxide Non-Biogenic | 6581.9 |  | AA | [9 empty] | 34 | 1991 | ALSTOM | 1.8 |  | 1 | D | 1720 | 1500 | 900
322120 | 1004396 | 2023 | Chemical Recovery Furnace | B14 |  | Methane | 0.12 |  | AA | [9 empty] | 34 | 1991 | ALSTOM | 1.8 |  | 1 | D | 1720 | 1500 | 900
322120 | 1004396 | 2023 | Chemical Recovery Furnace | B14 |  | Methane Spent Liquor | 5.31 |  | AA | [9 empty] | 34 | 1991 | ALSTOM | 1.8 |  | 1 | D | 1720 | 1500 | 900
322120 | 1004396 | 2023 | Chemical Recovery Furnace | B14 |  | Nitrous Oxide | 0.012 |  | AA | [9 empty] | 34 | 1991 | ALSTOM | 1.8 |  | 1 | D | 1720 | 1500 | 900
322120 | 1004396 | 2023 | Chemical Recovery Furnace | B14 |  | Nitrous Oxide Spent Liquor | 1.174 |  | AA | [9 empty] | 34 | 1991 | ALSTOM | 1.8 |  | 1 | D | 1720 | 1500 | 900
322120 | 1004396 | 2023 | OB (Boiler, other) | B20 | Natural Gas (Weighted U.S. Average) | Carbon Dioxide Biogenic | 0 | 876785000 | C
322120 | 1004396 | 2023 | OB (Boiler, other) | B20 | Natural Gas (Weighted U.S. Average) | Carbon Dioxide Non-Biogenic | 48464.7 | 876785000 | C
322120 | 1004396 | 2023 | OB (Boiler, other) | B20 | Natural Gas (Weighted U.S. Average) | Carbon Dioxide Total | 48464.7 | 876785000 | C
322120 | 1004396 | 2023 | OB (Boiler, other) | B20 | Natural Gas (Weighted U.S. Average) | Methane | 0.91 | 876785000 | C
322120 | 1004396 | 2023 | OB (Boiler, other) | B20 | Natural Gas (Weighted U.S. Average) | Methane (Co2 eq) | 22.8 | 876785000 | C
322120 | 1004396 | 2023 | OB (Boiler, other) | B20 | Natural Gas (Weighted U.S. Average) | Nitrous Oxide | 0.091 | 876785000 | C
322120 | 1004396 | 2023 | OB (Boiler, other) | B20 | Natural Gas (Weighted U.S. Average) | Nitrous Oxide (Co2 eq) | 27.2 | 876785000 | C
322120 | 1004396 | 2023 | OB (Boiler, other) | B21 | Natural Gas (Weighted U.S. Average) | Carbon Dioxide Biogenic | 0 | 813831000 | C
322120 | 1004396 | 2023 | OB (Boiler, other) | B21 | Natural Gas (Weighted U.S. Average) | Carbon Dioxide Non-Biogenic | 44984.8 | 813831000 | C
322120 | 1004396 | 2023 | OB (Boiler, other) | B21 | Natural Gas (Weighted U.S. Average) | Carbon Dioxide Total | 44984.8 | 813831000 | C
322120 | 1004396 | 2023 | OB (Boiler, other) | B21 | Natural Gas (Weighted U.S. Average) | Methane | 0.85 | 813831000 | C
322120 | 1004396 | 2023 | OB (Boiler, other) | B21 | Natural Gas (Weighted U.S. Average) | Methane (Co2 eq) | 21.2 | 813831000 | C
322120 | 1004396 | 2023 | OB (Boiler, other) | B21 | Natural Gas (Weighted U.S. Average) | Nitrous Oxide | 0.085 | 813831000 | C
322120 | 1004396 | 2023 | OB (Boiler, other) | B21 | Natural Gas (Weighted U.S. Average) | Nitrous Oxide (Co2 eq) | 25.3 | 813831000 | C
322120 | 1004396 | 2023 | OB (Boiler, other) | B24 Gas | Natural Gas (Weighted U.S. Average) | Carbon Dioxide Biogenic | 0 | 1945496000 | C
322120 | 1004396 | 2023 | OB (Boiler, other) | B24 Gas | Natural Gas (Weighted U.S. Average) | Carbon Dioxide Non-Biogenic | 107538.1 | 1945496000 | C
322120 | 1004396 | 2023 | OB (Boiler, other) | B24 Gas | Natural Gas (Weighted U.S. Average) | Carbon Dioxide Total | 107538.1 | 1945496000 | C
322120 | 1004396 | 2023 | OB (Boiler, other) | B24 Gas | Natural Gas (Weighted U.S. Average) | Methane | 2.03 | 1945496000 | C
322120 | 1004396 | 2023 | OB (Boiler, other) | B24 Gas | Natural Gas (Weighted U.S. Average) | Methane (Co2 eq) | 50.7 | 1945496000 | C
322120 | 1004396 | 2023 | OB (Boiler, other) | B24 Gas | Natural Gas (Weighted U.S. Average) | Nitrous Oxide | 0.203 | 1945496000 | C
322120 | 1004396 | 2023 | OB (Boiler, other) | B24 Gas | Natural Gas (Weighted U.S. Average) | Nitrous Oxide (Co2 eq) | 60.4 | 1945496000 | C
322120 | 1004396 | 2023 | Pulp Mill Lime Kiln | P22 |  | Carbon Dioxide Biogenic (Spent Liquor) | 0 |  | AA
322120 | 1004396 | 2023 | Pulp Mill Lime Kiln | P22 |  | Carbon Dioxide Non-Biogenic | 10418.1 |  | AA
322120 | 1004396 | 2023 | Pulp Mill Lime Kiln | P22 |  | Methane | 0.53 |  | AA
322120 | 1004396 | 2023 | Pulp Mill Lime Kiln | P22 |  | Methane Spent Liquor | 0 |  | AA
322120 | 1004396 | 2023 | Pulp Mill Lime Kiln | P22 |  | Nitrous Oxide | 0 |  | AA
322120 | 1004396 | 2023 | Pulp Mill Lime Kiln | P22 |  | Nitrous Oxide Spent Liquor | 0 |  | AA
325199 | 1004410 | 2023 | OB (Boiler, other) | A boiler | Natural Gas (Weighted U.S. Average) | Carbon Dioxide Biogenic | 0 | 0 | C
325199 | 1004410 | 2023 | OB (Boiler, other) | A boiler | Natural Gas (Weighted U.S. Average) | Carbon Dioxide Non-Biogenic | 16130.2 | 0 | C
325199 | 1004410 | 2023 | OB (Boiler, other) | A boiler | Natural Gas (Weighted U.S. Average) | Carbon Dioxide Total | 16130.2 | 0 | C
325199 | 1004410 | 2023 | OB (Boiler, other) | A boiler | Natural Gas (Weighted U.S. Average) | Methane | 0.3 | 0 | C
325199 | 1004410 | 2023 | OB (Boiler, other) | A boiler | Natural Gas (Weighted U.S. Average) | Methane (Co2 eq) | 7.6 | 0 | C
325199 | 1004410 | 2023 | OB (Boiler, other) | A boiler | Natural Gas (Weighted U.S. Average) | Nitrous Oxide | 0.03 | 0 | C
325199 | 1004410 | 2023 | OB (Boiler, other) | A boiler | Natural Gas (Weighted U.S. Average) | Nitrous Oxide (Co2 eq) | 9.1 | 0 | C
325199 | 1004410 | 2023 | OB (Boiler, other) | B boiler | Natural Gas (Weighted U.S. Average) | Carbon Dioxide Biogenic | 0 | 0 | C
325199 | 1004410 | 2023 | OB (Boiler, other) | B boiler | Natural Gas (Weighted U.S. Average) | Carbon Dioxide Non-Biogenic | 17170.9 | 0 | C
325199 | 1004410 | 2023 | OB (Boiler, other) | B boiler | Natural Gas (Weighted U.S. Average) | Carbon Dioxide Total | 17170.9 | 0 | C
325199 | 1004410 | 2023 | OB (Boiler, other) | B boiler | Natural Gas (Weighted U.S. Average) | Methane | 0.32 | 0 | C
325199 | 1004410 | 2023 | OB (Boiler, other) | B boiler | Natural Gas (Weighted U.S. Average) | Methane (Co2 eq) | 8.1 | 0 | C
325199 | 1004410 | 2023 | OB (Boiler, other) | B boiler | Natural Gas (Weighted U.S. Average) | Nitrous Oxide | 0.032 | 0 | C
325199 | 1004410 | 2023 | OB (Boiler, other) | B boiler | Natural Gas (Weighted U.S. Average) | Nitrous Oxide (Co2 eq) | 9.6 | 0 | C
325199 | 1004410 | 2023 | OB (Boiler, other) | C boiler | Natural Gas (Weighted U.S. Average) | Carbon Dioxide Biogenic | 0 | 0 | C
325199 | 1004410 | 2023 | OB (Boiler, other) | C boiler | Natural Gas (Weighted U.S. Average) | Carbon Dioxide Non-Biogenic | 18731.8 | 0 | C
325199 | 1004410 | 2023 | OB (Boiler, other) | C boiler | Natural Gas (Weighted U.S. Average) | Carbon Dioxide Total | 18731.8 | 0 | C
325199 | 1004410 | 2023 | OB (Boiler, other) | C boiler | Natural Gas (Weighted U.S. Average) | Methane | 0.35 | 0 | C
325199 | 1004410 | 2023 | OB (Boiler, other) | C boiler | Natural Gas (Weighted U.S. Average) | Methane (Co2 eq) | 8.8 | 0 | C
325199 | 1004410 | 2023 | OB (Boiler, other) | C boiler | Natural Gas (Weighted U.S. Average) | Nitrous Oxide | 0.035 | 0 | C
325199 | 1004410 | 2023 | OB (Boiler, other) | C boiler | Natural Gas (Weighted U.S. Average) | Nitrous Oxide (Co2 eq) | 10.5 | 0 | C
325412 | 1004469 | 2023 | RICE (Reciprocating internal combustion engine) | EU-COGENUNIT | Distillate Fuel Oil No. 2 | Carbon Dioxide Biogenic | 0 | 117213 | C
325412 | 1004469 | 2023 | RICE (Reciprocating internal combustion engine) | EU-COGENUNIT | Distillate Fuel Oil No. 2 | Carbon Dioxide Non-Biogenic | 1196.3 | 117213 | C
325412 | 1004469 | 2023 | RICE (Reciprocating internal combustion engine) | EU-COGENUNIT | Distillate Fuel Oil No. 2 | Carbon Dioxide Total | 1196.3 | 117213 | C
325412 | 1004469 | 2023 | RICE (Reciprocating internal combustion engine) | EU-COGENUNIT | Distillate Fuel Oil No. 2 | Methane | 0.05 | 117213 | C
325412 | 1004469 | 2023 | RICE (Reciprocating internal combustion engine) | EU-COGENUNIT | Distillate Fuel Oil No. 2 | Methane (Co2 eq) | 1.2 | 117213 | C
325412 | 1004469 | 2023 | RICE (Reciprocating internal combustion engine) | EU-COGENUNIT | Distillate Fuel Oil No. 2 | Nitrous Oxide | 0.01 | 117213 | C
325412 | 1004469 | 2023 | RICE (Reciprocating internal combustion engine) | EU-COGENUNIT | Distillate Fuel Oil No. 2 | Nitrous Oxide (Co2 eq) | 2.9 | 117213 | C
325412 | 1004469 | 2023 | RICE (Reciprocating internal combustion engine) | EU-COGENUNIT | Natural Gas (Weighted U.S. Average) | Carbon Dioxide Biogenic | 0 | 542373774 | C
325412 | 1004469 | 2023 | RICE (Reciprocating internal combustion engine) | EU-COGENUNIT | Natural Gas (Weighted U.S. Average) | Carbon Dioxide Non-Biogenic | 29526.6 | 542373774 | C
325412 | 1004469 | 2023 | RICE (Reciprocating internal combustion engine) | EU-COGENUNIT | Natural Gas (Weighted U.S. Average) | Carbon Dioxide Total | 29526.6 | 542373774 | C
325412 | 1004469 | 2023 | RICE (Reciprocating internal combustion engine) | EU-COGENUNIT | Natural Gas (Weighted U.S. Average) | Methane | 0.56 | 542373774 | C
325412 | 1004469 | 2023 | RICE (Reciprocating internal combustion engine) | EU-COGENUNIT | Natural Gas (Weighted U.S. Average) | Methane (Co2 eq) | 13.9 | 542373774 | C
325412 | 1004469 | 2023 | RICE (Reciprocating internal combustion engine) | EU-COGENUNIT | Natural Gas (Weighted U.S. Average) | Nitrous Oxide | 0.056 | 542373774 | C
325412 | 1004469 | 2023 | RICE (Reciprocating internal combustion engine) | EU-COGENUNIT | Natural Gas (Weighted U.S. Average) | Nitrous Oxide (Co2 eq) | 16.6 | 542373774 | C
325412 | 1004469 | 2023 |  | GP-EU-LFOBOILER | Distillate Fuel Oil No. 2 | Carbon Dioxide Biogenic | 0 | 27886 | C
325412 | 1004469 | 2023 |  | GP-EU-LFOBOILER | Distillate Fuel Oil No. 2 | Carbon Dioxide Non-Biogenic | 284.6 | 27886 | C
325412 | 1004469 | 2023 |  | GP-EU-LFOBOILER | Distillate Fuel Oil No. 2 | Carbon Dioxide Total | 284.6 | 27886 | C
325412 | 1004469 | 2023 |  | GP-EU-LFOBOILER | Distillate Fuel Oil No. 2 | Methane | 0.01 | 27886 | C
325412 | 1004469 | 2023 |  | GP-EU-LFOBOILER | Distillate Fuel Oil No. 2 | Methane (Co2 eq) | 0.3 | 27886 | C
325412 | 1004469 | 2023 |  | GP-EU-LFOBOILER | Distillate Fuel Oil No. 2 | Nitrous Oxide | 0.002 | 27886 | C
325412 | 1004469 | 2023 |  | GP-EU-LFOBOILER | Distillate Fuel Oil No. 2 | Nitrous Oxide (Co2 eq) | 0.7 | 27886 | C
325412 | 1004469 | 2023 |  | GP-EU-NSPSBOILER-2 | Distillate Fuel Oil No. 2 | Carbon Dioxide Biogenic | 0 | 37866 | C
325412 | 1004469 | 2023 |  | GP-EU-NSPSBOILER-2 | Distillate Fuel Oil No. 2 | Carbon Dioxide Non-Biogenic | 386.5 | 37866 | C
325412 | 1004469 | 2023 |  | GP-EU-NSPSBOILER-2 | Distillate Fuel Oil No. 2 | Carbon Dioxide Total | 386.5 | 37866 | C
325412 | 1004469 | 2023 |  | GP-EU-NSPSBOILER-2 | Distillate Fuel Oil No. 2 | Methane | 0.02 | 37866 | C
325412 | 1004469 | 2023 |  | GP-EU-NSPSBOILER-2 | Distillate Fuel Oil No. 2 | Methane (Co2 eq) | 0.4 | 37866 | C
325412 | 1004469 | 2023 |  | GP-EU-NSPSBOILER-2 | Distillate Fuel Oil No. 2 | Nitrous Oxide | 0.003 | 37866 | C
325412 | 1004469 | 2023 |  | GP-EU-NSPSBOILER-2 | Distillate Fuel Oil No. 2 | Nitrous Oxide (Co2 eq) | 0.9 | 37866 | C
325412 | 1004469 | 2023 |  | GP-EU-NSPSBOILER-2 | Liquefied petroleum gases (LPG) | Carbon Dioxide Biogenic | 0 | 1168368 | C
325412 | 1004469 | 2023 |  | GP-EU-NSPSBOILER-2 | Liquefied petroleum gases (LPG) | Carbon Dioxide Non-Biogenic | 6633.2 | 1168368 | C
325412 | 1004469 | 2023 |  | GP-EU-NSPSBOILER-2 | Liquefied petroleum gases (LPG) | Carbon Dioxide Total | 6633.2 | 1168368 | C
325412 | 1004469 | 2023 |  | GP-EU-NSPSBOILER-2 | Liquefied petroleum gases (LPG) | Methane | 0.32 | 1168368 | C
325412 | 1004469 | 2023 |  | GP-EU-NSPSBOILER-2 | Liquefied petroleum gases (LPG) | Methane (Co2 eq) | 8.1 | 1168368 | C
325412 | 1004469 | 2023 |  | GP-EU-NSPSBOILER-2 | Liquefied petroleum gases (LPG) | Nitrous Oxide | 0.064 | 1168368 | C
325412 | 1004469 | 2023 |  | GP-EU-NSPSBOILER-2 | Liquefied petroleum gases (LPG) | Nitrous Oxide (Co2 eq) | 19.2 | 1168368 | C
325412 | 1004469 | 2023 |  | GP-EU-NSPSBOILERS | Distillate Fuel Oil No. 2 | Carbon Dioxide Biogenic | 0 | 925822 | C
325412 | 1004469 | 2023 |  | GP-EU-NSPSBOILERS | Distillate Fuel Oil No. 2 | Carbon Dioxide Non-Biogenic | 9449.4 | 925822 | C
325412 | 1004469 | 2023 |  | GP-EU-NSPSBOILERS | Distillate Fuel Oil No. 2 | Carbon Dioxide Total | 9449.4 | 925822 | C
325412 | 1004469 | 2023 |  | GP-EU-NSPSBOILERS | Distillate Fuel Oil No. 2 | Methane | 0.38 | 925822 | C
325412 | 1004469 | 2023 |  | GP-EU-NSPSBOILERS | Distillate Fuel Oil No. 2 | Methane (Co2 eq) | 9.6 | 925822 | C
325412 | 1004469 | 2023 |  | GP-EU-NSPSBOILERS | Distillate Fuel Oil No. 2 | Nitrous Oxide | 0.077 | 925822 | C
325412 | 1004469 | 2023 |  | GP-EU-NSPSBOILERS | Distillate Fuel Oil No. 2 | Nitrous Oxide (Co2 eq) | 22.8 | 925822 | C
325412 | 1004469 | 2023 |  | GP-Propane_Cylinders | Propane | Carbon Dioxide Biogenic | 0 | 144 | C
325412 | 1004469 | 2023 |  | GP-Propane_Cylinders | Propane | Carbon Dioxide Non-Biogenic | 0.8 | 144 | C
325412 | 1004469 | 2023 |  | GP-Propane_Cylinders | Propane | Carbon Dioxide Total | 0.8 | 144 | C
325412 | 1004469 | 2023 |  | GP-Propane_Cylinders | Propane | Methane | 0 | 144 | C
325412 | 1004469 | 2023 |  | GP-Propane_Cylinders | Propane | Methane (Co2 eq) | 0 | 144 | C
325412 | 1004469 | 2023 |  | GP-Propane_Cylinders | Propane | Nitrous Oxide | 0 | 144 | C
325412 | 1004469 | 2023 |  | GP-Propane_Cylinders | Propane | Nitrous Oxide (Co2 eq) | 0 | 144 | C
311313 | 1004477 | 2023 |  | GP-LIME KILNS | Natural Gas (Weighted U.S. Average) | Carbon Dioxide Biogenic | 0 | 43508178 | C
311313 | 1004477 | 2023 |  | GP-LIME KILNS | Natural Gas (Weighted U.S. Average) | Carbon Dioxide Non-Biogenic | 2368.6 | 43508178 | C
311313 | 1004477 | 2023 |  | GP-LIME KILNS | Natural Gas (Weighted U.S. Average) | Carbon Dioxide Total | 2368.6 | 43508178 | C
311313 | 1004477 | 2023 |  | GP-LIME KILNS | Natural Gas (Weighted U.S. Average) | Methane | 0.04 | 43508178 | C
311313 | 1004477 | 2023 |  | GP-LIME KILNS | Natural Gas (Weighted U.S. Average) | Methane (Co2 eq) | 1.1 | 43508178 | C
311313 | 1004477 | 2023 |  | GP-LIME KILNS | Natural Gas (Weighted U.S. Average) | Nitrous Oxide | 0.004 | 43508178 | C
311313 | 1004477 | 2023 |  | GP-LIME KILNS | Natural Gas (Weighted U.S. Average) | Nitrous Oxide (Co2 eq) | 1.3 | 43508178 | C
311313 | 1004477 | 2023 | OB (Boiler, other) | MURRAY BOILER | Natural Gas (Weighted U.S. Average) | Carbon Dioxide Biogenic | 0 | 268919000 | C
311313 | 1004477 | 2023 | OB (Boiler, other) | MURRAY BOILER | Natural Gas (Weighted U.S. Average) | Carbon Dioxide Non-Biogenic | 14639.8 | 268919000 | C
311313 | 1004477 | 2023 | OB (Boiler, other) | MURRAY BOILER | Natural Gas (Weighted U.S. Average) | Carbon Dioxide Total | 14639.8 | 268919000 | C
311313 | 1004477 | 2023 | OB (Boiler, other) | MURRAY BOILER | Natural Gas (Weighted U.S. Average) | Methane | 0.28 | 268919000 | C
311313 | 1004477 | 2023 | OB (Boiler, other) | MURRAY BOILER | Natural Gas (Weighted U.S. Average) | Methane (Co2 eq) | 6.9 | 268919000 | C
311313 | 1004477 | 2023 | OB (Boiler, other) | MURRAY BOILER | Natural Gas (Weighted U.S. Average) | Nitrous Oxide | 0.028 | 268919000 | C
311313 | 1004477 | 2023 | OB (Boiler, other) | MURRAY BOILER | Natural Gas (Weighted U.S. Average) | Nitrous Oxide (Co2 eq) | 8.2 | 268919000 | C
311313 | 1004477 | 2023 | PD (Product or intermediate product dryer) | PULP DRYER | Natural Gas (Weighted U.S. Average) | Carbon Dioxide Biogenic | 0 | 331923000 | C
311313 | 1004477 | 2023 | PD (Product or intermediate product dryer) | PULP DRYER | Natural Gas (Weighted U.S. Average) | Carbon Dioxide Non-Biogenic | 18069.7 | 331923000 | C
311313 | 1004477 | 2023 | PD (Product or intermediate product dryer) | PULP DRYER | Natural Gas (Weighted U.S. Average) | Carbon Dioxide Total | 18069.7 | 331923000 | C
311313 | 1004477 | 2023 | PD (Product or intermediate product dryer) | PULP DRYER | Natural Gas (Weighted U.S. Average) | Methane | 0.34 | 331923000 | C
311313 | 1004477 | 2023 | PD (Product or intermediate product dryer) | PULP DRYER | Natural Gas (Weighted U.S. Average) | Methane (Co2 eq) | 8.5 | 331923000 | C
311313 | 1004477 | 2023 | PD (Product or intermediate product dryer) | PULP DRYER | Natural Gas (Weighted U.S. Average) | Nitrous Oxide | 0.034 | 331923000 | C
311313 | 1004477 | 2023 | PD (Product or intermediate product dryer) | PULP DRYER | Natural Gas (Weighted U.S. Average) | Nitrous Oxide (Co2 eq) | 10.1 | 331923000 | C
311313 | 1004477 | 2023 | OB (Boiler, other) | Riley Boiler (#4) | Natural Gas (Weighted U.S. Average) | Carbon Dioxide Biogenic | 0 | 453793000 | C
311313 | 1004477 | 2023 | OB (Boiler, other) | Riley Boiler (#4) | Natural Gas (Weighted U.S. Average) | Carbon Dioxide Non-Biogenic | 24704.3 | 453793000 | C
311313 | 1004477 | 2023 | OB (Boiler, other) | Riley Boiler (#4) | Natural Gas (Weighted U.S. Average) | Carbon Dioxide Total | 24704.3 | 453793000 | C
311313 | 1004477 | 2023 | OB (Boiler, other) | Riley Boiler (#4) | Natural Gas (Weighted U.S. Average) | Methane | 0.47 | 453793000 | C
311313 | 1004477 | 2023 | OB (Boiler, other) | Riley Boiler (#4) | Natural Gas (Weighted U.S. Average) | Methane (Co2 eq) | 11.6 | 453793000 | C
311313 | 1004477 | 2023 | OB (Boiler, other) | Riley Boiler (#4) | Natural Gas (Weighted U.S. Average) | Nitrous Oxide | 0.047 | 453793000 | C
311313 | 1004477 | 2023 | OB (Boiler, other) | Riley Boiler (#4) | Natural Gas (Weighted U.S. Average) | Nitrous Oxide (Co2 eq) | 13.9 | 453793000 | C
325193 | 1004490 | 2023 |  | CP-1 | Distillate Fuel Oil No. 2 | Carbon Dioxide Biogenic | 0 | 1060.5 | C
325193 | 1004490 | 2023 |  | CP-1 | Distillate Fuel Oil No. 2 | Carbon Dioxide Non-Biogenic | 10.8 | 1060.5 | C
325193 | 1004490 | 2023 |  | CP-1 | Distillate Fuel Oil No. 2 | Carbon Dioxide Total | 10.8 | 1060.5 | C
325193 | 1004490 | 2023 |  | CP-1 | Distillate Fuel Oil No. 2 | Methane | 0 | 1060.5 | C
325193 | 1004490 | 2023 |  | CP-1 | Distillate Fuel Oil No. 2 | Methane (Co2 eq) | 0 | 1060.5 | C
325193 | 1004490 | 2023 |  | CP-1 | Distillate Fuel Oil No. 2 | Nitrous Oxide | 0 | 1060.5 | C
325193 | 1004490 | 2023 |  | CP-1 | Distillate Fuel Oil No. 2 | Nitrous Oxide (Co2 eq) | 0 | 1060.5 | C
325193 | 1004490 | 2023 |  | CP-1 | Natural Gas (Weighted U.S. Average) | Carbon Dioxide Biogenic | 0 | 0 | C
325193 | 1004490 | 2023 |  | CP-1 | Natural Gas (Weighted U.S. Average) | Carbon Dioxide Non-Biogenic | 85713.1 | 0 | C
325193 | 1004490 | 2023 |  | CP-1 | Natural Gas (Weighted U.S. Average) | Carbon Dioxide Total | 85713.1 | 0 | C
325193 | 1004490 | 2023 |  | CP-1 | Natural Gas (Weighted U.S. Average) | Methane | 1.62 | 0 | C
325193 | 1004490 | 2023 |  | CP-1 | Natural Gas (Weighted U.S. Average) | Methane (Co2 eq) | 40.4 | 0 | C
325193 | 1004490 | 2023 |  | CP-1 | Natural Gas (Weighted U.S. Average) | Nitrous Oxide | 0.162 | 0 | C
325193 | 1004490 | 2023 |  | CP-1 | Natural Gas (Weighted U.S. Average) | Nitrous Oxide (Co2 eq) | 48.1 | 0 | C
325193 | 1004490 | 2023 | OB (Boiler, other) | Solid Fuel Boiler | Agricultural Byproducts | Carbon Dioxide Biogenic | 531.3 | 545 | C
325193 | 1004490 | 2023 | OB (Boiler, other) | Solid Fuel Boiler | Agricultural Byproducts | Carbon Dioxide Non-Biogenic | 0 | 545 | C
325193 | 1004490 | 2023 | OB (Boiler, other) | Solid Fuel Boiler | Agricultural Byproducts | Carbon Dioxide Total | 531.3 | 545 | C
325193 | 1004490 | 2023 | OB (Boiler, other) | Solid Fuel Boiler | Agricultural Byproducts | Methane | 0.14 | 545 | C
325193 | 1004490 | 2023 | OB (Boiler, other) | Solid Fuel Boiler | Agricultural Byproducts | Methane (Co2 eq) | 3.6 | 545 | C
325193 | 1004490 | 2023 | OB (Boiler, other) | Solid Fuel Boiler | Agricultural Byproducts | Nitrous Oxide | 0.019 | 545 | C
325193 | 1004490 | 2023 | OB (Boiler, other) | Solid Fuel Boiler | Agricultural Byproducts | Nitrous Oxide (Co2 eq) | 5.6 | 545 | C
322120 | 1004500 | 2023 |  | GP-ALL UNITS ON SITE | Natural Gas (Weighted U.S. Average) | Carbon Dioxide Biogenic | 0 | 0 | C
322120 | 1004500 | 2023 |  | GP-ALL UNITS ON SITE | Natural Gas (Weighted U.S. Average) | Carbon Dioxide Non-Biogenic | 67633.3 | 0 | C
322120 | 1004500 | 2023 |  | GP-ALL UNITS ON SITE | Natural Gas (Weighted U.S. Average) | Carbon Dioxide Total | 67633.3 | 0 | C
322120 | 1004500 | 2023 |  | GP-ALL UNITS ON SITE | Natural Gas (Weighted U.S. Average) | Methane | 1.28 | 0 | C
322120 | 1004500 | 2023 |  | GP-ALL UNITS ON SITE | Natural Gas (Weighted U.S. Average) | Methane (Co2 eq) | 32 | 0 | C
322120 | 1004500 | 2023 |  | GP-ALL UNITS ON SITE | Natural Gas (Weighted U.S. Average) | Nitrous Oxide | 0.127 | 0 | C
322120 | 1004500 | 2023 |  | GP-ALL UNITS ON SITE | Natural Gas (Weighted U.S. Average) | Nitrous Oxide (Co2 eq) | 37.8 | 0 | C
325199 | 1004504 | 2023 | OB (Boiler, other) | N006 Scrubber Off Gas Boiler | Butane | Carbon Dioxide Biogenic | 0 | 0 | C
325199 | 1004504 | 2023 | OB (Boiler, other) | N006 Scrubber Off Gas Boiler | Butane | Carbon Dioxide Non-Biogenic | 17948.5 | 0 | C
325199 | 1004504 | 2023 | OB (Boiler, other) | N006 Scrubber Off Gas Boiler | Butane | Carbon Dioxide Total | 17948.5 | 0 | C
325199 | 1004504 | 2023 | OB (Boiler, other) | N006 Scrubber Off Gas Boiler | Butane | Methane | 0.83 | 0 | C
325199 | 1004504 | 2023 | OB (Boiler, other) | N006 Scrubber Off Gas Boiler | Butane | Methane (Co2 eq) | 20.8 | 0 | C
325199 | 1004504 | 2023 | OB (Boiler, other) | N006 Scrubber Off Gas Boiler | Butane | Nitrous Oxide | 0.166 | 0 | C
325199 | 1004504 | 2023 | OB (Boiler, other) | N006 Scrubber Off Gas Boiler | Butane | Nitrous Oxide (Co2 eq) | 49.5 | 0 | C
325199 | 1004504 | 2023 | OB (Boiler, other) | N006 Scrubber Off Gas Boiler | Fuel Gas | Carbon Dioxide Biogenic | 0 | 0 | C
325199 | 1004504 | 2023 | OB (Boiler, other) | N006 Scrubber Off Gas Boiler | Fuel Gas | Carbon Dioxide Non-Biogenic | 8787 | 0 | C
325199 | 1004504 | 2023 | OB (Boiler, other) | N006 Scrubber Off Gas Boiler | Fuel Gas | Carbon Dioxide Total | 8787 | 0 | C
325199 | 1004504 | 2023 | OB (Boiler, other) | N006 Scrubber Off Gas Boiler | Fuel Gas | Methane | 0.45 | 0 | C
325199 | 1004504 | 2023 | OB (Boiler, other) | N006 Scrubber Off Gas Boiler | Fuel Gas | Methane (Co2 eq) | 11.2 | 0 | C
325199 | 1004504 | 2023 | OB (Boiler, other) | N006 Scrubber Off Gas Boiler | Fuel Gas | Nitrous Oxide | 0.089 | 0 | C
325199 | 1004504 | 2023 | OB (Boiler, other) | N006 Scrubber Off Gas Boiler | Fuel Gas | Nitrous Oxide (Co2 eq) | 26.6 | 0 | C
325199 | 1004504 | 2023 | OB (Boiler, other) | N006 Scrubber Off Gas Boiler | Natural Gas (Weighted U.S. Average) | Carbon Dioxide Biogenic | 0 | 0 | C
325199 | 1004504 | 2023 | OB (Boiler, other) | N006 Scrubber Off Gas Boiler | Natural Gas (Weighted U.S. Average) | Carbon Dioxide Non-Biogenic | 36666.1 | 0 | C
325199 | 1004504 | 2023 | OB (Boiler, other) | N006 Scrubber Off Gas Boiler | Natural Gas (Weighted U.S. Average) | Carbon Dioxide Total | 36666.1 | 0 | C
325199 | 1004504 | 2023 | OB (Boiler, other) | N006 Scrubber Off Gas Boiler | Natural Gas (Weighted U.S. Average) | Methane | 0.69 | 0 | C
325199 | 1004504 | 2023 | OB (Boiler, other) | N006 Scrubber Off Gas Boiler | Natural Gas (Weighted U.S. Average) | Methane (Co2 eq) | 17.3 | 0 | C
325199 | 1004504 | 2023 | OB (Boiler, other) | N006 Scrubber Off Gas Boiler | Natural Gas (Weighted U.S. Average) | Nitrous Oxide | 0.069 | 0 | C
325199 | 1004504 | 2023 | OB (Boiler, other) | N006 Scrubber Off Gas Boiler | Natural Gas (Weighted U.S. Average) | Nitrous Oxide (Co2 eq) | 20.6 | 0 | C
325199 | 1004504 | 2023 | OB (Boiler, other) | N006 Scrubber Off Gas Boiler |  | Carbon Dioxide Biogenic | 0 | 0 | C
325199 | 1004504 | 2023 | OB (Boiler, other) | N006 Scrubber Off Gas Boiler |  | Carbon Dioxide Non-Biogenic | 29004 | 0 | C
325199 | 1004504 | 2023 | OB (Boiler, other) | N006 Scrubber Off Gas Boiler |  | Carbon Dioxide Total | 29004 | 0 | C
325199 | 1004504 | 2023 | OB (Boiler, other) | N006 Scrubber Off Gas Boiler |  | Methane | 0 | 0 | C
325199 | 1004504 | 2023 | OB (Boiler, other) | N006 Scrubber Off Gas Boiler |  | Methane (Co2 eq) | 0 | 0 | C
325199 | 1004504 | 2023 | OB (Boiler, other) | N006 Scrubber Off Gas Boiler |  | Nitrous Oxide | 0 | 0 | C
325199 | 1004504 | 2023 | OB (Boiler, other) | N006 Scrubber Off Gas Boiler |  | Nitrous Oxide (Co2 eq) | 0 | 0 | C
325193 | 1004526 | 2023 |  | GP-Great Plains Ethanol, LLC | Landfill Gas | Carbon Dioxide Biogenic | 5265.9 | 208519000 | C
325193 | 1004526 | 2023 |  | GP-Great Plains Ethanol, LLC | Landfill Gas | Carbon Dioxide Non-Biogenic | 0 | 208519000 | C
325193 | 1004526 | 2023 |  | GP-Great Plains Ethanol, LLC | Landfill Gas | Carbon Dioxide Total | 5265.9 | 208519000 | C
325193 | 1004526 | 2023 |  | GP-Great Plains Ethanol, LLC | Landfill Gas | Methane | 0.32 | 208519000 | C
325193 | 1004526 | 2023 |  | GP-Great Plains Ethanol, LLC | Landfill Gas | Methane (Co2 eq) | 8.1 | 208519000 | C
325193 | 1004526 | 2023 |  | GP-Great Plains Ethanol, LLC | Landfill Gas | Nitrous Oxide | 0.064 | 208519000 | C
325193 | 1004526 | 2023 |  | GP-Great Plains Ethanol, LLC | Landfill Gas | Nitrous Oxide (Co2 eq) | 19 | 208519000 | C
325193 | 1004526 | 2023 |  | GP-Great Plains Ethanol, LLC | Natural Gas (Weighted U.S. Average) | Carbon Dioxide Biogenic | 0 | 0 | C
325193 | 1004526 | 2023 |  | GP-Great Plains Ethanol, LLC | Natural Gas (Weighted U.S. Average) | Carbon Dioxide Non-Biogenic | 60408.4 | 0 | C
325193 | 1004526 | 2023 |  | GP-Great Plains Ethanol, LLC | Natural Gas (Weighted U.S. Average) | Carbon Dioxide Total | 60408.4 | 0 | C
325193 | 1004526 | 2023 |  | GP-Great Plains Ethanol, LLC | Natural Gas (Weighted U.S. Average) | Methane | 1.14 | 0 | C
325193 | 1004526 | 2023 |  | GP-Great Plains Ethanol, LLC | Natural Gas (Weighted U.S. Average) | Methane (Co2 eq) | 28.5 | 0 | C
325193 | 1004526 | 2023 |  | GP-Great Plains Ethanol, LLC | Natural Gas (Weighted U.S. Average) | Nitrous Oxide | 0.114 | 0 | C
325193 | 1004526 | 2023 |  | GP-Great Plains Ethanol, LLC | Natural Gas (Weighted U.S. Average) | Nitrous Oxide (Co2 eq) | 33.9 | 0 | C
325193 | 1004526 | 2023 |  | GP-Great Plains Ethanol, LLC | Wood and Wood Residuals (dry basis) | Carbon Dioxide Biogenic | 127019.6 | 95806 | C
325193 | 1004526 | 2023 |  | GP-Great Plains Ethanol, LLC | Wood and Wood Residuals (dry basis) | Carbon Dioxide Non-Biogenic | 0 | 95806 | C
325193 | 1004526 | 2023 |  | GP-Great Plains Ethanol, LLC | Wood and Wood Residuals (dry basis) | Carbon Dioxide Total | 127019.6 | 95806 | C
325193 | 1004526 | 2023 |  | GP-Great Plains Ethanol, LLC | Wood and Wood Residuals (dry basis) | Methane | 9.75 | 95806 | C
325193 | 1004526 | 2023 |  | GP-Great Plains Ethanol, LLC | Wood and Wood Residuals (dry basis) | Methane (Co2 eq) | 243.8 | 95806 | C
325193 | 1004526 | 2023 |  | GP-Great Plains Ethanol, LLC | Wood and Wood Residuals (dry basis) | Nitrous Oxide | 4.875 | 95806 | C
325193 | 1004526 | 2023 |  | GP-Great Plains Ethanol, LLC | Wood and Wood Residuals (dry basis) | Nitrous Oxide (Co2 eq) | 1452.7 | 95806 | C
312140 | 1004528 | 2023 |  | GP-Boston Boilers and Dryers | Bituminous | Carbon Dioxide Biogenic | 0 | 10000 | C
312140 | 1004528 | 2023 |  | GP-Boston Boilers and Dryers | Bituminous | Carbon Dioxide Non-Biogenic | 25917.8 | 10000 | C
312140 | 1004528 | 2023 |  | GP-Boston Boilers and Dryers | Bituminous | Carbon Dioxide Total | 25917.8 | 10000 | C
312140 | 1004528 | 2023 |  | GP-Boston Boilers and Dryers | Bituminous | Methane | 3.06 | 10000 | C
312140 | 1004528 | 2023 |  | GP-Boston Boilers and Dryers | Bituminous | Methane (Co2 eq) | 76.4 | 10000 | C
312140 | 1004528 | 2023 |  | GP-Boston Boilers and Dryers | Bituminous | Nitrous Oxide | 0.445 | 10000 | C
312140 | 1004528 | 2023 |  | GP-Boston Boilers and Dryers | Bituminous | Nitrous Oxide (Co2 eq) | 132.5 | 10000 | C
312140 | 1004528 | 2023 |  | GP-Boston Boilers and Dryers | Natural Gas (Weighted U.S. Average) | Carbon Dioxide Biogenic | 0 | 0 | C
312140 | 1004528 | 2023 |  | GP-Boston Boilers and Dryers | Natural Gas (Weighted U.S. Average) | Carbon Dioxide Non-Biogenic | 26700 | 0 | C
312140 | 1004528 | 2023 |  | GP-Boston Boilers and Dryers | Natural Gas (Weighted U.S. Average) | Carbon Dioxide Total | 26700 | 0 | C
312140 | 1004528 | 2023 |  | GP-Boston Boilers and Dryers | Natural Gas (Weighted U.S. Average) | Methane | 0.5 | 0 | C
312140 | 1004528 | 2023 |  | GP-Boston Boilers and Dryers | Natural Gas (Weighted U.S. Average) | Methane (Co2 eq) | 12.6 | 0 | C
312140 | 1004528 | 2023 |  | GP-Boston Boilers and Dryers | Natural Gas (Weighted U.S. Average) | Nitrous Oxide | 0.05 | 0 | C
312140 | 1004528 | 2023 |  | GP-Boston Boilers and Dryers | Natural Gas (Weighted U.S. Average) | Nitrous Oxide (Co2 eq) | 15 | 0 | C
312140 | 1004529 | 2023 |  | GP-Clermont Plant | Natural Gas (Weighted U.S. Average) | Carbon Dioxide Biogenic | 0 | 0 | C
312140 | 1004529 | 2023 |  | GP-Clermont Plant | Natural Gas (Weighted U.S. Average) | Carbon Dioxide Non-Biogenic | 27977.9 | 0 | C
312140 | 1004529 | 2023 |  | GP-Clermont Plant | Natural Gas (Weighted U.S. Average) | Carbon Dioxide Total | 27977.9 | 0 | C
312140 | 1004529 | 2023 |  | GP-Clermont Plant | Natural Gas (Weighted U.S. Average) | Methane | 0.53 | 0 | C
312140 | 1004529 | 2023 |  | GP-Clermont Plant | Natural Gas (Weighted U.S. Average) | Methane (Co2 eq) | 13.2 | 0 | C
312140 | 1004529 | 2023 |  | GP-Clermont Plant | Natural Gas (Weighted U.S. Average) | Nitrous Oxide | 0.053 | 0 | C
312140 | 1004529 | 2023 |  | GP-Clermont Plant | Natural Gas (Weighted U.S. Average) | Nitrous Oxide (Co2 eq) | 15.7 | 0 | C
312140 | 1004530 | 2023 |  | GP- Stationary Combustion Sources | Natural Gas (Weighted U.S. Average) | Carbon Dioxide Biogenic | 0 | 1199371000 | C
312140 | 1004530 | 2023 |  | GP- Stationary Combustion Sources | Natural Gas (Weighted U.S. Average) | Carbon Dioxide Non-Biogenic | 65293.2 | 1199371000 | C
312140 | 1004530 | 2023 |  | GP- Stationary Combustion Sources | Natural Gas (Weighted U.S. Average) | Carbon Dioxide Total | 65293.2 | 1199371000 | C
312140 | 1004530 | 2023 |  | GP- Stationary Combustion Sources | Natural Gas (Weighted U.S. Average) | Methane | 1.23 | 1199371000 | C
312140 | 1004530 | 2023 |  | GP- Stationary Combustion Sources | Natural Gas (Weighted U.S. Average) | Methane (Co2 eq) | 30.8 | 1199371000 | C
312140 | 1004530 | 2023 |  | GP- Stationary Combustion Sources | Natural Gas (Weighted U.S. Average) | Nitrous Oxide | 0.123 | 1199371000 | C
312140 | 1004530 | 2023 |  | GP- Stationary Combustion Sources | Natural Gas (Weighted U.S. Average) | Nitrous Oxide (Co2 eq) | 36.7 | 1199371000 | C
322130 | 1004536 | 2023 |  | GP-B009 | Natural Gas (Weighted U.S. Average) | Carbon Dioxide Biogenic | 0 | 0 | C
322130 | 1004536 | 2023 |  | GP-B009 | Natural Gas (Weighted U.S. Average) | Carbon Dioxide Non-Biogenic | 29786.2 | 0 | C
322130 | 1004536 | 2023 |  | GP-B009 | Natural Gas (Weighted U.S. Average) | Carbon Dioxide Total | 29786.2 | 0 | C
322130 | 1004536 | 2023 |  | GP-B009 | Natural Gas (Weighted U.S. Average) | Methane | 0.56 | 0 | C
322130 | 1004536 | 2023 |  | GP-B009 | Natural Gas (Weighted U.S. Average) | Methane (Co2 eq) | 14 | 0 | C
322130 | 1004536 | 2023 |  | GP-B009 | Natural Gas (Weighted U.S. Average) | Nitrous Oxide | 0.056 | 0 | C
322130 | 1004536 | 2023 |  | GP-B009 | Natural Gas (Weighted U.S. Average) | Nitrous Oxide (Co2 eq) | 16.7 | 0 | C
322130 | 1004536 | 2023 |  | GP-Heaters/Air Make-up | Natural Gas (Weighted U.S. Average) | Carbon Dioxide Biogenic | 0 | 0 | C
322130 | 1004536 | 2023 |  | GP-Heaters/Air Make-up | Natural Gas (Weighted U.S. Average) | Carbon Dioxide Non-Biogenic | 2127.2 | 0 | C
322130 | 1004536 | 2023 |  | GP-Heaters/Air Make-up | Natural Gas (Weighted U.S. Average) | Carbon Dioxide Total | 2127.2 | 0 | C
322130 | 1004536 | 2023 |  | GP-Heaters/Air Make-up | Natural Gas (Weighted U.S. Average) | Methane | 0.04 | 0 | C
322130 | 1004536 | 2023 |  | GP-Heaters/Air Make-up | Natural Gas (Weighted U.S. Average) | Methane (Co2 eq) | 1 | 0 | C
322130 | 1004536 | 2023 |  | GP-Heaters/Air Make-up | Natural Gas (Weighted U.S. Average) | Nitrous Oxide | 0.004 | 0 | C
322130 | 1004536 | 2023 |  | GP-Heaters/Air Make-up | Natural Gas (Weighted U.S. Average) | Nitrous Oxide (Co2 eq) | 1.2 | 0 | C
322130 | 1004536 | 2023 |  | GP-Turbine/HRSG | Natural Gas (Weighted U.S. Average) | Carbon Dioxide Biogenic | 0 | 0 | C
322130 | 1004536 | 2023 |  | GP-Turbine/HRSG | Natural Gas (Weighted U.S. Average) | Carbon Dioxide Non-Biogenic | 32856.1 | 0 | C
322130 | 1004536 | 2023 |  | GP-Turbine/HRSG | Natural Gas (Weighted U.S. Average) | Carbon Dioxide Total | 32856.1 | 0 | C
322130 | 1004536 | 2023 |  | GP-Turbine/HRSG | Natural Gas (Weighted U.S. Average) | Methane | 0.62 | 0 | C
322130 | 1004536 | 2023 |  | GP-Turbine/HRSG | Natural Gas (Weighted U.S. Average) | Methane (Co2 eq) | 15.5 | 0 | C
322130 | 1004536 | 2023 |  | GP-Turbine/HRSG | Natural Gas (Weighted U.S. Average) | Nitrous Oxide | 0.062 | 0 | C
322130 | 1004536 | 2023 |  | GP-Turbine/HRSG | Natural Gas (Weighted U.S. Average) | Nitrous Oxide (Co2 eq) | 18.5 | 0 | C
322130 | 1004553 | 2023 |  | GP-Boilers | Natural Gas (Weighted U.S. Average) | Carbon Dioxide Biogenic | 0 | 0 | C
322130 | 1004553 | 2023 |  | GP-Boilers | Natural Gas (Weighted U.S. Average) | Carbon Dioxide Non-Biogenic | 15569.7 | 0 | C
322130 | 1004553 | 2023 |  | GP-Boilers | Natural Gas (Weighted U.S. Average) | Carbon Dioxide Total | 15569.7 | 0 | C
322130 | 1004553 | 2023 |  | GP-Boilers | Natural Gas (Weighted U.S. Average) | Methane | 0.29 | 0 | C
322130 | 1004553 | 2023 |  | GP-Boilers | Natural Gas (Weighted U.S. Average) | Methane (Co2 eq) | 7.3 | 0 | C
322130 | 1004553 | 2023 |  | GP-Boilers | Natural Gas (Weighted U.S. Average) | Nitrous Oxide | 0.029 | 0 | C
322130 | 1004553 | 2023 |  | GP-Boilers | Natural Gas (Weighted U.S. Average) | Nitrous Oxide (Co2 eq) | 8.7 | 0 | C
322130 | 1004554 | 2023 | PCT (Pulverized coal, tangentially-fired) | CB01 | Bituminous | Carbon Dioxide Biogenic | 0 | 0 | C
322130 | 1004554 | 2023 | PCT (Pulverized coal, tangentially-fired) | CB01 | Bituminous | Carbon Dioxide Non-Biogenic | 137.8 | 0 | C
322130 | 1004554 | 2023 | PCT (Pulverized coal, tangentially-fired) | CB01 | Bituminous | Carbon Dioxide Total | 137.8 | 0 | C
322130 | 1004554 | 2023 | PCT (Pulverized coal, tangentially-fired) | CB01 | Bituminous | Methane | 0.02 | 0 | C
322130 | 1004554 | 2023 | PCT (Pulverized coal, tangentially-fired) | CB01 | Bituminous | Methane (Co2 eq) | 0.5 | 0 | C
322130 | 1004554 | 2023 | PCT (Pulverized coal, tangentially-fired) | CB01 | Bituminous | Nitrous Oxide | 0.003 | 0 | C
322130 | 1004554 | 2023 | PCT (Pulverized coal, tangentially-fired) | CB01 | Bituminous | Nitrous Oxide (Co2 eq) | 0.9 | 0 | C
322130 | 1004554 | 2023 |  | CP-Fuel Oil | Distillate Fuel Oil No. 2 | Carbon Dioxide Biogenic | 0 | 0 | C
322130 | 1004554 | 2023 |  | CP-Fuel Oil | Distillate Fuel Oil No. 2 | Carbon Dioxide Non-Biogenic | 0 | 0 | C
322130 | 1004554 | 2023 |  | CP-Fuel Oil | Distillate Fuel Oil No. 2 | Carbon Dioxide Total | 0 | 0 | C
322130 | 1004554 | 2023 |  | CP-Fuel Oil | Distillate Fuel Oil No. 2 | Methane | 0 | 0 | C
322130 | 1004554 | 2023 |  | CP-Fuel Oil | Distillate Fuel Oil No. 2 | Methane (Co2 eq) | 0 | 0 | C
322130 | 1004554 | 2023 |  | CP-Fuel Oil | Distillate Fuel Oil No. 2 | Nitrous Oxide | 0 | 0 | C
322130 | 1004554 | 2023 |  | CP-Fuel Oil | Distillate Fuel Oil No. 2 | Nitrous Oxide (Co2 eq) | 0 | 0 | C
322130 | 1004554 | 2023 |  | CP-Natural Gas | Natural Gas (Weighted U.S. Average) | Carbon Dioxide Biogenic | 0 | 0 | C
322130 | 1004554 | 2023 |  | CP-Natural Gas | Natural Gas (Weighted U.S. Average) | Carbon Dioxide Non-Biogenic | 70793.7 | 0 | C
322130 | 1004554 | 2023 |  | CP-Natural Gas | Natural Gas (Weighted U.S. Average) | Carbon Dioxide Total | 70793.7 | 0 | C
322130 | 1004554 | 2023 |  | CP-Natural Gas | Natural Gas (Weighted U.S. Average) | Methane | 1.33 | 0 | C
322130 | 1004554 | 2023 |  | CP-Natural Gas | Natural Gas (Weighted U.S. Average) | Methane (Co2 eq) | 33.4 | 0 | C
322130 | 1004554 | 2023 |  | CP-Natural Gas | Natural Gas (Weighted U.S. Average) | Nitrous Oxide | 0.133 | 0 | C
322130 | 1004554 | 2023 |  | CP-Natural Gas | Natural Gas (Weighted U.S. Average) | Nitrous Oxide (Co2 eq) | 39.8 | 0 | C
325199 | 1004570 | 2023 | Petrochemical process unit | AN Plant |  | Carbon Dioxide | 84114.6 |  | X
325199 | 1004570 | 2023 |  | CP- UT | Natural Gas (Weighted U.S. Average) | Carbon Dioxide Biogenic | 0 | 0 | C
325199 | 1004570 | 2023 |  | CP- UT | Natural Gas (Weighted U.S. Average) | Carbon Dioxide Non-Biogenic | 152538.4 | 0 | C
325199 | 1004570 | 2023 |  | CP- UT | Natural Gas (Weighted U.S. Average) | Carbon Dioxide Total | 152538.4 | 0 | C
325199 | 1004570 | 2023 |  | CP- UT | Natural Gas (Weighted U.S. Average) | Methane | 2.87 | 0 | C
325199 | 1004570 | 2023 |  | CP- UT | Natural Gas (Weighted U.S. Average) | Methane (Co2 eq) | 71.9 | 0 | C
325199 | 1004570 | 2023 |  | CP- UT | Natural Gas (Weighted U.S. Average) | Nitrous Oxide | 0.287 | 0 | C
325199 | 1004570 | 2023 |  | CP- UT | Natural Gas (Weighted U.S. Average) | Nitrous Oxide (Co2 eq) | 85.7 | 0 | C
325199 | 1004570 | 2023 |  | GP- FO | Natural Gas (Weighted U.S. Average) | Carbon Dioxide Biogenic | 0 | 0 | C
325199 | 1004570 | 2023 |  | GP- FO | Natural Gas (Weighted U.S. Average) | Carbon Dioxide Non-Biogenic | 95164.7 | 0 | C
325199 | 1004570 | 2023 |  | GP- FO | Natural Gas (Weighted U.S. Average) | Carbon Dioxide Total | 95164.7 | 0 | C
325199 | 1004570 | 2023 |  | GP- FO | Natural Gas (Weighted U.S. Average) | Methane | 1.79 | 0 | C
325199 | 1004570 | 2023 |  | GP- FO | Natural Gas (Weighted U.S. Average) | Methane (Co2 eq) | 44.8 | 0 | C
325199 | 1004570 | 2023 |  | GP- FO | Natural Gas (Weighted U.S. Average) | Nitrous Oxide | 0.179 | 0 | C
325199 | 1004570 | 2023 |  | GP- FO | Natural Gas (Weighted U.S. Average) | Nitrous Oxide (Co2 eq) | 53.4 | 0 | C
325193 | 1004584 | 2023 |  | CP-Header | Natural Gas (Weighted U.S. Average) | Carbon Dioxide Biogenic | 0 | 0 | C
325193 | 1004584 | 2023 |  | CP-Header | Natural Gas (Weighted U.S. Average) | Carbon Dioxide Non-Biogenic | 105694.8 | 0 | C
325193 | 1004584 | 2023 |  | CP-Header | Natural Gas (Weighted U.S. Average) | Carbon Dioxide Total | 105694.8 | 0 | C
325193 | 1004584 | 2023 |  | CP-Header | Natural Gas (Weighted U.S. Average) | Methane | 1.99 | 0 | C
325193 | 1004584 | 2023 |  | CP-Header | Natural Gas (Weighted U.S. Average) | Methane (Co2 eq) | 49.8 | 0 | C
325193 | 1004584 | 2023 |  | CP-Header | Natural Gas (Weighted U.S. Average) | Nitrous Oxide | 0.199 | 0 | C
325193 | 1004584 | 2023 |  | CP-Header | Natural Gas (Weighted U.S. Average) | Nitrous Oxide (Co2 eq) | 59.4 | 0 | C
325199 | 1004596 | 2023 | OCS (Other combustion source) | Co-generation energy & steam system | Natural Gas (Weighted U.S. Average) | Carbon Dioxide Biogenic | 0 | 0 | C
325199 | 1004596 | 2023 | OCS (Other combustion source) | Co-generation energy & steam system | Natural Gas (Weighted U.S. Average) | Carbon Dioxide Non-Biogenic | 40385 | 0 | C
325199 | 1004596 | 2023 | OCS (Other combustion source) | Co-generation energy & steam system | Natural Gas (Weighted U.S. Average) | Carbon Dioxide Total | 40385 | 0 | C
325199 | 1004596 | 2023 | OCS (Other combustion source) | Co-generation energy & steam system | Natural Gas (Weighted U.S. Average) | Methane | 0.76 | 0 | C
325199 | 1004596 | 2023 | OCS (Other combustion source) | Co-generation energy & steam system | Natural Gas (Weighted U.S. Average) | Methane (Co2 eq) | 19 | 0 | C
325199 | 1004596 | 2023 | OCS (Other combustion source) | Co-generation energy & steam system | Natural Gas (Weighted U.S. Average) | Nitrous Oxide | 0.076 | 0 | C
325199 | 1004596 | 2023 | OCS (Other combustion source) | Co-generation energy & steam system | Natural Gas (Weighted U.S. Average) | Nitrous Oxide (Co2 eq) | 22.7 | 0 | C
311224 | 1004599 | 2023 |  | GP-1 | Natural Gas (Weighted U.S. Average) | Carbon Dioxide Biogenic | 0 | 1274916755 | C
311224 | 1004599 | 2023 |  | GP-1 | Natural Gas (Weighted U.S. Average) | Carbon Dioxide Non-Biogenic | 69405.9 | 1274916755 | C
311224 | 1004599 | 2023 |  | GP-1 | Natural Gas (Weighted U.S. Average) | Carbon Dioxide Total | 69405.9 | 1274916755 | C
311224 | 1004599 | 2023 |  | GP-1 | Natural Gas (Weighted U.S. Average) | Methane | 1.31 | 1274916755 | C
311224 | 1004599 | 2023 |  | GP-1 | Natural Gas (Weighted U.S. Average) | Methane (Co2 eq) | 32.7 | 1274916755 | C
311224 | 1004599 | 2023 |  | GP-1 | Natural Gas (Weighted U.S. Average) | Nitrous Oxide | 0.131 | 1274916755 | C
311224 | 1004599 | 2023 |  | GP-1 | Natural Gas (Weighted U.S. Average) | Nitrous Oxide (Co2 eq) | 39 | 1274916755 | C
311224 | 1004599 | 2023 |  | GP-3 | Distillate Fuel Oil No. 2 | Carbon Dioxide Biogenic | 0 | 1524 | C
311224 | 1004599 | 2023 |  | GP-3 | Distillate Fuel Oil No. 2 | Carbon Dioxide Non-Biogenic | 15.6 | 1524 | C
311224 | 1004599 | 2023 |  | GP-3 | Distillate Fuel Oil No. 2 | Carbon Dioxide Total | 15.6 | 1524 | C
311224 | 1004599 | 2023 |  | GP-3 | Distillate Fuel Oil No. 2 | Methane | 0 | 1524 | C
311224 | 1004599 | 2023 |  | GP-3 | Distillate Fuel Oil No. 2 | Methane (Co2 eq) | 0 | 1524 | C
311224 | 1004599 | 2023 |  | GP-3 | Distillate Fuel Oil No. 2 | Nitrous Oxide | 0 | 1524 | C
311224 | 1004599 | 2023 |  | GP-3 | Distillate Fuel Oil No. 2 | Nitrous Oxide (Co2 eq) | 0 | 1524 | C
325193 | 1004608 | 2023 |  | CP-All NG Units | Natural Gas (Weighted U.S. Average) | Carbon Dioxide Biogenic | 0 | 0 | C
325193 | 1004608 | 2023 |  | CP-All NG Units | Natural Gas (Weighted U.S. Average) | Carbon Dioxide Non-Biogenic | 15048 | 0 | C
325193 | 1004608 | 2023 |  | CP-All NG Units | Natural Gas (Weighted U.S. Average) | Carbon Dioxide Total | 15048 | 0 | C
325193 | 1004608 | 2023 |  | CP-All NG Units | Natural Gas (Weighted U.S. Average) | Methane | 0.28 | 0 | C
325193 | 1004608 | 2023 |  | CP-All NG Units | Natural Gas (Weighted U.S. Average) | Methane (Co2 eq) | 7.1 | 0 | C
325193 | 1004608 | 2023 |  | CP-All NG Units | Natural Gas (Weighted U.S. Average) | Nitrous Oxide | 0.028 | 0 | C
325193 | 1004608 | 2023 |  | CP-All NG Units | Natural Gas (Weighted U.S. Average) | Nitrous Oxide (Co2 eq) | 8.5 | 0 | C
325211 | 1004615 | 2023 |  | GP-001 | Natural Gas (Weighted U.S. Average) | Carbon Dioxide Biogenic | 0 | 352938000 | C
325211 | 1004615 | 2023 |  | GP-001 | Natural Gas (Weighted U.S. Average) | Carbon Dioxide Non-Biogenic | 19213.8 | 352938000 | C
325211 | 1004615 | 2023 |  | GP-001 | Natural Gas (Weighted U.S. Average) | Carbon Dioxide Total | 19213.8 | 352938000 | C
325211 | 1004615 | 2023 |  | GP-001 | Natural Gas (Weighted U.S. Average) | Methane | 0.36 | 352938000 | C
325211 | 1004615 | 2023 |  | GP-001 | Natural Gas (Weighted U.S. Average) | Methane (Co2 eq) | 9.1 | 352938000 | C
325211 | 1004615 | 2023 |  | GP-001 | Natural Gas (Weighted U.S. Average) | Nitrous Oxide | 0.036 | 352938000 | C
325211 | 1004615 | 2023 |  | GP-001 | Natural Gas (Weighted U.S. Average) | Nitrous Oxide (Co2 eq) | 10.8 | 352938000 | C
325211 | 1004621 | 2023 |  | CP-Covestro Total Natural Gas Usage | Natural Gas (Weighted U.S. Average) | Carbon Dioxide Biogenic | 0 | 983091210 | C
325211 | 1004621 | 2023 |  | CP-Covestro Total Natural Gas Usage | Natural Gas (Weighted U.S. Average) | Carbon Dioxide Non-Biogenic | 53016.1 | 983091210 | C
325211 | 1004621 | 2023 |  | CP-Covestro Total Natural Gas Usage | Natural Gas (Weighted U.S. Average) | Carbon Dioxide Total | 53016.1 | 983091210 | C
325211 | 1004621 | 2023 |  | CP-Covestro Total Natural Gas Usage | Natural Gas (Weighted U.S. Average) | Methane | 1 | 983091210 | C
325211 | 1004621 | 2023 |  | CP-Covestro Total Natural Gas Usage | Natural Gas (Weighted U.S. Average) | Methane (Co2 eq) | 25 | 983091210 | C
325211 | 1004621 | 2023 |  | CP-Covestro Total Natural Gas Usage | Natural Gas (Weighted U.S. Average) | Nitrous Oxide | 0.1 | 983091210 | C
325211 | 1004621 | 2023 |  | CP-Covestro Total Natural Gas Usage | Natural Gas (Weighted U.S. Average) | Nitrous Oxide (Co2 eq) | 29.8 | 983091210 | C
322130 | 1004626 | 2023 |  | GP-NG Combustion | Natural Gas (Weighted U.S. Average) | Carbon Dioxide Biogenic | 0 | 0 | C
322130 | 1004626 | 2023 |  | GP-NG Combustion | Natural Gas (Weighted U.S. Average) | Carbon Dioxide Non-Biogenic | 90375.5 | 0 | C
322130 | 1004626 | 2023 |  | GP-NG Combustion | Natural Gas (Weighted U.S. Average) | Carbon Dioxide Total | 90375.5 | 0 | C
322130 | 1004626 | 2023 |  | GP-NG Combustion | Natural Gas (Weighted U.S. Average) | Methane | 1.7 | 0 | C
322130 | 1004626 | 2023 |  | GP-NG Combustion | Natural Gas (Weighted U.S. Average) | Methane (Co2 eq) | 42.6 | 0 | C
322130 | 1004626 | 2023 |  | GP-NG Combustion | Natural Gas (Weighted U.S. Average) | Nitrous Oxide | 0.17 | 0 | C
322130 | 1004626 | 2023 |  | GP-NG Combustion | Natural Gas (Weighted U.S. Average) | Nitrous Oxide (Co2 eq) | 50.8 | 0 | C
311230 | 1004633 | 2023 |  | GP-Stationary Fuel Combustion Sources | Natural Gas (Weighted U.S. Average) | Carbon Dioxide Biogenic | 0 | 0 | C
311230 | 1004633 | 2023 |  | GP-Stationary Fuel Combustion Sources | Natural Gas (Weighted U.S. Average) | Carbon Dioxide Non-Biogenic | 39622.3 | 0 | C
311230 | 1004633 | 2023 |  | GP-Stationary Fuel Combustion Sources | Natural Gas (Weighted U.S. Average) | Carbon Dioxide Total | 39622.3 | 0 | C
311230 | 1004633 | 2023 |  | GP-Stationary Fuel Combustion Sources | Natural Gas (Weighted U.S. Average) | Methane | 0.75 | 0 | C
311230 | 1004633 | 2023 |  | GP-Stationary Fuel Combustion Sources | Natural Gas (Weighted U.S. Average) | Methane (Co2 eq) | 18.7 | 0 | C
311230 | 1004633 | 2023 |  | GP-Stationary Fuel Combustion Sources | Natural Gas (Weighted U.S. Average) | Nitrous Oxide | 0.075 | 0 | C
311230 | 1004633 | 2023 |  | GP-Stationary Fuel Combustion Sources | Natural Gas (Weighted U.S. Average) | Nitrous Oxide (Co2 eq) | 22.3 | 0 | C
311221 | 1004640 | 2023 |  | CP-Utility Boilers | Natural Gas (Weighted U.S. Average) | Carbon Dioxide Biogenic | 0 | 0 | C
311221 | 1004640 | 2023 |  | CP-Utility Boilers | Natural Gas (Weighted U.S. Average) | Carbon Dioxide Non-Biogenic | 145709.1 | 0 | C
311221 | 1004640 | 2023 |  | CP-Utility Boilers | Natural Gas (Weighted U.S. Average) | Carbon Dioxide Total | 145709.1 | 0 | C
311221 | 1004640 | 2023 |  | CP-Utility Boilers | Natural Gas (Weighted U.S. Average) | Methane | 2.75 | 0 | C
311221 | 1004640 | 2023 |  | CP-Utility Boilers | Natural Gas (Weighted U.S. Average) | Methane (Co2 eq) | 68.7 | 0 | C
311221 | 1004640 | 2023 |  | CP-Utility Boilers | Natural Gas (Weighted U.S. Average) | Nitrous Oxide | 0.275 | 0 | C
311221 | 1004640 | 2023 |  | CP-Utility Boilers | Natural Gas (Weighted U.S. Average) | Nitrous Oxide (Co2 eq) | 81.8 | 0 | C
311221 | 1004640 | 2023 |  | GP-WashingtonPlant | Natural Gas (Weighted U.S. Average) | Carbon Dioxide Biogenic | 0 | 1501275828 | C
311221 | 1004640 | 2023 |  | GP-WashingtonPlant | Natural Gas (Weighted U.S. Average) | Carbon Dioxide Non-Biogenic | 81728.8 | 1501275828 | C
311221 | 1004640 | 2023 |  | GP-WashingtonPlant | Natural Gas (Weighted U.S. Average) | Carbon Dioxide Total | 81728.8 | 1501275828 | C
311221 | 1004640 | 2023 |  | GP-WashingtonPlant | Natural Gas (Weighted U.S. Average) | Methane | 1.54 | 1501275828 | C
311221 | 1004640 | 2023 |  | GP-WashingtonPlant | Natural Gas (Weighted U.S. Average) | Methane (Co2 eq) | 38.5 | 1501275828 | C
311221 | 1004640 | 2023 |  | GP-WashingtonPlant | Natural Gas (Weighted U.S. Average) | Nitrous Oxide | 0.154 | 1501275828 | C
311221 | 1004640 | 2023 |  | GP-WashingtonPlant | Natural Gas (Weighted U.S. Average) | Nitrous Oxide (Co2 eq) | 45.9 | 1501275828 | C
311221 | 1004640 | 2023 |  | GP-WashingtonPlant | Other Biomass Gases | Carbon Dioxide Biogenic | 7563.2 | 221757627 | C
311221 | 1004640 | 2023 |  | GP-WashingtonPlant | Other Biomass Gases | Carbon Dioxide Non-Biogenic | 0 | 221757627 | C
311221 | 1004640 | 2023 |  | GP-WashingtonPlant | Other Biomass Gases | Carbon Dioxide Total | 7563.2 | 221757627 | C
311221 | 1004640 | 2023 |  | GP-WashingtonPlant | Other Biomass Gases | Methane | 0.46 | 221757627 | C
311221 | 1004640 | 2023 |  | GP-WashingtonPlant | Other Biomass Gases | Methane (Co2 eq) | 11.6 | 221757627 | C
311221 | 1004640 | 2023 |  | GP-WashingtonPlant | Other Biomass Gases | Nitrous Oxide | 0.092 | 221757627 | C
311221 | 1004640 | 2023 |  | GP-WashingtonPlant | Other Biomass Gases | Nitrous Oxide (Co2 eq) | 27.3 | 221757627 | C
311224 | 1004656 | 2023 |  | GP-01 | Natural Gas (Weighted U.S. Average) | Carbon Dioxide Biogenic | 0 | 0 | C
311224 | 1004656 | 2023 |  | GP-01 | Natural Gas (Weighted U.S. Average) | Carbon Dioxide Non-Biogenic | 86165.2 | 0 | C
311224 | 1004656 | 2023 |  | GP-01 | Natural Gas (Weighted U.S. Average) | Carbon Dioxide Total | 86165.2 | 0 | C
311224 | 1004656 | 2023 |  | GP-01 | Natural Gas (Weighted U.S. Average) | Methane | 1.62 | 0 | C
311224 | 1004656 | 2023 |  | GP-01 | Natural Gas (Weighted U.S. Average) | Methane (Co2 eq) | 40.6 | 0 | C
311224 | 1004656 | 2023 |  | GP-01 | Natural Gas (Weighted U.S. Average) | Nitrous Oxide | 0.162 | 0 | C
311224 | 1004656 | 2023 |  | GP-01 | Natural Gas (Weighted U.S. Average) | Nitrous Oxide (Co2 eq) | 48.4 | 0 | C
311224 | 1004657 | 2023 |  | GP-01 | Natural Gas (Weighted U.S. Average) | Carbon Dioxide Biogenic | 0 | 0 | C
311224 | 1004657 | 2023 |  | GP-01 | Natural Gas (Weighted U.S. Average) | Carbon Dioxide Non-Biogenic | 81629.2 | 0 | C
311224 | 1004657 | 2023 |  | GP-01 | Natural Gas (Weighted U.S. Average) | Carbon Dioxide Total | 81629.2 | 0 | C
311224 | 1004657 | 2023 |  | GP-01 | Natural Gas (Weighted U.S. Average) | Methane | 1.54 | 0 | C
311224 | 1004657 | 2023 |  | GP-01 | Natural Gas (Weighted U.S. Average) | Methane (Co2 eq) | 38.5 | 0 | C
311224 | 1004657 | 2023 |  | GP-01 | Natural Gas (Weighted U.S. Average) | Nitrous Oxide | 0.154 | 0 | C
311224 | 1004657 | 2023 |  | GP-01 | Natural Gas (Weighted U.S. Average) | Nitrous Oxide (Co2 eq) | 45.8 | 0 | C
311224 | 1004657 | 2023 |  | GP-02 | Distillate Fuel Oil No. 2 | Carbon Dioxide Biogenic | 0 | 0 | C
311224 | 1004657 | 2023 |  | GP-02 | Distillate Fuel Oil No. 2 | Carbon Dioxide Non-Biogenic | 0 | 0 | C
311224 | 1004657 | 2023 |  | GP-02 | Distillate Fuel Oil No. 2 | Carbon Dioxide Total | 0 | 0 | C
311224 | 1004657 | 2023 |  | GP-02 | Distillate Fuel Oil No. 2 | Methane | 0 | 0 | C
311224 | 1004657 | 2023 |  | GP-02 | Distillate Fuel Oil No. 2 | Methane (Co2 eq) | 0 | 0 | C
311224 | 1004657 | 2023 |  | GP-02 | Distillate Fuel Oil No. 2 | Nitrous Oxide | 0 | 0 | C
311224 | 1004657 | 2023 |  | GP-02 | Distillate Fuel Oil No. 2 | Nitrous Oxide (Co2 eq) | 0 | 0 | C
311224 | 1004657 | 2023 |  | GP-03 | Distillate Fuel Oil No. 2 | Carbon Dioxide Biogenic | 0 | 0 | C
311224 | 1004657 | 2023 |  | GP-03 | Distillate Fuel Oil No. 2 | Carbon Dioxide Non-Biogenic | 0.7 | 0 | C
311224 | 1004657 | 2023 |  | GP-03 | Distillate Fuel Oil No. 2 | Carbon Dioxide Total | 0.7 | 0 | C
311224 | 1004657 | 2023 |  | GP-03 | Distillate Fuel Oil No. 2 | Methane | 0 | 0 | C
311224 | 1004657 | 2023 |  | GP-03 | Distillate Fuel Oil No. 2 | Methane (Co2 eq) | 0 | 0 | C
311224 | 1004657 | 2023 |  | GP-03 | Distillate Fuel Oil No. 2 | Nitrous Oxide | 0 | 0 | C
311224 | 1004657 | 2023 |  | GP-03 | Distillate Fuel Oil No. 2 | Nitrous Oxide (Co2 eq) | 0 | 0 | C
311224 | 1004657 | 2023 |  | GP-04 | Distillate Fuel Oil No. 2 | Carbon Dioxide Biogenic | 0 | 0 | C
311224 | 1004657 | 2023 |  | GP-04 | Distillate Fuel Oil No. 2 | Carbon Dioxide Non-Biogenic | 18.6 | 0 | C
311224 | 1004657 | 2023 |  | GP-04 | Distillate Fuel Oil No. 2 | Carbon Dioxide Total | 18.6 | 0 | C
311224 | 1004657 | 2023 |  | GP-04 | Distillate Fuel Oil No. 2 | Methane | 0 | 0 | C
311224 | 1004657 | 2023 |  | GP-04 | Distillate Fuel Oil No. 2 | Methane (Co2 eq) | 0 | 0 | C
311224 | 1004657 | 2023 |  | GP-04 | Distillate Fuel Oil No. 2 | Nitrous Oxide | 0 | 0 | C
311224 | 1004657 | 2023 |  | GP-04 | Distillate Fuel Oil No. 2 | Nitrous Oxide (Co2 eq) | 0 | 0 | C
325193 | 1004668 | 2023 |  | CP- | Natural Gas (Weighted U.S. Average) | Carbon Dioxide Biogenic | 0 | 0 | C
325193 | 1004668 | 2023 |  | CP- | Natural Gas (Weighted U.S. Average) | Carbon Dioxide Non-Biogenic | 3749.6 | 0 | C
325193 | 1004668 | 2023 |  | CP- | Natural Gas (Weighted U.S. Average) | Carbon Dioxide Total | 3749.6 | 0 | C
325193 | 1004668 | 2023 |  | CP- | Natural Gas (Weighted U.S. Average) | Methane | 0.07 | 0 | C
325193 | 1004668 | 2023 |  | CP- | Natural Gas (Weighted U.S. Average) | Methane (Co2 eq) | 1.8 | 0 | C
325193 | 1004668 | 2023 |  | CP- | Natural Gas (Weighted U.S. Average) | Nitrous Oxide | 0.007 | 0 | C
325193 | 1004668 | 2023 |  | CP- | Natural Gas (Weighted U.S. Average) | Nitrous Oxide (Co2 eq) | 2.1 | 0 | C
325193 | 1004668 | 2023 |  | CP-Boiler/TO and Rotary Dryers | Natural Gas (Weighted U.S. Average) | Carbon Dioxide Biogenic | 0 | 0 | C
325193 | 1004668 | 2023 |  | CP-Boiler/TO and Rotary Dryers | Natural Gas (Weighted U.S. Average) | Carbon Dioxide Non-Biogenic | 61399.5 | 0 | C
325193 | 1004668 | 2023 |  | CP-Boiler/TO and Rotary Dryers | Natural Gas (Weighted U.S. Average) | Carbon Dioxide Total | 61399.5 | 0 | C
325193 | 1004668 | 2023 |  | CP-Boiler/TO and Rotary Dryers | Natural Gas (Weighted U.S. Average) | Methane | 1.16 | 0 | C
325193 | 1004668 | 2023 |  | CP-Boiler/TO and Rotary Dryers | Natural Gas (Weighted U.S. Average) | Methane (Co2 eq) | 28.9 | 0 | C
325193 | 1004668 | 2023 |  | CP-Boiler/TO and Rotary Dryers | Natural Gas (Weighted U.S. Average) | Nitrous Oxide | 0.116 | 0 | C
325193 | 1004668 | 2023 |  | CP-Boiler/TO and Rotary Dryers | Natural Gas (Weighted U.S. Average) | Nitrous Oxide (Co2 eq) | 34.5 | 0 | C
325312 | 1004669 | 2023 |  | GP-PC | Distillate Fuel Oil No. 2 | Carbon Dioxide Biogenic | 0 | 249365 | C
325312 | 1004669 | 2023 |  | GP-PC | Distillate Fuel Oil No. 2 | Carbon Dioxide Non-Biogenic | 2545.1 | 249365 | C
325312 | 1004669 | 2023 |  | GP-PC | Distillate Fuel Oil No. 2 | Carbon Dioxide Total | 2545.1 | 249365 | C
325312 | 1004669 | 2023 |  | GP-PC | Distillate Fuel Oil No. 2 | Methane | 0.1 | 249365 | C
325312 | 1004669 | 2023 |  | GP-PC | Distillate Fuel Oil No. 2 | Methane (Co2 eq) | 2.6 | 249365 | C
325312 | 1004669 | 2023 |  | GP-PC | Distillate Fuel Oil No. 2 | Nitrous Oxide | 0.021 | 249365 | C
325312 | 1004669 | 2023 |  | GP-PC | Distillate Fuel Oil No. 2 | Nitrous Oxide (Co2 eq) | 6.2 | 249365 | C
325312 | 1004669 | 2023 |  | GP-PC | Natural Gas (Weighted U.S. Average) | Carbon Dioxide Biogenic | 0 | 483040380 | C
325312 | 1004669 | 2023 |  | GP-PC | Natural Gas (Weighted U.S. Average) | Carbon Dioxide Non-Biogenic | 26296.5 | 483040380 | C
325312 | 1004669 | 2023 |  | GP-PC | Natural Gas (Weighted U.S. Average) | Carbon Dioxide Total | 26296.5 | 483040380 | C
325312 | 1004669 | 2023 |  | GP-PC | Natural Gas (Weighted U.S. Average) | Methane | 0.5 | 483040380 | C
325312 | 1004669 | 2023 |  | GP-PC | Natural Gas (Weighted U.S. Average) | Methane (Co2 eq) | 12.4 | 483040380 | C
325312 | 1004669 | 2023 |  | GP-PC | Natural Gas (Weighted U.S. Average) | Nitrous Oxide | 0.05 | 483040380 | C
325312 | 1004669 | 2023 |  | GP-PC | Natural Gas (Weighted U.S. Average) | Nitrous Oxide (Co2 eq) | 14.8 | 483040380 | C
325180 | 1004701 | 2023 |  | CP-SWGAS | Natural Gas (Weighted U.S. Average) | Carbon Dioxide Biogenic | 0 | 0 | C
325180 | 1004701 | 2023 |  | CP-SWGAS | Natural Gas (Weighted U.S. Average) | Carbon Dioxide Non-Biogenic | 25714.6 | 0 | C
325180 | 1004701 | 2023 |  | CP-SWGAS | Natural Gas (Weighted U.S. Average) | Carbon Dioxide Total | 25714.6 | 0 | C
325180 | 1004701 | 2023 |  | CP-SWGAS | Natural Gas (Weighted U.S. Average) | Methane | 0.48 | 0 | C
325180 | 1004701 | 2023 |  | CP-SWGAS | Natural Gas (Weighted U.S. Average) | Methane (Co2 eq) | 12.1 | 0 | C
325180 | 1004701 | 2023 |  | CP-SWGAS | Natural Gas (Weighted U.S. Average) | Nitrous Oxide | 0.048 | 0 | C
325180 | 1004701 | 2023 |  | CP-SWGAS | Natural Gas (Weighted U.S. Average) | Nitrous Oxide (Co2 eq) | 14.4 | 0 | C
325193 | 1004702 | 2023 |  | CP-NG | Natural Gas (Weighted U.S. Average) | Carbon Dioxide Biogenic | 0 | 0 | C
325193 | 1004702 | 2023 |  | CP-NG | Natural Gas (Weighted U.S. Average) | Carbon Dioxide Non-Biogenic | 186781.2 | 0 | C
325193 | 1004702 | 2023 |  | CP-NG | Natural Gas (Weighted U.S. Average) | Carbon Dioxide Total | 186781.2 | 0 | C
325193 | 1004702 | 2023 |  | CP-NG | Natural Gas (Weighted U.S. Average) | Methane | 3.52 | 0 | C
325193 | 1004702 | 2023 |  | CP-NG | Natural Gas (Weighted U.S. Average) | Methane (Co2 eq) | 88 | 0 | C
325193 | 1004702 | 2023 |  | CP-NG | Natural Gas (Weighted U.S. Average) | Nitrous Oxide | 0.352 | 0 | C
325193 | 1004702 | 2023 |  | CP-NG | Natural Gas (Weighted U.S. Average) | Nitrous Oxide (Co2 eq) | 104.9 | 0 | C
322110 | 1004705 | 2023 |  | CP-15 | Natural Gas (Weighted U.S. Average) | Carbon Dioxide Biogenic | 0 | 0 | C
322110 | 1004705 | 2023 |  | CP-15 | Natural Gas (Weighted U.S. Average) | Carbon Dioxide Non-Biogenic | 174857.8 | 0 | C
322110 | 1004705 | 2023 |  | CP-15 | Natural Gas (Weighted U.S. Average) | Carbon Dioxide Total | 174857.8 | 0 | C
322110 | 1004705 | 2023 |  | CP-15 | Natural Gas (Weighted U.S. Average) | Methane | 3.3 | 0 | C
322110 | 1004705 | 2023 |  | CP-15 | Natural Gas (Weighted U.S. Average) | Methane (Co2 eq) | 82.4 | 0 | C
322110 | 1004705 | 2023 |  | CP-15 | Natural Gas (Weighted U.S. Average) | Nitrous Oxide | 0.33 | 0 | C
322110 | 1004705 | 2023 |  | CP-15 | Natural Gas (Weighted U.S. Average) | Nitrous Oxide (Co2 eq) | 98.2 | 0 | C
322110 | 1004705 | 2023 | OB (Boiler, other) | No. 4 Power Boiler | Wood and Wood Residuals (dry basis) | Carbon Dioxide Biogenic | 415467 | 253798 | C
322110 | 1004705 | 2023 | OB (Boiler, other) | No. 4 Power Boiler | Wood and Wood Residuals (dry basis) | Carbon Dioxide Non-Biogenic | -0.3 | 253798 | C
322110 | 1004705 | 2023 | OB (Boiler, other) | No. 4 Power Boiler | Wood and Wood Residuals (dry basis) | Carbon Dioxide Total | 415466.7 | 253798 | C
322110 | 1004705 | 2023 | OB (Boiler, other) | No. 4 Power Boiler | Wood and Wood Residuals (dry basis) | Methane | 31.89 | 253798 | C
322110 | 1004705 | 2023 | OB (Boiler, other) | No. 4 Power Boiler | Wood and Wood Residuals (dry basis) | Methane (Co2 eq) | 797.3 | 253798 | C
322110 | 1004705 | 2023 | OB (Boiler, other) | No. 4 Power Boiler | Wood and Wood Residuals (dry basis) | Nitrous Oxide | 15.945 | 253798 | C
322110 | 1004705 | 2023 | OB (Boiler, other) | No. 4 Power Boiler | Wood and Wood Residuals (dry basis) | Nitrous Oxide (Co2 eq) | 4751.7 | 253798 | C
322110 | 1004705 | 2023 | Pulp Mill Lime Kiln | Number 3 Lime Kiln |  | Carbon Dioxide Biogenic (Spent Liquor) | 0 |  | AA
322110 | 1004705 | 2023 | Pulp Mill Lime Kiln | Number 3 Lime Kiln |  | Carbon Dioxide Non-Biogenic | 27787.9 |  | AA
322110 | 1004705 | 2023 | Pulp Mill Lime Kiln | Number 3 Lime Kiln |  | Methane | 1.41 |  | AA
322110 | 1004705 | 2023 | Pulp Mill Lime Kiln | Number 3 Lime Kiln |  | Methane Spent Liquor | 0 |  | AA
322110 | 1004705 | 2023 | Pulp Mill Lime Kiln | Number 3 Lime Kiln |  | Nitrous Oxide | 0 |  | AA
322110 | 1004705 | 2023 | Pulp Mill Lime Kiln | Number 3 Lime Kiln |  | Nitrous Oxide Spent Liquor | 0 |  | AA
322110 | 1004705 | 2023 | Pulp Mill Lime Kiln | Number 4 Lime Kiln |  | Carbon Dioxide Biogenic (Spent Liquor) | 0 |  | AA
322110 | 1004705 | 2023 | Pulp Mill Lime Kiln | Number 4 Lime Kiln |  | Carbon Dioxide Non-Biogenic | 28706.9 |  | AA
322110 | 1004705 | 2023 | Pulp Mill Lime Kiln | Number 4 Lime Kiln |  | Methane | 0.54 |  | AA
322110 | 1004705 | 2023 | Pulp Mill Lime Kiln | Number 4 Lime Kiln |  | Methane Spent Liquor | 0 |  | AA
322110 | 1004705 | 2023 | Pulp Mill Lime Kiln | Number 4 Lime Kiln |  | Nitrous Oxide | 0.054 |  | AA
322110 | 1004705 | 2023 | Pulp Mill Lime Kiln | Number 4 Lime Kiln |  | Nitrous Oxide Spent Liquor | 0 |  | AA
322110 | 1004705 | 2023 | Chemical Recovery Furnace | Number 4 Recovery Furnace |  | Carbon Dioxide Biogenic (Spent Liquor) | 216151.6 |  | AA | [9 empty] | 53 | 1972 | B&W | 1.2 |  |  |  | 700 | 610
322110 | 1004705 | 2023 | Chemical Recovery Furnace | Number 4 Recovery Furnace |  | Carbon Dioxide Non-Biogenic | 23687.3 |  | AA | [9 empty] | 53 | 1972 | B&W | 1.2 |  |  |  | 700 | 610
322110 | 1004705 | 2023 | Chemical Recovery Furnace | Number 4 Recovery Furnace |  | Methane | 0.45 |  | AA | [9 empty] | 53 | 1972 | B&W | 1.2 |  |  |  | 700 | 610
322110 | 1004705 | 2023 | Chemical Recovery Furnace | Number 4 Recovery Furnace |  | Methane Spent Liquor | 4.35 |  | AA | [9 empty] | 53 | 1972 | B&W | 1.2 |  |  |  | 700 | 610
322110 | 1004705 | 2023 | Chemical Recovery Furnace | Number 4 Recovery Furnace |  | Nitrous Oxide | 0.045 |  | AA | [9 empty] | 53 | 1972 | B&W | 1.2 |  |  |  | 700 | 610
322110 | 1004705 | 2023 | Chemical Recovery Furnace | Number 4 Recovery Furnace |  | Nitrous Oxide Spent Liquor | 0.962 |  | AA | [9 empty] | 53 | 1972 | B&W | 1.2 |  |  |  | 700 | 610
322110 | 1004705 | 2023 | Chemical Recovery Furnace | Number 5 Recovery Furnace |  | Carbon Dioxide Biogenic (Spent Liquor) | 884498.7 |  | AA | [9 empty] | 38 | 1987 | KV/GOT | 3.45 |  |  |  | 1500 | 1350
322110 | 1004705 | 2023 | Chemical Recovery Furnace | Number 5 Recovery Furnace |  | Carbon Dioxide Non-Biogenic | 11710.5 |  | AA | [9 empty] | 38 | 1987 | KV/GOT | 3.45 |  |  |  | 1500 | 1350
322110 | 1004705 | 2023 | Chemical Recovery Furnace | Number 5 Recovery Furnace |  | Methane | 0.22 |  | AA | [9 empty] | 38 | 1987 | KV/GOT | 3.45 |  |  |  | 1500 | 1350
322110 | 1004705 | 2023 | Chemical Recovery Furnace | Number 5 Recovery Furnace |  | Methane Spent Liquor | 17.8 |  | AA | [9 empty] | 38 | 1987 | KV/GOT | 3.45 |  |  |  | 1500 | 1350
322110 | 1004705 | 2023 | Chemical Recovery Furnace | Number 5 Recovery Furnace |  | Nitrous Oxide | 0.022 |  | AA | [9 empty] | 38 | 1987 | KV/GOT | 3.45 |  |  |  | 1500 | 1350
322110 | 1004705 | 2023 | Chemical Recovery Furnace | Number 5 Recovery Furnace |  | Nitrous Oxide Spent Liquor | 3.935 |  | AA | [9 empty] | 38 | 1987 | KV/GOT | 3.45 |  |  |  | 1500 | 1350
322110 | 1004705 | 2023 | PRH (Process Heater) | Space Heating | Propane | Carbon Dioxide Biogenic | 0 | 182236 | C
322110 | 1004705 | 2023 | PRH (Process Heater) | Space Heating | Propane | Carbon Dioxide Non-Biogenic | 1042.6 | 182236 | C
322110 | 1004705 | 2023 | PRH (Process Heater) | Space Heating | Propane | Carbon Dioxide Total | 1042.6 | 182236 | C
322110 | 1004705 | 2023 | PRH (Process Heater) | Space Heating | Propane | Methane | 0.05 | 182236 | C
322110 | 1004705 | 2023 | PRH (Process Heater) | Space Heating | Propane | Methane (Co2 eq) | 1.2 | 182236 | C
322110 | 1004705 | 2023 | PRH (Process Heater) | Space Heating | Propane | Nitrous Oxide | 0.01 | 182236 | C
322110 | 1004705 | 2023 | PRH (Process Heater) | Space Heating | Propane | Nitrous Oxide (Co2 eq) | 3 | 182236 | C
311225 | 1004708 | 2023 |  | GP-Boilers | Natural Gas (Weighted U.S. Average) | Carbon Dioxide Biogenic | 0 | 0 | C
311225 | 1004708 | 2023 |  | GP-Boilers | Natural Gas (Weighted U.S. Average) | Carbon Dioxide Non-Biogenic | 44798.8 | 0 | C
311225 | 1004708 | 2023 |  | GP-Boilers | Natural Gas (Weighted U.S. Average) | Carbon Dioxide Total | 44798.8 | 0 | C
311225 | 1004708 | 2023 |  | GP-Boilers | Natural Gas (Weighted U.S. Average) | Methane | 0.84 | 0 | C
311225 | 1004708 | 2023 |  | GP-Boilers | Natural Gas (Weighted U.S. Average) | Methane (Co2 eq) | 21.1 | 0 | C
311225 | 1004708 | 2023 |  | GP-Boilers | Natural Gas (Weighted U.S. Average) | Nitrous Oxide | 0.084 | 0 | C
311225 | 1004708 | 2023 |  | GP-Boilers | Natural Gas (Weighted U.S. Average) | Nitrous Oxide (Co2 eq) | 25.2 | 0 | C
325193 | 1004713 | 2023 |  | CP-POET BIG Facility | Natural Gas (Weighted U.S. Average) | Carbon Dioxide Biogenic | 0 | 0 | C
325193 | 1004713 | 2023 |  | CP-POET BIG Facility | Natural Gas (Weighted U.S. Average) | Carbon Dioxide Non-Biogenic | 96457.8 | 0 | C
325193 | 1004713 | 2023 |  | CP-POET BIG Facility | Natural Gas (Weighted U.S. Average) | Carbon Dioxide Total | 96457.8 | 0 | C
325193 | 1004713 | 2023 |  | CP-POET BIG Facility | Natural Gas (Weighted U.S. Average) | Methane | 1.82 | 0 | C
325193 | 1004713 | 2023 |  | CP-POET BIG Facility | Natural Gas (Weighted U.S. Average) | Methane (Co2 eq) | 45.5 | 0 | C
325193 | 1004713 | 2023 |  | CP-POET BIG Facility | Natural Gas (Weighted U.S. Average) | Nitrous Oxide | 0.182 | 0 | C
325193 | 1004713 | 2023 |  | CP-POET BIG Facility | Natural Gas (Weighted U.S. Average) | Nitrous Oxide (Co2 eq) | 54.2 | 0 | C
325920 | 1004720 | 2023 |  | GP-Kerosene units | Kerosene | Carbon Dioxide Biogenic | 0 | 1707 | C
325920 | 1004720 | 2023 |  | GP-Kerosene units | Kerosene | Carbon Dioxide Non-Biogenic | 17.3 | 1707 | C
325920 | 1004720 | 2023 |  | GP-Kerosene units | Kerosene | Carbon Dioxide Total | 17.3 | 1707 | C
325920 | 1004720 | 2023 |  | GP-Kerosene units | Kerosene | Methane | 0 | 1707 | C
325920 | 1004720 | 2023 |  | GP-Kerosene units | Kerosene | Methane (Co2 eq) | 0 | 1707 | C
325920 | 1004720 | 2023 |  | GP-Kerosene units | Kerosene | Nitrous Oxide | 0 | 1707 | C
325920 | 1004720 | 2023 |  | GP-Kerosene units | Kerosene | Nitrous Oxide (Co2 eq) | 0 | 1707 | C
325920 | 1004720 | 2023 |  | GP-Natural Gas Furnaces | Natural Gas (Weighted U.S. Average) | Carbon Dioxide Biogenic | 0 | 599790448.3 | C
325920 | 1004720 | 2023 |  | GP-Natural Gas Furnaces | Natural Gas (Weighted U.S. Average) | Carbon Dioxide Non-Biogenic | 32652.3 | 599790448.3 | C
325920 | 1004720 | 2023 |  | GP-Natural Gas Furnaces | Natural Gas (Weighted U.S. Average) | Carbon Dioxide Total | 32652.3 | 599790448.3 | C
325920 | 1004720 | 2023 |  | GP-Natural Gas Furnaces | Natural Gas (Weighted U.S. Average) | Methane | 0.62 | 599790448.3 | C
325920 | 1004720 | 2023 |  | GP-Natural Gas Furnaces | Natural Gas (Weighted U.S. Average) | Methane (Co2 eq) | 15.4 | 599790448.3 | C
325920 | 1004720 | 2023 |  | GP-Natural Gas Furnaces | Natural Gas (Weighted U.S. Average) | Nitrous Oxide | 0.062 | 599790448.3 | C
325920 | 1004720 | 2023 |  | GP-Natural Gas Furnaces | Natural Gas (Weighted U.S. Average) | Nitrous Oxide (Co2 eq) | 18.3 | 599790448.3 | C
325920 | 1004720 | 2023 | OB (Boiler, other) | NG Boiler 1 | Distillate Fuel Oil No. 2 | Carbon Dioxide Biogenic | 0 | 0 | C
325920 | 1004720 | 2023 | OB (Boiler, other) | NG Boiler 1 | Distillate Fuel Oil No. 2 | Carbon Dioxide Non-Biogenic | 0 | 0 | C
325920 | 1004720 | 2023 | OB (Boiler, other) | NG Boiler 1 | Distillate Fuel Oil No. 2 | Carbon Dioxide Total | 0 | 0 | C
325920 | 1004720 | 2023 | OB (Boiler, other) | NG Boiler 1 | Distillate Fuel Oil No. 2 | Methane | 0 | 0 | C
325920 | 1004720 | 2023 | OB (Boiler, other) | NG Boiler 1 | Distillate Fuel Oil No. 2 | Methane (Co2 eq) | 0 | 0 | C
325920 | 1004720 | 2023 | OB (Boiler, other) | NG Boiler 1 | Distillate Fuel Oil No. 2 | Nitrous Oxide | 0 | 0 | C
325920 | 1004720 | 2023 | OB (Boiler, other) | NG Boiler 1 | Distillate Fuel Oil No. 2 | Nitrous Oxide (Co2 eq) | 0 | 0 | C
325920 | 1004720 | 2023 | OB (Boiler, other) | NG Boiler 1 | Natural Gas (Weighted U.S. Average) | Carbon Dioxide Biogenic | 0 | 338650097.5 | C
325920 | 1004720 | 2023 | OB (Boiler, other) | NG Boiler 1 | Natural Gas (Weighted U.S. Average) | Carbon Dioxide Non-Biogenic | 18436 | 338650097.5 | C
325920 | 1004720 | 2023 | OB (Boiler, other) | NG Boiler 1 | Natural Gas (Weighted U.S. Average) | Carbon Dioxide Total | 18436 | 338650097.5 | C
325920 | 1004720 | 2023 | OB (Boiler, other) | NG Boiler 1 | Natural Gas (Weighted U.S. Average) | Methane | 0.35 | 338650097.5 | C
325920 | 1004720 | 2023 | OB (Boiler, other) | NG Boiler 1 | Natural Gas (Weighted U.S. Average) | Methane (Co2 eq) | 8.7 | 338650097.5 | C
325920 | 1004720 | 2023 | OB (Boiler, other) | NG Boiler 1 | Natural Gas (Weighted U.S. Average) | Nitrous Oxide | 0.035 | 338650097.5 | C
325920 | 1004720 | 2023 | OB (Boiler, other) | NG Boiler 1 | Natural Gas (Weighted U.S. Average) | Nitrous Oxide (Co2 eq) | 10.4 | 338650097.5 | C
325920 | 1004720 | 2023 | OB (Boiler, other) | NG Boiler 2 | Distillate Fuel Oil No. 2 | Carbon Dioxide Biogenic | 0 | 0 | C
325920 | 1004720 | 2023 | OB (Boiler, other) | NG Boiler 2 | Distillate Fuel Oil No. 2 | Carbon Dioxide Non-Biogenic | 0 | 0 | C
325920 | 1004720 | 2023 | OB (Boiler, other) | NG Boiler 2 | Distillate Fuel Oil No. 2 | Carbon Dioxide Total | 0 | 0 | C
325920 | 1004720 | 2023 | OB (Boiler, other) | NG Boiler 2 | Distillate Fuel Oil No. 2 | Methane | 0 | 0 | C
325920 | 1004720 | 2023 | OB (Boiler, other) | NG Boiler 2 | Distillate Fuel Oil No. 2 | Methane (Co2 eq) | 0 | 0 | C
325920 | 1004720 | 2023 | OB (Boiler, other) | NG Boiler 2 | Distillate Fuel Oil No. 2 | Nitrous Oxide | 0 | 0 | C
325920 | 1004720 | 2023 | OB (Boiler, other) | NG Boiler 2 | Distillate Fuel Oil No. 2 | Nitrous Oxide (Co2 eq) | 0 | 0 | C
325920 | 1004720 | 2023 | OB (Boiler, other) | NG Boiler 2 | Natural Gas (Weighted U.S. Average) | Carbon Dioxide Biogenic | 0 | 359063352.8 | C
325920 | 1004720 | 2023 | OB (Boiler, other) | NG Boiler 2 | Natural Gas (Weighted U.S. Average) | Carbon Dioxide Non-Biogenic | 19547.3 | 359063352.8 | C
325920 | 1004720 | 2023 | OB (Boiler, other) | NG Boiler 2 | Natural Gas (Weighted U.S. Average) | Carbon Dioxide Total | 19547.3 | 359063352.8 | C
325920 | 1004720 | 2023 | OB (Boiler, other) | NG Boiler 2 | Natural Gas (Weighted U.S. Average) | Methane | 0.37 | 359063352.8 | C
325920 | 1004720 | 2023 | OB (Boiler, other) | NG Boiler 2 | Natural Gas (Weighted U.S. Average) | Methane (Co2 eq) | 9.2 | 359063352.8 | C
325920 | 1004720 | 2023 | OB (Boiler, other) | NG Boiler 2 | Natural Gas (Weighted U.S. Average) | Nitrous Oxide | 0.037 | 359063352.8 | C
325920 | 1004720 | 2023 | OB (Boiler, other) | NG Boiler 2 | Natural Gas (Weighted U.S. Average) | Nitrous Oxide (Co2 eq) | 11 | 359063352.8 | C
325920 | 1004720 | 2023 | OB (Boiler, other) | NG Boiler 3 | Distillate Fuel Oil No. 2 | Carbon Dioxide Biogenic | 0 | 0 | C
325920 | 1004720 | 2023 | OB (Boiler, other) | NG Boiler 3 | Distillate Fuel Oil No. 2 | Carbon Dioxide Non-Biogenic | 0 | 0 | C
325920 | 1004720 | 2023 | OB (Boiler, other) | NG Boiler 3 | Distillate Fuel Oil No. 2 | Carbon Dioxide Total | 0 | 0 | C
325920 | 1004720 | 2023 | OB (Boiler, other) | NG Boiler 3 | Distillate Fuel Oil No. 2 | Methane | 0 | 0 | C
325920 | 1004720 | 2023 | OB (Boiler, other) | NG Boiler 3 | Distillate Fuel Oil No. 2 | Methane (Co2 eq) | 0 | 0 | C
325920 | 1004720 | 2023 | OB (Boiler, other) | NG Boiler 3 | Distillate Fuel Oil No. 2 | Nitrous Oxide | 0 | 0 | C
325920 | 1004720 | 2023 | OB (Boiler, other) | NG Boiler 3 | Distillate Fuel Oil No. 2 | Nitrous Oxide (Co2 eq) | 0 | 0 | C
325920 | 1004720 | 2023 | OB (Boiler, other) | NG Boiler 3 | Natural Gas (Weighted U.S. Average) | Carbon Dioxide Biogenic | 0 | 360926900.6 | C
325920 | 1004720 | 2023 | OB (Boiler, other) | NG Boiler 3 | Natural Gas (Weighted U.S. Average) | Carbon Dioxide Non-Biogenic | 19648.7 | 360926900.6 | C
325920 | 1004720 | 2023 | OB (Boiler, other) | NG Boiler 3 | Natural Gas (Weighted U.S. Average) | Carbon Dioxide Total | 19648.7 | 360926900.6 | C
325920 | 1004720 | 2023 | OB (Boiler, other) | NG Boiler 3 | Natural Gas (Weighted U.S. Average) | Methane | 0.37 | 360926900.6 | C
325920 | 1004720 | 2023 | OB (Boiler, other) | NG Boiler 3 | Natural Gas (Weighted U.S. Average) | Methane (Co2 eq) | 9.3 | 360926900.6 | C
325920 | 1004720 | 2023 | OB (Boiler, other) | NG Boiler 3 | Natural Gas (Weighted U.S. Average) | Nitrous Oxide | 0.037 | 360926900.6 | C
325920 | 1004720 | 2023 | OB (Boiler, other) | NG Boiler 3 | Natural Gas (Weighted U.S. Average) | Nitrous Oxide (Co2 eq) | 11 | 360926900.6 | C
325920 | 1004720 | 2023 | OB (Boiler, other) | NG Boiler 4 | Distillate Fuel Oil No. 2 | Carbon Dioxide Biogenic | 0 | 0 | C
325920 | 1004720 | 2023 | OB (Boiler, other) | NG Boiler 4 | Distillate Fuel Oil No. 2 | Carbon Dioxide Non-Biogenic | 0 | 0 | C
325920 | 1004720 | 2023 | OB (Boiler, other) | NG Boiler 4 | Distillate Fuel Oil No. 2 | Carbon Dioxide Total | 0 | 0 | C
325920 | 1004720 | 2023 | OB (Boiler, other) | NG Boiler 4 | Distillate Fuel Oil No. 2 | Methane | 0 | 0 | C
325920 | 1004720 | 2023 | OB (Boiler, other) | NG Boiler 4 | Distillate Fuel Oil No. 2 | Methane (Co2 eq) | 0 | 0 | C
325920 | 1004720 | 2023 | OB (Boiler, other) | NG Boiler 4 | Distillate Fuel Oil No. 2 | Nitrous Oxide | 0 | 0 | C
325920 | 1004720 | 2023 | OB (Boiler, other) | NG Boiler 4 | Distillate Fuel Oil No. 2 | Nitrous Oxide (Co2 eq) | 0 | 0 | C
325920 | 1004720 | 2023 | OB (Boiler, other) | NG Boiler 4 | Natural Gas (Weighted U.S. Average) | Carbon Dioxide Biogenic | 0 | 324570175.4 | C
325920 | 1004720 | 2023 | OB (Boiler, other) | NG Boiler 4 | Natural Gas (Weighted U.S. Average) | Carbon Dioxide Non-Biogenic | 17669.5 | 324570175.4 | C
325920 | 1004720 | 2023 | OB (Boiler, other) | NG Boiler 4 | Natural Gas (Weighted U.S. Average) | Carbon Dioxide Total | 17669.5 | 324570175.4 | C
325920 | 1004720 | 2023 | OB (Boiler, other) | NG Boiler 4 | Natural Gas (Weighted U.S. Average) | Methane | 0.33 | 324570175.4 | C
325920 | 1004720 | 2023 | OB (Boiler, other) | NG Boiler 4 | Natural Gas (Weighted U.S. Average) | Methane (Co2 eq) | 8.3 | 324570175.4 | C
325920 | 1004720 | 2023 | OB (Boiler, other) | NG Boiler 4 | Natural Gas (Weighted U.S. Average) | Nitrous Oxide | 0.033 | 324570175.4 | C
325920 | 1004720 | 2023 | OB (Boiler, other) | NG Boiler 4 | Natural Gas (Weighted U.S. Average) | Nitrous Oxide (Co2 eq) | 9.9 | 324570175.4 | C
325193 | 1004731 | 2023 |  | GP-01 | Natural Gas (Weighted U.S. Average) | Carbon Dioxide Biogenic | 0 | 0 | C
325193 | 1004731 | 2023 |  | GP-01 | Natural Gas (Weighted U.S. Average) | Carbon Dioxide Non-Biogenic | 87171.6 | 0 | C
325193 | 1004731 | 2023 |  | GP-01 | Natural Gas (Weighted U.S. Average) | Carbon Dioxide Total | 87171.6 | 0 | C
325193 | 1004731 | 2023 |  | GP-01 | Natural Gas (Weighted U.S. Average) | Methane | 1.64 | 0 | C
325193 | 1004731 | 2023 |  | GP-01 | Natural Gas (Weighted U.S. Average) | Methane (Co2 eq) | 41.1 | 0 | C
325193 | 1004731 | 2023 |  | GP-01 | Natural Gas (Weighted U.S. Average) | Nitrous Oxide | 0.164 | 0 | C
325193 | 1004731 | 2023 |  | GP-01 | Natural Gas (Weighted U.S. Average) | Nitrous Oxide (Co2 eq) | 49 | 0 | C
325199 | 1004732 | 2023 |  | CP-Americanacryl | Natural Gas (Weighted U.S. Average) | Carbon Dioxide Biogenic | 0 | 0 | C
325199 | 1004732 | 2023 |  | CP-Americanacryl | Natural Gas (Weighted U.S. Average) | Carbon Dioxide Non-Biogenic | 81634.6 | 0 | C
325199 | 1004732 | 2023 |  | CP-Americanacryl | Natural Gas (Weighted U.S. Average) | Carbon Dioxide Total | 81634.6 | 0 | C
325199 | 1004732 | 2023 |  | CP-Americanacryl | Natural Gas (Weighted U.S. Average) | Methane | 1.54 | 0 | C
325199 | 1004732 | 2023 |  | CP-Americanacryl | Natural Gas (Weighted U.S. Average) | Methane (Co2 eq) | 38.5 | 0 | C
325199 | 1004732 | 2023 |  | CP-Americanacryl | Natural Gas (Weighted U.S. Average) | Nitrous Oxide | 0.154 | 0 | C
325199 | 1004732 | 2023 |  | CP-Americanacryl | Natural Gas (Weighted U.S. Average) | Nitrous Oxide (Co2 eq) | 45.8 | 0 | C
325211 | 1004737 | 2023 |  | GP-1 | Distillate Fuel Oil No. 2 | Carbon Dioxide Biogenic | 0 | 0 | C
325211 | 1004737 | 2023 |  | GP-1 | Distillate Fuel Oil No. 2 | Carbon Dioxide Non-Biogenic | 10.4 | 0 | C
325211 | 1004737 | 2023 |  | GP-1 | Distillate Fuel Oil No. 2 | Carbon Dioxide Total | 10.4 | 0 | C
325211 | 1004737 | 2023 |  | GP-1 | Distillate Fuel Oil No. 2 | Methane | 0 | 0 | C
325211 | 1004737 | 2023 |  | GP-1 | Distillate Fuel Oil No. 2 | Methane (Co2 eq) | 0 | 0 | C
325211 | 1004737 | 2023 |  | GP-1 | Distillate Fuel Oil No. 2 | Nitrous Oxide | 0 | 0 | C
325211 | 1004737 | 2023 |  | GP-1 | Distillate Fuel Oil No. 2 | Nitrous Oxide (Co2 eq) | 0 | 0 | C
325211 | 1004737 | 2023 |  | GP-1 | Natural Gas (Weighted U.S. Average) | Carbon Dioxide Biogenic | 0 | 0 | C
325211 | 1004737 | 2023 |  | GP-1 | Natural Gas (Weighted U.S. Average) | Carbon Dioxide Non-Biogenic | 28736.3 | 0 | C
325211 | 1004737 | 2023 |  | GP-1 | Natural Gas (Weighted U.S. Average) | Carbon Dioxide Total | 28736.3 | 0 | C
325211 | 1004737 | 2023 |  | GP-1 | Natural Gas (Weighted U.S. Average) | Methane | 0.54 | 0 | C
325211 | 1004737 | 2023 |  | GP-1 | Natural Gas (Weighted U.S. Average) | Methane (Co2 eq) | 13.5 | 0 | C
325211 | 1004737 | 2023 |  | GP-1 | Natural Gas (Weighted U.S. Average) | Nitrous Oxide | 0.054 | 0 | C
325211 | 1004737 | 2023 |  | GP-1 | Natural Gas (Weighted U.S. Average) | Nitrous Oxide (Co2 eq) | 16.1 | 0 | C
311999 | 1004753 | 2023 |  | GP-1 | Natural Gas (Weighted U.S. Average) | Carbon Dioxide Biogenic | 0 | 2139267703 | C
311999 | 1004753 | 2023 |  | GP-1 | Natural Gas (Weighted U.S. Average) | Carbon Dioxide Non-Biogenic | 116363.5 | 2139267703 | C
311999 | 1004753 | 2023 |  | GP-1 | Natural Gas (Weighted U.S. Average) | Carbon Dioxide Total | 116363.5 | 2139267703 | C
311999 | 1004753 | 2023 |  | GP-1 | Natural Gas (Weighted U.S. Average) | Methane | 2.19 | 2139267703 | C
311999 | 1004753 | 2023 |  | GP-1 | Natural Gas (Weighted U.S. Average) | Methane (Co2 eq) | 54.8 | 2139267703 | C
311999 | 1004753 | 2023 |  | GP-1 | Natural Gas (Weighted U.S. Average) | Nitrous Oxide | 0.219 | 2139267703 | C
311999 | 1004753 | 2023 |  | GP-1 | Natural Gas (Weighted U.S. Average) | Nitrous Oxide (Co2 eq) | 65.4 | 2139267703 | C
325193 | 1004761 | 2023 |  | CP-001 | Natural Gas (Weighted U.S. Average) | Carbon Dioxide Biogenic | 0 | 0 | C
325193 | 1004761 | 2023 |  | CP-001 | Natural Gas (Weighted U.S. Average) | Carbon Dioxide Non-Biogenic | 80559.1 | 0 | C
325193 | 1004761 | 2023 |  | CP-001 | Natural Gas (Weighted U.S. Average) | Carbon Dioxide Total | 80559.1 | 0 | C
325193 | 1004761 | 2023 |  | CP-001 | Natural Gas (Weighted U.S. Average) | Methane | 1.52 | 0 | C
325193 | 1004761 | 2023 |  | CP-001 | Natural Gas (Weighted U.S. Average) | Methane (Co2 eq) | 38 | 0 | C
325193 | 1004761 | 2023 |  | CP-001 | Natural Gas (Weighted U.S. Average) | Nitrous Oxide | 0.152 | 0 | C
325193 | 1004761 | 2023 |  | CP-001 | Natural Gas (Weighted U.S. Average) | Nitrous Oxide (Co2 eq) | 45.2 | 0 | C
325193 | 1004765 | 2023 |  | CP-1 | Natural Gas (Weighted U.S. Average) | Carbon Dioxide Biogenic | 0 | 0 | C
325193 | 1004765 | 2023 |  | CP-1 | Natural Gas (Weighted U.S. Average) | Carbon Dioxide Non-Biogenic | 203958 | 0 | C
325193 | 1004765 | 2023 |  | CP-1 | Natural Gas (Weighted U.S. Average) | Carbon Dioxide Total | 203958 | 0 | C
325193 | 1004765 | 2023 |  | CP-1 | Natural Gas (Weighted U.S. Average) | Methane | 3.84 | 0 | C
325193 | 1004765 | 2023 |  | CP-1 | Natural Gas (Weighted U.S. Average) | Methane (Co2 eq) | 96.1 | 0 | C
325193 | 1004765 | 2023 |  | CP-1 | Natural Gas (Weighted U.S. Average) | Nitrous Oxide | 0.384 | 0 | C
325193 | 1004765 | 2023 |  | CP-1 | Natural Gas (Weighted U.S. Average) | Nitrous Oxide (Co2 eq) | 114.5 | 0 | C
325211 | 1004767 | 2023 |  | GP-1 | Natural Gas (Weighted U.S. Average) | Carbon Dioxide Biogenic | 0 | 1194211792.502 | C
325211 | 1004767 | 2023 |  | GP-1 | Natural Gas (Weighted U.S. Average) | Carbon Dioxide Non-Biogenic | 64947.7 | 1194211792.502 | C
325211 | 1004767 | 2023 |  | GP-1 | Natural Gas (Weighted U.S. Average) | Carbon Dioxide Total | 64947.7 | 1194211792.502 | C
325211 | 1004767 | 2023 |  | GP-1 | Natural Gas (Weighted U.S. Average) | Methane | 1.22 | 1194211792.502 | C
325211 | 1004767 | 2023 |  | GP-1 | Natural Gas (Weighted U.S. Average) | Methane (Co2 eq) | 30.6 | 1194211792.502 | C
325211 | 1004767 | 2023 |  | GP-1 | Natural Gas (Weighted U.S. Average) | Nitrous Oxide | 0.122 | 1194211792.502 | C
325211 | 1004767 | 2023 |  | GP-1 | Natural Gas (Weighted U.S. Average) | Nitrous Oxide (Co2 eq) | 36.5 | 1194211792.502 | C
325180 | 1004791 | 2023 |  | GP-1 | Natural Gas (Weighted U.S. Average) | Carbon Dioxide Biogenic | 0 | 0 | C
325180 | 1004791 | 2023 |  | GP-1 | Natural Gas (Weighted U.S. Average) | Carbon Dioxide Non-Biogenic | 11149.5 | 0 | C
325180 | 1004791 | 2023 |  | GP-1 | Natural Gas (Weighted U.S. Average) | Carbon Dioxide Total | 11149.5 | 0 | C
325180 | 1004791 | 2023 |  | GP-1 | Natural Gas (Weighted U.S. Average) | Methane | 0.21 | 0 | C
325180 | 1004791 | 2023 |  | GP-1 | Natural Gas (Weighted U.S. Average) | Methane (Co2 eq) | 5.3 | 0 | C
325180 | 1004791 | 2023 |  | GP-1 | Natural Gas (Weighted U.S. Average) | Nitrous Oxide | 0.021 | 0 | C
325180 | 1004791 | 2023 |  | GP-1 | Natural Gas (Weighted U.S. Average) | Nitrous Oxide (Co2 eq) | 6.3 | 0 | C
325180 | 1004791 | 2023 | Petrochemical process unit | VP-1 |  | Carbon Dioxide | 39163.9 |  | X
325180 | 1004791 | 2023 | Petrochemical process unit | VP-2 |  | Carbon Dioxide | 64232.3 |  | X
325180 | 1004791 | 2023 | Petrochemical process unit | VP-3 |  | Carbon Dioxide | 75686.6 |  | X
325180 | 1004791 | 2023 | Petrochemical process unit | VP-4 |  | Carbon Dioxide | 62270.3 |  | X
325193 | 1004792 | 2023 |  | GP-001 | Natural Gas (Weighted U.S. Average) | Carbon Dioxide Biogenic | 0 | 0 | C
325193 | 1004792 | 2023 |  | GP-001 | Natural Gas (Weighted U.S. Average) | Carbon Dioxide Non-Biogenic | 50264.7 | 0 | C
325193 | 1004792 | 2023 |  | GP-001 | Natural Gas (Weighted U.S. Average) | Carbon Dioxide Total | 50264.7 | 0 | C
325193 | 1004792 | 2023 |  | GP-001 | Natural Gas (Weighted U.S. Average) | Methane | 0.95 | 0 | C
325193 | 1004792 | 2023 |  | GP-001 | Natural Gas (Weighted U.S. Average) | Methane (Co2 eq) | 23.7 | 0 | C
325193 | 1004792 | 2023 |  | GP-001 | Natural Gas (Weighted U.S. Average) | Nitrous Oxide | 0.095 | 0 | C
325193 | 1004792 | 2023 |  | GP-001 | Natural Gas (Weighted U.S. Average) | Nitrous Oxide (Co2 eq) | 28.2 | 0 | C
325120 | 1004798 | 2023 |  | CP-Hawkins | Natural Gas (Weighted U.S. Average) | Carbon Dioxide Biogenic | 0 | 1385820212.39 | C
325120 | 1004798 | 2023 |  | CP-Hawkins | Natural Gas (Weighted U.S. Average) | Carbon Dioxide Non-Biogenic | 73302.1 | 1385820212.39 | C
325120 | 1004798 | 2023 |  | CP-Hawkins | Natural Gas (Weighted U.S. Average) | Carbon Dioxide Total | 73302.1 | 1385820212.39 | C
325120 | 1004798 | 2023 |  | CP-Hawkins | Natural Gas (Weighted U.S. Average) | Methane | 1.4 | 1385820212.39 | C
325120 | 1004798 | 2023 |  | CP-Hawkins | Natural Gas (Weighted U.S. Average) | Methane (Co2 eq) | 35.1 | 1385820212.39 | C
325120 | 1004798 | 2023 |  | CP-Hawkins | Natural Gas (Weighted U.S. Average) | Nitrous Oxide | 0.14 | 1385820212.39 | C
325120 | 1004798 | 2023 |  | CP-Hawkins | Natural Gas (Weighted U.S. Average) | Nitrous Oxide (Co2 eq) | 41.9 | 1385820212.39 | C
325193 | 1004799 | 2023 |  | CP-001 | Natural Gas (Weighted U.S. Average) | Carbon Dioxide Biogenic | 0 | 0 | C
325193 | 1004799 | 2023 |  | CP-001 | Natural Gas (Weighted U.S. Average) | Carbon Dioxide Non-Biogenic | 105166 | 0 | C
325193 | 1004799 | 2023 |  | CP-001 | Natural Gas (Weighted U.S. Average) | Carbon Dioxide Total | 105166 | 0 | C
325193 | 1004799 | 2023 |  | CP-001 | Natural Gas (Weighted U.S. Average) | Methane | 1.98 | 0 | C
325193 | 1004799 | 2023 |  | CP-001 | Natural Gas (Weighted U.S. Average) | Methane (Co2 eq) | 49.6 | 0 | C
325193 | 1004799 | 2023 |  | CP-001 | Natural Gas (Weighted U.S. Average) | Nitrous Oxide | 0.198 | 0 | C
325193 | 1004799 | 2023 |  | CP-001 | Natural Gas (Weighted U.S. Average) | Nitrous Oxide (Co2 eq) | 59.1 | 0 | C
311615 | 1004809 | 2023 |  | CP-Boilers | Natural Gas (Weighted U.S. Average) | Carbon Dioxide Biogenic | 0 | 0 | C
311615 | 1004809 | 2023 |  | CP-Boilers | Natural Gas (Weighted U.S. Average) | Carbon Dioxide Non-Biogenic | 27335.3 | 0 | C
311615 | 1004809 | 2023 |  | CP-Boilers | Natural Gas (Weighted U.S. Average) | Carbon Dioxide Total | 27335.3 | 0 | C
311615 | 1004809 | 2023 |  | CP-Boilers | Natural Gas (Weighted U.S. Average) | Methane | 0.52 | 0 | C
311615 | 1004809 | 2023 |  | CP-Boilers | Natural Gas (Weighted U.S. Average) | Methane (Co2 eq) | 12.9 | 0 | C
311615 | 1004809 | 2023 |  | CP-Boilers | Natural Gas (Weighted U.S. Average) | Nitrous Oxide | 0.052 | 0 | C
311615 | 1004809 | 2023 |  | CP-Boilers | Natural Gas (Weighted U.S. Average) | Nitrous Oxide (Co2 eq) | 15.4 | 0 | C
311615 | 1004809 | 2023 |  | GP- Diesel Generators | Distillate Fuel Oil No. 2 | Carbon Dioxide Biogenic | 0 | 311.35 | C
311615 | 1004809 | 2023 |  | GP- Diesel Generators | Distillate Fuel Oil No. 2 | Carbon Dioxide Non-Biogenic | 3.2 | 311.35 | C
311615 | 1004809 | 2023 |  | GP- Diesel Generators | Distillate Fuel Oil No. 2 | Carbon Dioxide Total | 3.2 | 311.35 | C
311615 | 1004809 | 2023 |  | GP- Diesel Generators | Distillate Fuel Oil No. 2 | Methane | 0 | 311.35 | C
311615 | 1004809 | 2023 |  | GP- Diesel Generators | Distillate Fuel Oil No. 2 | Methane (Co2 eq) | 0 | 311.35 | C
311615 | 1004809 | 2023 |  | GP- Diesel Generators | Distillate Fuel Oil No. 2 | Nitrous Oxide | 0 | 311.35 | C
311615 | 1004809 | 2023 |  | GP- Diesel Generators | Distillate Fuel Oil No. 2 | Nitrous Oxide (Co2 eq) | 0 | 311.35 | C
311224 | 1004821 | 2023 |  | CP-1 | Natural Gas (Weighted U.S. Average) | Carbon Dioxide Biogenic | 0 | 468835800 | C
311224 | 1004821 | 2023 |  | CP-1 | Natural Gas (Weighted U.S. Average) | Carbon Dioxide Non-Biogenic | 25523.2 | 468835800 | C
311224 | 1004821 | 2023 |  | CP-1 | Natural Gas (Weighted U.S. Average) | Carbon Dioxide Total | 25523.2 | 468835800 | C
311224 | 1004821 | 2023 |  | CP-1 | Natural Gas (Weighted U.S. Average) | Methane | 0.48 | 468835800 | C
311224 | 1004821 | 2023 |  | CP-1 | Natural Gas (Weighted U.S. Average) | Methane (Co2 eq) | 12 | 468835800 | C
311224 | 1004821 | 2023 |  | CP-1 | Natural Gas (Weighted U.S. Average) | Nitrous Oxide | 0.048 | 468835800 | C
311224 | 1004821 | 2023 |  | CP-1 | Natural Gas (Weighted U.S. Average) | Nitrous Oxide (Co2 eq) | 14.3 | 468835800 | C
311224 | 1004821 | 2023 | RICE (Reciprocating internal combustion engine) | FP1 | Distillate Fuel Oil No. 2 | Carbon Dioxide Biogenic | 0 | 117 | C
311224 | 1004821 | 2023 | RICE (Reciprocating internal combustion engine) | FP1 | Distillate Fuel Oil No. 2 | Carbon Dioxide Non-Biogenic | 1.2 | 117 | C
311224 | 1004821 | 2023 | RICE (Reciprocating internal combustion engine) | FP1 | Distillate Fuel Oil No. 2 | Carbon Dioxide Total | 1.2 | 117 | C
311224 | 1004821 | 2023 | RICE (Reciprocating internal combustion engine) | FP1 | Distillate Fuel Oil No. 2 | Methane | 0 | 117 | C
311224 | 1004821 | 2023 | RICE (Reciprocating internal combustion engine) | FP1 | Distillate Fuel Oil No. 2 | Methane (Co2 eq) | 0 | 117 | C
311224 | 1004821 | 2023 | RICE (Reciprocating internal combustion engine) | FP1 | Distillate Fuel Oil No. 2 | Nitrous Oxide | 0 | 117 | C
311224 | 1004821 | 2023 | RICE (Reciprocating internal combustion engine) | FP1 | Distillate Fuel Oil No. 2 | Nitrous Oxide (Co2 eq) | 0 | 117 | C
325110 | 1004829 | 2023 |  | GP-PLANT | Natural Gas (Weighted U.S. Average) | Carbon Dioxide Biogenic | 0 | 0 | C
325110 | 1004829 | 2023 |  | GP-PLANT | Natural Gas (Weighted U.S. Average) | Carbon Dioxide Non-Biogenic | 82993.6 | 0 | C
325110 | 1004829 | 2023 |  | GP-PLANT | Natural Gas (Weighted U.S. Average) | Carbon Dioxide Total | 82993.6 | 0 | C
325110 | 1004829 | 2023 |  | GP-PLANT | Natural Gas (Weighted U.S. Average) | Methane | 1.56 | 0 | C
325110 | 1004829 | 2023 |  | GP-PLANT | Natural Gas (Weighted U.S. Average) | Methane (Co2 eq) | 39.1 | 0 | C
325110 | 1004829 | 2023 |  | GP-PLANT | Natural Gas (Weighted U.S. Average) | Nitrous Oxide | 0.156 | 0 | C
325110 | 1004829 | 2023 |  | GP-PLANT | Natural Gas (Weighted U.S. Average) | Nitrous Oxide (Co2 eq) | 46.6 | 0 | C
311421 | 1004832 | 2023 |  | GP-Three Corcoran Boilers | Natural Gas (Weighted U.S. Average) | Carbon Dioxide Biogenic | 0 | 0 | C
311421 | 1004832 | 2023 |  | GP-Three Corcoran Boilers | Natural Gas (Weighted U.S. Average) | Carbon Dioxide Non-Biogenic | 26430 | 0 | C
311421 | 1004832 | 2023 |  | GP-Three Corcoran Boilers | Natural Gas (Weighted U.S. Average) | Carbon Dioxide Total | 26430 | 0 | C
311421 | 1004832 | 2023 |  | GP-Three Corcoran Boilers | Natural Gas (Weighted U.S. Average) | Methane | 0.5 | 0 | C
311421 | 1004832 | 2023 |  | GP-Three Corcoran Boilers | Natural Gas (Weighted U.S. Average) | Methane (Co2 eq) | 12.5 | 0 | C
311421 | 1004832 | 2023 |  | GP-Three Corcoran Boilers | Natural Gas (Weighted U.S. Average) | Nitrous Oxide | 0.05 | 0 | C
311421 | 1004832 | 2023 |  | GP-Three Corcoran Boilers | Natural Gas (Weighted U.S. Average) | Nitrous Oxide (Co2 eq) | 14.8 | 0 | C
325411 | 1004833 | 2023 |  | GP-001 | Distillate Fuel Oil No. 2 | Carbon Dioxide Biogenic | 0 | 0 | C
325411 | 1004833 | 2023 |  | GP-001 | Distillate Fuel Oil No. 2 | Carbon Dioxide Non-Biogenic | 0 | 0 | C
325411 | 1004833 | 2023 |  | GP-001 | Distillate Fuel Oil No. 2 | Carbon Dioxide Total | 0 | 0 | C
325411 | 1004833 | 2023 |  | GP-001 | Distillate Fuel Oil No. 2 | Methane | 0 | 0 | C
325411 | 1004833 | 2023 |  | GP-001 | Distillate Fuel Oil No. 2 | Methane (Co2 eq) | 0 | 0 | C
325411 | 1004833 | 2023 |  | GP-001 | Distillate Fuel Oil No. 2 | Nitrous Oxide | 0 | 0 | C
325411 | 1004833 | 2023 |  | GP-001 | Distillate Fuel Oil No. 2 | Nitrous Oxide (Co2 eq) | 0 | 0 | C
325411 | 1004833 | 2023 |  | GP-001 | Natural Gas (Weighted U.S. Average) | Carbon Dioxide Biogenic | 0 | 0 | C
325411 | 1004833 | 2023 |  | GP-001 | Natural Gas (Weighted U.S. Average) | Carbon Dioxide Non-Biogenic | 74944 | 0 | C
325411 | 1004833 | 2023 |  | GP-001 | Natural Gas (Weighted U.S. Average) | Carbon Dioxide Total | 74944 | 0 | C
325411 | 1004833 | 2023 |  | GP-001 | Natural Gas (Weighted U.S. Average) | Methane | 1.41 | 0 | C
325411 | 1004833 | 2023 |  | GP-001 | Natural Gas (Weighted U.S. Average) | Methane (Co2 eq) | 35.3 | 0 | C
325411 | 1004833 | 2023 |  | GP-001 | Natural Gas (Weighted U.S. Average) | Nitrous Oxide | 0.141 | 0 | C
325411 | 1004833 | 2023 |  | GP-001 | Natural Gas (Weighted U.S. Average) | Nitrous Oxide (Co2 eq) | 42.1 | 0 | C
325411 | 1004833 | 2023 |  | GP-001 | Wood and Wood Residuals (dry basis) | Carbon Dioxide Biogenic | 0 | 0 | C
325411 | 1004833 | 2023 |  | GP-001 | Wood and Wood Residuals (dry basis) | Carbon Dioxide Non-Biogenic | 0 | 0 | C
325411 | 1004833 | 2023 |  | GP-001 | Wood and Wood Residuals (dry basis) | Carbon Dioxide Total | 0 | 0 | C
325411 | 1004833 | 2023 |  | GP-001 | Wood and Wood Residuals (dry basis) | Methane | 0 | 0 | C
325411 | 1004833 | 2023 |  | GP-001 | Wood and Wood Residuals (dry basis) | Methane (Co2 eq) | 0 | 0 | C
325411 | 1004833 | 2023 |  | GP-001 | Wood and Wood Residuals (dry basis) | Nitrous Oxide | 0 | 0 | C
325411 | 1004833 | 2023 |  | GP-001 | Wood and Wood Residuals (dry basis) | Nitrous Oxide (Co2 eq) | 0 | 0 | C
325998 | 1004836 | 2023 |  | GP-3M CG - Propane | Propane | Carbon Dioxide Biogenic | 0 | 0 | C
325998 | 1004836 | 2023 |  | GP-3M CG - Propane | Propane | Carbon Dioxide Non-Biogenic | 254.4 | 0 | C
325998 | 1004836 | 2023 |  | GP-3M CG - Propane | Propane | Carbon Dioxide Total | 254.4 | 0 | C
325998 | 1004836 | 2023 |  | GP-3M CG - Propane | Propane | Methane | 0.01 | 0 | C
325998 | 1004836 | 2023 |  | GP-3M CG - Propane | Propane | Methane (Co2 eq) | 0.3 | 0 | C
325998 | 1004836 | 2023 |  | GP-3M CG - Propane | Propane | Nitrous Oxide | 0.002 | 0 | C
325998 | 1004836 | 2023 |  | GP-3M CG - Propane | Propane | Nitrous Oxide (Co2 eq) | 0.7 | 0 | C
325998 | 1004836 | 2023 |  | GP-3M CG Natural Gas | Natural Gas (Weighted U.S. Average) | Carbon Dioxide Biogenic | 0 | 0 | C
325998 | 1004836 | 2023 |  | GP-3M CG Natural Gas | Natural Gas (Weighted U.S. Average) | Carbon Dioxide Non-Biogenic | 17992.3 | 0 | C
325998 | 1004836 | 2023 |  | GP-3M CG Natural Gas | Natural Gas (Weighted U.S. Average) | Carbon Dioxide Total | 17992.3 | 0 | C
325998 | 1004836 | 2023 |  | GP-3M CG Natural Gas | Natural Gas (Weighted U.S. Average) | Methane | 0.34 | 0 | C
325998 | 1004836 | 2023 |  | GP-3M CG Natural Gas | Natural Gas (Weighted U.S. Average) | Methane (Co2 eq) | 8.5 | 0 | C
325998 | 1004836 | 2023 |  | GP-3M CG Natural Gas | Natural Gas (Weighted U.S. Average) | Nitrous Oxide | 0.034 | 0 | C
325998 | 1004836 | 2023 |  | GP-3M CG Natural Gas | Natural Gas (Weighted U.S. Average) | Nitrous Oxide (Co2 eq) | 10.1 | 0 | C
312140 | 1004861 | 2023 | OB (Boiler, other) | Boiler 3 | Natural Gas (Weighted U.S. Average) | Carbon Dioxide Biogenic | 0 | 0 | C
312140 | 1004861 | 2023 | OB (Boiler, other) | Boiler 3 | Natural Gas (Weighted U.S. Average) | Carbon Dioxide Non-Biogenic | 58512.9 | 0 | C
312140 | 1004861 | 2023 | OB (Boiler, other) | Boiler 3 | Natural Gas (Weighted U.S. Average) | Carbon Dioxide Total | 58512.9 | 0 | C
312140 | 1004861 | 2023 | OB (Boiler, other) | Boiler 3 | Natural Gas (Weighted U.S. Average) | Methane | 1.1 | 0 | C
312140 | 1004861 | 2023 | OB (Boiler, other) | Boiler 3 | Natural Gas (Weighted U.S. Average) | Methane (Co2 eq) | 27.6 | 0 | C
312140 | 1004861 | 2023 | OB (Boiler, other) | Boiler 3 | Natural Gas (Weighted U.S. Average) | Nitrous Oxide | 0.11 | 0 | C
312140 | 1004861 | 2023 | OB (Boiler, other) | Boiler 3 | Natural Gas (Weighted U.S. Average) | Nitrous Oxide (Co2 eq) | 32.9 | 0 | C
312140 | 1004861 | 2023 | OB (Boiler, other) | Boiler 4 | Natural Gas (Weighted U.S. Average) | Carbon Dioxide Biogenic | 0 | 0 | C
312140 | 1004861 | 2023 | OB (Boiler, other) | Boiler 4 | Natural Gas (Weighted U.S. Average) | Carbon Dioxide Non-Biogenic | 31494.3 | 0 | C
312140 | 1004861 | 2023 | OB (Boiler, other) | Boiler 4 | Natural Gas (Weighted U.S. Average) | Carbon Dioxide Total | 31494.3 | 0 | C
312140 | 1004861 | 2023 | OB (Boiler, other) | Boiler 4 | Natural Gas (Weighted U.S. Average) | Methane | 0.59 | 0 | C
312140 | 1004861 | 2023 | OB (Boiler, other) | Boiler 4 | Natural Gas (Weighted U.S. Average) | Methane (Co2 eq) | 14.8 | 0 | C
312140 | 1004861 | 2023 | OB (Boiler, other) | Boiler 4 | Natural Gas (Weighted U.S. Average) | Nitrous Oxide | 0.059 | 0 | C
312140 | 1004861 | 2023 | OB (Boiler, other) | Boiler 4 | Natural Gas (Weighted U.S. Average) | Nitrous Oxide (Co2 eq) | 17.7 | 0 | C
312140 | 1004861 | 2023 | OB (Boiler, other) | Boiler 5 | Natural Gas (Weighted U.S. Average) | Carbon Dioxide Biogenic | 0 | 0 | C
312140 | 1004861 | 2023 | OB (Boiler, other) | Boiler 5 | Natural Gas (Weighted U.S. Average) | Carbon Dioxide Non-Biogenic | 31815.6 | 0 | C
312140 | 1004861 | 2023 | OB (Boiler, other) | Boiler 5 | Natural Gas (Weighted U.S. Average) | Carbon Dioxide Total | 31815.6 | 0 | C
312140 | 1004861 | 2023 | OB (Boiler, other) | Boiler 5 | Natural Gas (Weighted U.S. Average) | Methane | 0.6 | 0 | C
312140 | 1004861 | 2023 | OB (Boiler, other) | Boiler 5 | Natural Gas (Weighted U.S. Average) | Methane (Co2 eq) | 15 | 0 | C
312140 | 1004861 | 2023 | OB (Boiler, other) | Boiler 5 | Natural Gas (Weighted U.S. Average) | Nitrous Oxide | 0.06 | 0 | C
312140 | 1004861 | 2023 | OB (Boiler, other) | Boiler 5 | Natural Gas (Weighted U.S. Average) | Nitrous Oxide (Co2 eq) | 17.9 | 0 | C
312140 | 1004861 | 2023 | PD (Product or intermediate product dryer) | Dryer 6000 | Natural Gas (Weighted U.S. Average) | Carbon Dioxide Biogenic | 0 | 0 | C
312140 | 1004861 | 2023 | PD (Product or intermediate product dryer) | Dryer 6000 | Natural Gas (Weighted U.S. Average) | Carbon Dioxide Non-Biogenic | 20867.6 | 0 | C
312140 | 1004861 | 2023 | PD (Product or intermediate product dryer) | Dryer 6000 | Natural Gas (Weighted U.S. Average) | Carbon Dioxide Total | 20867.6 | 0 | C
312140 | 1004861 | 2023 | PD (Product or intermediate product dryer) | Dryer 6000 | Natural Gas (Weighted U.S. Average) | Methane | 0.39 | 0 | C
312140 | 1004861 | 2023 | PD (Product or intermediate product dryer) | Dryer 6000 | Natural Gas (Weighted U.S. Average) | Methane (Co2 eq) | 9.8 | 0 | C
312140 | 1004861 | 2023 | PD (Product or intermediate product dryer) | Dryer 6000 | Natural Gas (Weighted U.S. Average) | Nitrous Oxide | 0.039 | 0 | C
312140 | 1004861 | 2023 | PD (Product or intermediate product dryer) | Dryer 6000 | Natural Gas (Weighted U.S. Average) | Nitrous Oxide (Co2 eq) | 11.7 | 0 | C
312140 | 1004861 | 2023 | PD (Product or intermediate product dryer) | Dryer 6500 | Natural Gas (Weighted U.S. Average) | Carbon Dioxide Biogenic | 0 | 0 | C
312140 | 1004861 | 2023 | PD (Product or intermediate product dryer) | Dryer 6500 | Natural Gas (Weighted U.S. Average) | Carbon Dioxide Non-Biogenic | 20893.9 | 0 | C
312140 | 1004861 | 2023 | PD (Product or intermediate product dryer) | Dryer 6500 | Natural Gas (Weighted U.S. Average) | Carbon Dioxide Total | 20893.9 | 0 | C
312140 | 1004861 | 2023 | PD (Product or intermediate product dryer) | Dryer 6500 | Natural Gas (Weighted U.S. Average) | Methane | 0.39 | 0 | C
312140 | 1004861 | 2023 | PD (Product or intermediate product dryer) | Dryer 6500 | Natural Gas (Weighted U.S. Average) | Methane (Co2 eq) | 9.8 | 0 | C
312140 | 1004861 | 2023 | PD (Product or intermediate product dryer) | Dryer 6500 | Natural Gas (Weighted U.S. Average) | Nitrous Oxide | 0.039 | 0 | C
312140 | 1004861 | 2023 | PD (Product or intermediate product dryer) | Dryer 6500 | Natural Gas (Weighted U.S. Average) | Nitrous Oxide (Co2 eq) | 11.7 | 0 | C
325211 | 1004867 | 2023 |  | GP-Natural Gas Fired Units | Natural Gas (Weighted U.S. Average) | Carbon Dioxide Biogenic | 0 | 14338319846.3737 | C
325211 | 1004867 | 2023 |  | GP-Natural Gas Fired Units | Natural Gas (Weighted U.S. Average) | Carbon Dioxide Non-Biogenic | 777037.9 | 14338319846.3737 | C
325211 | 1004867 | 2023 |  | GP-Natural Gas Fired Units | Natural Gas (Weighted U.S. Average) | Carbon Dioxide Total | 777037.9 | 14338319846.3737 | C
325211 | 1004867 | 2023 |  | GP-Natural Gas Fired Units | Natural Gas (Weighted U.S. Average) | Methane | 14.64 | 14338319846.3737 | C
325211 | 1004867 | 2023 |  | GP-Natural Gas Fired Units | Natural Gas (Weighted U.S. Average) | Methane (Co2 eq) | 366.1 | 14338319846.3737 | C
325211 | 1004867 | 2023 |  | GP-Natural Gas Fired Units | Natural Gas (Weighted U.S. Average) | Nitrous Oxide | 1.465 | 14338319846.3737 | C
325211 | 1004867 | 2023 |  | GP-Natural Gas Fired Units | Natural Gas (Weighted U.S. Average) | Nitrous Oxide (Co2 eq) | 436.4 | 14338319846.3737 | C
325211 | 1004867 | 2023 | Petrochemical process unit | PEP-1 |  | Carbon Dioxide | 201109.7 |  | X
325211 | 1004867 | 2023 | Petrochemical process unit | SPP1 |  | Carbon Dioxide | 27728.7 |  | X
325211 | 1004867 | 2023 | Petrochemical process unit | SPP2 |  | Carbon Dioxide | 29275.1 |  | X
325211 | 1004867 | 2023 | Petrochemical process unit | SPP3 |  | Carbon Dioxide | 15031.6 |  | X
322120 | 1004874 | 2023 | RICE (Reciprocating internal combustion engine) | Backup Waste Lift Station Pump - North | Distillate Fuel Oil No. 2 | Carbon Dioxide Biogenic | 0 | 0 | C
322120 | 1004874 | 2023 | RICE (Reciprocating internal combustion engine) | Backup Waste Lift Station Pump - North | Distillate Fuel Oil No. 2 | Carbon Dioxide Non-Biogenic | 1.2 | 0 | C
322120 | 1004874 | 2023 | RICE (Reciprocating internal combustion engine) | Backup Waste Lift Station Pump - North | Distillate Fuel Oil No. 2 | Carbon Dioxide Total | 1.2 | 0 | C
322120 | 1004874 | 2023 | RICE (Reciprocating internal combustion engine) | Backup Waste Lift Station Pump - North | Distillate Fuel Oil No. 2 | Methane | 0 | 0 | C
322120 | 1004874 | 2023 | RICE (Reciprocating internal combustion engine) | Backup Waste Lift Station Pump - North | Distillate Fuel Oil No. 2 | Methane (Co2 eq) | 0 | 0 | C
322120 | 1004874 | 2023 | RICE (Reciprocating internal combustion engine) | Backup Waste Lift Station Pump - North | Distillate Fuel Oil No. 2 | Nitrous Oxide | 0 | 0 | C
322120 | 1004874 | 2023 | RICE (Reciprocating internal combustion engine) | Backup Waste Lift Station Pump - North | Distillate Fuel Oil No. 2 | Nitrous Oxide (Co2 eq) | 0 | 0 | C
322120 | 1004874 | 2023 | RICE (Reciprocating internal combustion engine) | Backup Waste Lift Station Pump - South | Distillate Fuel Oil No. 2 | Carbon Dioxide Biogenic | 0 | 0 | C
322120 | 1004874 | 2023 | RICE (Reciprocating internal combustion engine) | Backup Waste Lift Station Pump - South | Distillate Fuel Oil No. 2 | Carbon Dioxide Non-Biogenic | 0.1 | 0 | C
322120 | 1004874 | 2023 | RICE (Reciprocating internal combustion engine) | Backup Waste Lift Station Pump - South | Distillate Fuel Oil No. 2 | Carbon Dioxide Total | 0.1 | 0 | C
322120 | 1004874 | 2023 | RICE (Reciprocating internal combustion engine) | Backup Waste Lift Station Pump - South | Distillate Fuel Oil No. 2 | Methane | 0 | 0 | C
322120 | 1004874 | 2023 | RICE (Reciprocating internal combustion engine) | Backup Waste Lift Station Pump - South | Distillate Fuel Oil No. 2 | Methane (Co2 eq) | 0 | 0 | C
322120 | 1004874 | 2023 | RICE (Reciprocating internal combustion engine) | Backup Waste Lift Station Pump - South | Distillate Fuel Oil No. 2 | Nitrous Oxide | 0 | 0 | C
322120 | 1004874 | 2023 | RICE (Reciprocating internal combustion engine) | Backup Waste Lift Station Pump - South | Distillate Fuel Oil No. 2 | Nitrous Oxide (Co2 eq) | 0 | 0 | C
322120 | 1004874 | 2023 | OB (Boiler, other) | Converting Boiler | Natural Gas (Weighted U.S. Average) | Carbon Dioxide Biogenic | 0 | 0 | C
322120 | 1004874 | 2023 | OB (Boiler, other) | Converting Boiler | Natural Gas (Weighted U.S. Average) | Carbon Dioxide Non-Biogenic | 1024.7 | 0 | C
322120 | 1004874 | 2023 | OB (Boiler, other) | Converting Boiler | Natural Gas (Weighted U.S. Average) | Carbon Dioxide Total | 1024.7 | 0 | C
322120 | 1004874 | 2023 | OB (Boiler, other) | Converting Boiler | Natural Gas (Weighted U.S. Average) | Methane | 0.02 | 0 | C
322120 | 1004874 | 2023 | OB (Boiler, other) | Converting Boiler | Natural Gas (Weighted U.S. Average) | Methane (Co2 eq) | 0.5 | 0 | C
322120 | 1004874 | 2023 | OB (Boiler, other) | Converting Boiler | Natural Gas (Weighted U.S. Average) | Nitrous Oxide | 0.002 | 0 | C
322120 | 1004874 | 2023 | OB (Boiler, other) | Converting Boiler | Natural Gas (Weighted U.S. Average) | Nitrous Oxide (Co2 eq) | 0.6 | 0 | C
322120 | 1004874 | 2023 |  | GP-001 | Natural Gas (Weighted U.S. Average) | Carbon Dioxide Biogenic | 0 | 0 | C
322120 | 1004874 | 2023 |  | GP-001 | Natural Gas (Weighted U.S. Average) | Carbon Dioxide Non-Biogenic | 230.3 | 0 | C
322120 | 1004874 | 2023 |  | GP-001 | Natural Gas (Weighted U.S. Average) | Carbon Dioxide Total | 230.3 | 0 | C
322120 | 1004874 | 2023 |  | GP-001 | Natural Gas (Weighted U.S. Average) | Methane | 0 | 0 | C
322120 | 1004874 | 2023 |  | GP-001 | Natural Gas (Weighted U.S. Average) | Methane (Co2 eq) | 0.1 | 0 | C
322120 | 1004874 | 2023 |  | GP-001 | Natural Gas (Weighted U.S. Average) | Nitrous Oxide | 0 | 0 | C
322120 | 1004874 | 2023 |  | GP-001 | Natural Gas (Weighted U.S. Average) | Nitrous Oxide (Co2 eq) | 0.1 | 0 | C
322120 | 1004874 | 2023 |  | GP-002 | Natural Gas (Weighted U.S. Average) | Carbon Dioxide Biogenic | 0 | 0 | C
322120 | 1004874 | 2023 |  | GP-002 | Natural Gas (Weighted U.S. Average) | Carbon Dioxide Non-Biogenic | 0 | 0 | C
322120 | 1004874 | 2023 |  | GP-002 | Natural Gas (Weighted U.S. Average) | Carbon Dioxide Total | 0 | 0 | C
322120 | 1004874 | 2023 |  | GP-002 | Natural Gas (Weighted U.S. Average) | Methane | 0 | 0 | C
322120 | 1004874 | 2023 |  | GP-002 | Natural Gas (Weighted U.S. Average) | Methane (Co2 eq) | 0 | 0 | C
322120 | 1004874 | 2023 |  | GP-002 | Natural Gas (Weighted U.S. Average) | Nitrous Oxide | 0 | 0 | C
322120 | 1004874 | 2023 |  | GP-002 | Natural Gas (Weighted U.S. Average) | Nitrous Oxide (Co2 eq) | 0 | 0 | C
322120 | 1004874 | 2023 |  | GP-003 | Natural Gas (Weighted U.S. Average) | Carbon Dioxide Biogenic | 0 | 0 | C
322120 | 1004874 | 2023 |  | GP-003 | Natural Gas (Weighted U.S. Average) | Carbon Dioxide Non-Biogenic | 12.7 | 0 | C
322120 | 1004874 | 2023 |  | GP-003 | Natural Gas (Weighted U.S. Average) | Carbon Dioxide Total | 12.7 | 0 | C
322120 | 1004874 | 2023 |  | GP-003 | Natural Gas (Weighted U.S. Average) | Methane | 0 | 0 | C
322120 | 1004874 | 2023 |  | GP-003 | Natural Gas (Weighted U.S. Average) | Methane (Co2 eq) | 0 | 0 | C
322120 | 1004874 | 2023 |  | GP-003 | Natural Gas (Weighted U.S. Average) | Nitrous Oxide | 0 | 0 | C
322120 | 1004874 | 2023 |  | GP-003 | Natural Gas (Weighted U.S. Average) | Nitrous Oxide (Co2 eq) | 0 | 0 | C
322120 | 1004874 | 2023 |  | GP-004 | Natural Gas (Weighted U.S. Average) | Carbon Dioxide Biogenic | 0 | 0 | C
322120 | 1004874 | 2023 |  | GP-004 | Natural Gas (Weighted U.S. Average) | Carbon Dioxide Non-Biogenic | 40.7 | 0 | C
322120 | 1004874 | 2023 |  | GP-004 | Natural Gas (Weighted U.S. Average) | Carbon Dioxide Total | 40.7 | 0 | C
322120 | 1004874 | 2023 |  | GP-004 | Natural Gas (Weighted U.S. Average) | Methane | 0 | 0 | C
322120 | 1004874 | 2023 |  | GP-004 | Natural Gas (Weighted U.S. Average) | Methane (Co2 eq) | 0 | 0 | C
322120 | 1004874 | 2023 |  | GP-004 | Natural Gas (Weighted U.S. Average) | Nitrous Oxide | 0 | 0 | C
322120 | 1004874 | 2023 |  | GP-004 | Natural Gas (Weighted U.S. Average) | Nitrous Oxide (Co2 eq) | 0 | 0 | C
322120 | 1004874 | 2023 |  | GP-005 | Natural Gas (Weighted U.S. Average) | Carbon Dioxide Biogenic | 0 | 0 | C
322120 | 1004874 | 2023 |  | GP-005 | Natural Gas (Weighted U.S. Average) | Carbon Dioxide Non-Biogenic | 117.4 | 0 | C
322120 | 1004874 | 2023 |  | GP-005 | Natural Gas (Weighted U.S. Average) | Carbon Dioxide Total | 117.4 | 0 | C
322120 | 1004874 | 2023 |  | GP-005 | Natural Gas (Weighted U.S. Average) | Methane | 0 | 0 | C
322120 | 1004874 | 2023 |  | GP-005 | Natural Gas (Weighted U.S. Average) | Methane (Co2 eq) | 0.1 | 0 | C
322120 | 1004874 | 2023 |  | GP-005 | Natural Gas (Weighted U.S. Average) | Nitrous Oxide | 0 | 0 | C
322120 | 1004874 | 2023 |  | GP-005 | Natural Gas (Weighted U.S. Average) | Nitrous Oxide (Co2 eq) | 0.1 | 0 | C
322120 | 1004874 | 2023 |  | GP-006 | Natural Gas (Weighted U.S. Average) | Carbon Dioxide Biogenic | 0 | 0 | C
322120 | 1004874 | 2023 |  | GP-006 | Natural Gas (Weighted U.S. Average) | Carbon Dioxide Non-Biogenic | 224.3 | 0 | C
322120 | 1004874 | 2023 |  | GP-006 | Natural Gas (Weighted U.S. Average) | Carbon Dioxide Total | 224.3 | 0 | C
322120 | 1004874 | 2023 |  | GP-006 | Natural Gas (Weighted U.S. Average) | Methane | 0 | 0 | C
322120 | 1004874 | 2023 |  | GP-006 | Natural Gas (Weighted U.S. Average) | Methane (Co2 eq) | 0.1 | 0 | C
322120 | 1004874 | 2023 |  | GP-006 | Natural Gas (Weighted U.S. Average) | Nitrous Oxide | 0 | 0 | C
322120 | 1004874 | 2023 |  | GP-006 | Natural Gas (Weighted U.S. Average) | Nitrous Oxide (Co2 eq) | 0.1 | 0 | C
322120 | 1004874 | 2023 |  | GP-007 | Natural Gas (Weighted U.S. Average) | Carbon Dioxide Biogenic | 0 | 0 | C
322120 | 1004874 | 2023 |  | GP-007 | Natural Gas (Weighted U.S. Average) | Carbon Dioxide Non-Biogenic | 0.9 | 0 | C
322120 | 1004874 | 2023 |  | GP-007 | Natural Gas (Weighted U.S. Average) | Carbon Dioxide Total | 0.9 | 0 | C
322120 | 1004874 | 2023 |  | GP-007 | Natural Gas (Weighted U.S. Average) | Methane | 0 | 0 | C
322120 | 1004874 | 2023 |  | GP-007 | Natural Gas (Weighted U.S. Average) | Methane (Co2 eq) | 0 | 0 | C
322120 | 1004874 | 2023 |  | GP-007 | Natural Gas (Weighted U.S. Average) | Nitrous Oxide | 0 | 0 | C
322120 | 1004874 | 2023 |  | GP-007 | Natural Gas (Weighted U.S. Average) | Nitrous Oxide (Co2 eq) | 0 | 0 | C
322120 | 1004874 | 2023 |  | GP-008 | Natural Gas (Weighted U.S. Average) | Carbon Dioxide Biogenic | 0 | 0 | C
322120 | 1004874 | 2023 |  | GP-008 | Natural Gas (Weighted U.S. Average) | Carbon Dioxide Non-Biogenic | 0 | 0 | C
322120 | 1004874 | 2023 |  | GP-008 | Natural Gas (Weighted U.S. Average) | Carbon Dioxide Total | 0 | 0 | C
322120 | 1004874 | 2023 |  | GP-008 | Natural Gas (Weighted U.S. Average) | Methane | 0 | 0 | C
322120 | 1004874 | 2023 |  | GP-008 | Natural Gas (Weighted U.S. Average) | Methane (Co2 eq) | 0 | 0 | C
322120 | 1004874 | 2023 |  | GP-008 | Natural Gas (Weighted U.S. Average) | Nitrous Oxide | 0 | 0 | C
322120 | 1004874 | 2023 |  | GP-008 | Natural Gas (Weighted U.S. Average) | Nitrous Oxide (Co2 eq) | 0 | 0 | C
322120 | 1004874 | 2023 |  | GP-009 | Natural Gas (Weighted U.S. Average) | Carbon Dioxide Biogenic | 0 | 0 | C
322120 | 1004874 | 2023 |  | GP-009 | Natural Gas (Weighted U.S. Average) | Carbon Dioxide Non-Biogenic | 60 | 0 | C
322120 | 1004874 | 2023 |  | GP-009 | Natural Gas (Weighted U.S. Average) | Carbon Dioxide Total | 60 | 0 | C
322120 | 1004874 | 2023 |  | GP-009 | Natural Gas (Weighted U.S. Average) | Methane | 0 | 0 | C
322120 | 1004874 | 2023 |  | GP-009 | Natural Gas (Weighted U.S. Average) | Methane (Co2 eq) | 0 | 0 | C
322120 | 1004874 | 2023 |  | GP-009 | Natural Gas (Weighted U.S. Average) | Nitrous Oxide | 0 | 0 | C
322120 | 1004874 | 2023 |  | GP-009 | Natural Gas (Weighted U.S. Average) | Nitrous Oxide (Co2 eq) | 0 | 0 | C
322120 | 1004874 | 2023 |  | GP-010 | Natural Gas (Weighted U.S. Average) | Carbon Dioxide Biogenic | 0 | 0 | C
322120 | 1004874 | 2023 |  | GP-010 | Natural Gas (Weighted U.S. Average) | Carbon Dioxide Non-Biogenic | 0 | 0 | C
322120 | 1004874 | 2023 |  | GP-010 | Natural Gas (Weighted U.S. Average) | Carbon Dioxide Total | 0 | 0 | C
322120 | 1004874 | 2023 |  | GP-010 | Natural Gas (Weighted U.S. Average) | Methane | 0 | 0 | C
322120 | 1004874 | 2023 |  | GP-010 | Natural Gas (Weighted U.S. Average) | Methane (Co2 eq) | 0 | 0 | C
322120 | 1004874 | 2023 |  | GP-010 | Natural Gas (Weighted U.S. Average) | Nitrous Oxide | 0 | 0 | C
322120 | 1004874 | 2023 |  | GP-010 | Natural Gas (Weighted U.S. Average) | Nitrous Oxide (Co2 eq) | 0 | 0 | C
322120 | 1004874 | 2023 |  | GP-011 | Natural Gas (Weighted U.S. Average) | Carbon Dioxide Biogenic | 0 | 0 | C
322120 | 1004874 | 2023 |  | GP-011 | Natural Gas (Weighted U.S. Average) | Carbon Dioxide Non-Biogenic | 556.5 | 0 | C
322120 | 1004874 | 2023 |  | GP-011 | Natural Gas (Weighted U.S. Average) | Carbon Dioxide Total | 556.5 | 0 | C
322120 | 1004874 | 2023 |  | GP-011 | Natural Gas (Weighted U.S. Average) | Methane | 0.01 | 0 | C
322120 | 1004874 | 2023 |  | GP-011 | Natural Gas (Weighted U.S. Average) | Methane (Co2 eq) | 0.3 | 0 | C
322120 | 1004874 | 2023 |  | GP-011 | Natural Gas (Weighted U.S. Average) | Nitrous Oxide | 0.001 | 0 | C
322120 | 1004874 | 2023 |  | GP-011 | Natural Gas (Weighted U.S. Average) | Nitrous Oxide (Co2 eq) | 0.3 | 0 | C
322120 | 1004874 | 2023 |  | GP-012 | Natural Gas (Weighted U.S. Average) | Carbon Dioxide Biogenic | 0 | 0 | C
322120 | 1004874 | 2023 |  | GP-012 | Natural Gas (Weighted U.S. Average) | Carbon Dioxide Non-Biogenic | 0 | 0 | C
322120 | 1004874 | 2023 |  | GP-012 | Natural Gas (Weighted U.S. Average) | Carbon Dioxide Total | 0 | 0 | C
322120 | 1004874 | 2023 |  | GP-012 | Natural Gas (Weighted U.S. Average) | Methane | 0 | 0 | C
322120 | 1004874 | 2023 |  | GP-012 | Natural Gas (Weighted U.S. Average) | Methane (Co2 eq) | 0 | 0 | C
322120 | 1004874 | 2023 |  | GP-012 | Natural Gas (Weighted U.S. Average) | Nitrous Oxide | 0 | 0 | C
322120 | 1004874 | 2023 |  | GP-012 | Natural Gas (Weighted U.S. Average) | Nitrous Oxide (Co2 eq) | 0 | 0 | C
322120 | 1004874 | 2023 |  | GP-013 | Natural Gas (Weighted U.S. Average) | Carbon Dioxide Biogenic | 0 | 0 | C
322120 | 1004874 | 2023 |  | GP-013 | Natural Gas (Weighted U.S. Average) | Carbon Dioxide Non-Biogenic | 0 | 0 | C
322120 | 1004874 | 2023 |  | GP-013 | Natural Gas (Weighted U.S. Average) | Carbon Dioxide Total | 0 | 0 | C
322120 | 1004874 | 2023 |  | GP-013 | Natural Gas (Weighted U.S. Average) | Methane | 0 | 0 | C
322120 | 1004874 | 2023 |  | GP-013 | Natural Gas (Weighted U.S. Average) | Methane (Co2 eq) | 0 | 0 | C
322120 | 1004874 | 2023 |  | GP-013 | Natural Gas (Weighted U.S. Average) | Nitrous Oxide | 0 | 0 | C
322120 | 1004874 | 2023 |  | GP-013 | Natural Gas (Weighted U.S. Average) | Nitrous Oxide (Co2 eq) | 0 | 0 | C
322120 | 1004874 | 2023 | Pulp Mill Lime Kiln | Lime Kiln (P30) |  | Carbon Dioxide Biogenic (Spent Liquor) | 0 |  | AA
322120 | 1004874 | 2023 | Pulp Mill Lime Kiln | Lime Kiln (P30) |  | Carbon Dioxide Non-Biogenic | 0 |  | AA
322120 | 1004874 | 2023 | Pulp Mill Lime Kiln | Lime Kiln (P30) |  | Methane | 0 |  | AA
322120 | 1004874 | 2023 | Pulp Mill Lime Kiln | Lime Kiln (P30) |  | Methane Spent Liquor | 0 |  | AA
322120 | 1004874 | 2023 | Pulp Mill Lime Kiln | Lime Kiln (P30) |  | Nitrous Oxide | 0 |  | AA
322120 | 1004874 | 2023 | Pulp Mill Lime Kiln | Lime Kiln (P30) |  | Nitrous Oxide Spent Liquor | 0 |  | AA
322120 | 1004874 | 2023 | OB (Boiler, other) | Power Boiler #1 (B21) | Subbituminous | Carbon Dioxide Biogenic | 0 | 0 | C
322120 | 1004874 | 2023 | OB (Boiler, other) | Power Boiler #1 (B21) | Subbituminous | Carbon Dioxide Non-Biogenic | 0 | 0 | C
322120 | 1004874 | 2023 | OB (Boiler, other) | Power Boiler #1 (B21) | Subbituminous | Carbon Dioxide Total | 0 | 0 | C
322120 | 1004874 | 2023 | OB (Boiler, other) | Power Boiler #1 (B21) | Subbituminous | Methane | 0 | 0 | C
322120 | 1004874 | 2023 | OB (Boiler, other) | Power Boiler #1 (B21) | Subbituminous | Methane (Co2 eq) | 0 | 0 | C
322120 | 1004874 | 2023 | OB (Boiler, other) | Power Boiler #1 (B21) | Subbituminous | Nitrous Oxide | 0 | 0 | C
322120 | 1004874 | 2023 | OB (Boiler, other) | Power Boiler #1 (B21) | Subbituminous | Nitrous Oxide (Co2 eq) | 0 | 0 | C
322120 | 1004874 | 2023 | OB (Boiler, other) | Power Boiler #1 (B21) | Wood and Wood Residuals (dry basis) | Carbon Dioxide Biogenic | 0 | 0 | C
322120 | 1004874 | 2023 | OB (Boiler, other) | Power Boiler #1 (B21) | Wood and Wood Residuals (dry basis) | Carbon Dioxide Non-Biogenic | 0 | 0 | C
322120 | 1004874 | 2023 | OB (Boiler, other) | Power Boiler #1 (B21) | Wood and Wood Residuals (dry basis) | Carbon Dioxide Total | 0 | 0 | C
322120 | 1004874 | 2023 | OB (Boiler, other) | Power Boiler #1 (B21) | Wood and Wood Residuals (dry basis) | Methane | 0 | 0 | C
322120 | 1004874 | 2023 | OB (Boiler, other) | Power Boiler #1 (B21) | Wood and Wood Residuals (dry basis) | Methane (Co2 eq) | 0 | 0 | C
322120 | 1004874 | 2023 | OB (Boiler, other) | Power Boiler #1 (B21) | Wood and Wood Residuals (dry basis) | Nitrous Oxide | 0 | 0 | C
322120 | 1004874 | 2023 | OB (Boiler, other) | Power Boiler #1 (B21) | Wood and Wood Residuals (dry basis) | Nitrous Oxide (Co2 eq) | 0 | 0 | C
322120 | 1004874 | 2023 | OB (Boiler, other) | Power Boiler #2 (B20) | Subbituminous | Carbon Dioxide Biogenic | 0 | 0 | C
322120 | 1004874 | 2023 | OB (Boiler, other) | Power Boiler #2 (B20) | Subbituminous | Carbon Dioxide Non-Biogenic | 0 | 0 | C
322120 | 1004874 | 2023 | OB (Boiler, other) | Power Boiler #2 (B20) | Subbituminous | Carbon Dioxide Total | 0 | 0 | C
322120 | 1004874 | 2023 | OB (Boiler, other) | Power Boiler #2 (B20) | Subbituminous | Methane | 0 | 0 | C
322120 | 1004874 | 2023 | OB (Boiler, other) | Power Boiler #2 (B20) | Subbituminous | Methane (Co2 eq) | 0 | 0 | C
322120 | 1004874 | 2023 | OB (Boiler, other) | Power Boiler #2 (B20) | Subbituminous | Nitrous Oxide | 0 | 0 | C
322120 | 1004874 | 2023 | OB (Boiler, other) | Power Boiler #2 (B20) | Subbituminous | Nitrous Oxide (Co2 eq) | 0 | 0 | C
322120 | 1004874 | 2023 | OB (Boiler, other) | Power Boiler #2 (B20) | Wood and Wood Residuals (dry basis) | Carbon Dioxide Biogenic | 0 | 0 | C
322120 | 1004874 | 2023 | OB (Boiler, other) | Power Boiler #2 (B20) | Wood and Wood Residuals (dry basis) | Carbon Dioxide Non-Biogenic | 0 | 0 | C
322120 | 1004874 | 2023 | OB (Boiler, other) | Power Boiler #2 (B20) | Wood and Wood Residuals (dry basis) | Carbon Dioxide Total | 0 | 0 | C
322120 | 1004874 | 2023 | OB (Boiler, other) | Power Boiler #2 (B20) | Wood and Wood Residuals (dry basis) | Methane | 0 | 0 | C
322120 | 1004874 | 2023 | OB (Boiler, other) | Power Boiler #2 (B20) | Wood and Wood Residuals (dry basis) | Methane (Co2 eq) | 0 | 0 | C
322120 | 1004874 | 2023 | OB (Boiler, other) | Power Boiler #2 (B20) | Wood and Wood Residuals (dry basis) | Nitrous Oxide | 0 | 0 | C
322120 | 1004874 | 2023 | OB (Boiler, other) | Power Boiler #2 (B20) | Wood and Wood Residuals (dry basis) | Nitrous Oxide (Co2 eq) | 0 | 0 | C
322120 | 1004874 | 2023 | OB (Boiler, other) | Power Boiler #3 (B24) | Distillate Fuel Oil No. 2 | Carbon Dioxide Biogenic | 0 | 0 | C
322120 | 1004874 | 2023 | OB (Boiler, other) | Power Boiler #3 (B24) | Distillate Fuel Oil No. 2 | Carbon Dioxide Non-Biogenic | 0 | 0 | C
322120 | 1004874 | 2023 | OB (Boiler, other) | Power Boiler #3 (B24) | Distillate Fuel Oil No. 2 | Carbon Dioxide Total | 0 | 0 | C
322120 | 1004874 | 2023 | OB (Boiler, other) | Power Boiler #3 (B24) | Distillate Fuel Oil No. 2 | Methane | 0 | 0 | C
322120 | 1004874 | 2023 | OB (Boiler, other) | Power Boiler #3 (B24) | Distillate Fuel Oil No. 2 | Methane (Co2 eq) | 0 | 0 | C
322120 | 1004874 | 2023 | OB (Boiler, other) | Power Boiler #3 (B24) | Distillate Fuel Oil No. 2 | Nitrous Oxide | 0 | 0 | C
322120 | 1004874 | 2023 | OB (Boiler, other) | Power Boiler #3 (B24) | Distillate Fuel Oil No. 2 | Nitrous Oxide (Co2 eq) | 0 | 0 | C
322120 | 1004874 | 2023 | OB (Boiler, other) | Power Boiler #3 (B24) | Natural Gas (Weighted U.S. Average) | Carbon Dioxide Biogenic | 0 | 0 | C
322120 | 1004874 | 2023 | OB (Boiler, other) | Power Boiler #3 (B24) | Natural Gas (Weighted U.S. Average) | Carbon Dioxide Non-Biogenic | 0 | 0 | C
322120 | 1004874 | 2023 | OB (Boiler, other) | Power Boiler #3 (B24) | Natural Gas (Weighted U.S. Average) | Carbon Dioxide Total | 0 | 0 | C
322120 | 1004874 | 2023 | OB (Boiler, other) | Power Boiler #3 (B24) | Natural Gas (Weighted U.S. Average) | Methane | 0 | 0 | C
322120 | 1004874 | 2023 | OB (Boiler, other) | Power Boiler #3 (B24) | Natural Gas (Weighted U.S. Average) | Methane (Co2 eq) | 0 | 0 | C
322120 | 1004874 | 2023 | OB (Boiler, other) | Power Boiler #3 (B24) | Natural Gas (Weighted U.S. Average) | Nitrous Oxide | 0 | 0 | C
322120 | 1004874 | 2023 | OB (Boiler, other) | Power Boiler #3 (B24) | Natural Gas (Weighted U.S. Average) | Nitrous Oxide (Co2 eq) | 0 | 0 | C
322120 | 1004874 | 2023 | Chemical Recovery Furnace | Recovery Boiler #1 (P39) |  | Carbon Dioxide Biogenic (Spent Liquor) | 0 |  | AA
322120 | 1004874 | 2023 | Chemical Recovery Furnace | Recovery Boiler #1 (P39) |  | Carbon Dioxide Non-Biogenic | 0 |  | AA
322120 | 1004874 | 2023 | Chemical Recovery Furnace | Recovery Boiler #1 (P39) |  | Methane | 0 |  | AA
322120 | 1004874 | 2023 | Chemical Recovery Furnace | Recovery Boiler #1 (P39) |  | Methane Spent Liquor | 0 |  | AA
322120 | 1004874 | 2023 | Chemical Recovery Furnace | Recovery Boiler #1 (P39) |  | Nitrous Oxide | 0 |  | AA
322120 | 1004874 | 2023 | Chemical Recovery Furnace | Recovery Boiler #1 (P39) |  | Nitrous Oxide Spent Liquor | 0 |  | AA
322120 | 1004874 | 2023 | Chemical Recovery Furnace | Recovery Boiler #2 (P36) |  | Carbon Dioxide Biogenic (Spent Liquor) | 0 |  | AA
322120 | 1004874 | 2023 | Chemical Recovery Furnace | Recovery Boiler #2 (P36) |  | Carbon Dioxide Non-Biogenic | 0 |  | AA
322120 | 1004874 | 2023 | Chemical Recovery Furnace | Recovery Boiler #2 (P36) |  | Methane | 0 |  | AA
322120 | 1004874 | 2023 | Chemical Recovery Furnace | Recovery Boiler #2 (P36) |  | Methane Spent Liquor | 0 |  | AA
322120 | 1004874 | 2023 | Chemical Recovery Furnace | Recovery Boiler #2 (P36) |  | Nitrous Oxide | 0 |  | AA
322120 | 1004874 | 2023 | Chemical Recovery Furnace | Recovery Boiler #2 (P36) |  | Nitrous Oxide Spent Liquor | 0 |  | AA
322120 | 1004874 | 2023 | Chemical Recovery Furnace | Recovery Boiler #3 (P37) |  | Carbon Dioxide Biogenic (Spent Liquor) | 0 |  | AA
322120 | 1004874 | 2023 | Chemical Recovery Furnace | Recovery Boiler #3 (P37) |  | Carbon Dioxide Non-Biogenic | 0 |  | AA
322120 | 1004874 | 2023 | Chemical Recovery Furnace | Recovery Boiler #3 (P37) |  | Methane | 0 |  | AA
322120 | 1004874 | 2023 | Chemical Recovery Furnace | Recovery Boiler #3 (P37) |  | Methane Spent Liquor | 0 |  | AA
322120 | 1004874 | 2023 | Chemical Recovery Furnace | Recovery Boiler #3 (P37) |  | Nitrous Oxide | 0 |  | AA
322120 | 1004874 | 2023 | Chemical Recovery Furnace | Recovery Boiler #3 (P37) |  | Nitrous Oxide Spent Liquor | 0 |  | AA
325110 | 1004880 | 2023 | OB (Boiler, other) | A-Boiler | Fuel Gas | Carbon Dioxide Biogenic | 0 | 0 | C
325110 | 1004880 | 2023 | OB (Boiler, other) | A-Boiler | Fuel Gas | Carbon Dioxide Non-Biogenic | 54523 | 0 | C
325110 | 1004880 | 2023 | OB (Boiler, other) | A-Boiler | Fuel Gas | Carbon Dioxide Total | 54523 | 0 | C
325110 | 1004880 | 2023 | OB (Boiler, other) | A-Boiler | Fuel Gas | Methane | 3.43 | 0 | C
325110 | 1004880 | 2023 | OB (Boiler, other) | A-Boiler | Fuel Gas | Methane (Co2 eq) | 85.7 | 0 | C
325110 | 1004880 | 2023 | OB (Boiler, other) | A-Boiler | Fuel Gas | Nitrous Oxide | 0.686 | 0 | C
325110 | 1004880 | 2023 | OB (Boiler, other) | A-Boiler | Fuel Gas | Nitrous Oxide (Co2 eq) | 204.4 | 0 | C
325110 | 1004880 | 2023 |  | CP-Boilers B-D | Fuel Gas | Carbon Dioxide Biogenic | 0 | 0 | C
325110 | 1004880 | 2023 |  | CP-Boilers B-D | Fuel Gas | Carbon Dioxide Non-Biogenic | 142744.2 | 0 | C
325110 | 1004880 | 2023 |  | CP-Boilers B-D | Fuel Gas | Carbon Dioxide Total | 142744.2 | 0 | C
325110 | 1004880 | 2023 |  | CP-Boilers B-D | Fuel Gas | Methane | 8.98 | 0 | C
325110 | 1004880 | 2023 |  | CP-Boilers B-D | Fuel Gas | Methane (Co2 eq) | 224.4 | 0 | C
325110 | 1004880 | 2023 |  | CP-Boilers B-D | Fuel Gas | Nitrous Oxide | 1.796 | 0 | C
325110 | 1004880 | 2023 |  | CP-Boilers B-D | Fuel Gas | Nitrous Oxide (Co2 eq) | 535.1 | 0 | C
325110 | 1004880 | 2023 | OCS (Other combustion source) | Cogen Duct Burner | Natural Gas (Weighted U.S. Average) | Carbon Dioxide Biogenic | 0 | 0 | C
325110 | 1004880 | 2023 | OCS (Other combustion source) | Cogen Duct Burner | Natural Gas (Weighted U.S. Average) | Carbon Dioxide Non-Biogenic | 42351 | 0 | C
325110 | 1004880 | 2023 | OCS (Other combustion source) | Cogen Duct Burner | Natural Gas (Weighted U.S. Average) | Carbon Dioxide Total | 42351 | 0 | C
325110 | 1004880 | 2023 | OCS (Other combustion source) | Cogen Duct Burner | Natural Gas (Weighted U.S. Average) | Methane | 0.82 | 0 | C
325110 | 1004880 | 2023 | OCS (Other combustion source) | Cogen Duct Burner | Natural Gas (Weighted U.S. Average) | Methane (Co2 eq) | 20.6 | 0 | C
325110 | 1004880 | 2023 | OCS (Other combustion source) | Cogen Duct Burner | Natural Gas (Weighted U.S. Average) | Nitrous Oxide | 0.082 | 0 | C
325110 | 1004880 | 2023 | OCS (Other combustion source) | Cogen Duct Burner | Natural Gas (Weighted U.S. Average) | Nitrous Oxide (Co2 eq) | 24.6 | 0 | C
325110 | 1004880 | 2023 | CCCT (CC (Turbine, combined cycle)) | Cogen-Turbine | Natural Gas (Weighted U.S. Average) | Carbon Dioxide Biogenic | 0 | 0 | C
325110 | 1004880 | 2023 | CCCT (CC (Turbine, combined cycle)) | Cogen-Turbine | Natural Gas (Weighted U.S. Average) | Carbon Dioxide Non-Biogenic | 182067.2 | 0 | C
325110 | 1004880 | 2023 | CCCT (CC (Turbine, combined cycle)) | Cogen-Turbine | Natural Gas (Weighted U.S. Average) | Carbon Dioxide Total | 182067.2 | 0 | C
325110 | 1004880 | 2023 | CCCT (CC (Turbine, combined cycle)) | Cogen-Turbine | Natural Gas (Weighted U.S. Average) | Methane | 3.54 | 0 | C
325110 | 1004880 | 2023 | CCCT (CC (Turbine, combined cycle)) | Cogen-Turbine | Natural Gas (Weighted U.S. Average) | Methane (Co2 eq) | 88.6 | 0 | C
325110 | 1004880 | 2023 | CCCT (CC (Turbine, combined cycle)) | Cogen-Turbine | Natural Gas (Weighted U.S. Average) | Nitrous Oxide | 0.354 | 0 | C
325110 | 1004880 | 2023 | CCCT (CC (Turbine, combined cycle)) | Cogen-Turbine | Natural Gas (Weighted U.S. Average) | Nitrous Oxide (Co2 eq) | 105.6 | 0 | C
325110 | 1004880 | 2023 | Flare | Dry Flare |  | Carbon Dioxide | 51024.5 |  | X
325110 | 1004880 | 2023 | Flare | Dry Flare |  | Methane | 154.02 |  | X
325110 | 1004880 | 2023 | Flare | Dry Flare |  | Nitrous Oxide | 0.51 |  | X
325110 | 1004880 | 2023 | F (Furnace) | Furnace E | Fuel Gas | Carbon Dioxide Biogenic | 0 | 0 | C
325110 | 1004880 | 2023 | F (Furnace) | Furnace E | Fuel Gas | Carbon Dioxide Non-Biogenic | 53759.3 | 0 | C
325110 | 1004880 | 2023 | F (Furnace) | Furnace E | Fuel Gas | Carbon Dioxide Total | 53759.3 | 0 | C
325110 | 1004880 | 2023 | F (Furnace) | Furnace E | Fuel Gas | Methane | 5.14 | 0 | C
325110 | 1004880 | 2023 | F (Furnace) | Furnace E | Fuel Gas | Methane (Co2 eq) | 128.6 | 0 | C
325110 | 1004880 | 2023 | F (Furnace) | Furnace E | Fuel Gas | Nitrous Oxide | 1.029 | 0 | C
325110 | 1004880 | 2023 | F (Furnace) | Furnace E | Fuel Gas | Nitrous Oxide (Co2 eq) | 306.5 | 0 | C
325110 | 1004880 | 2023 | F (Furnace) | Furnace-C | Fuel Gas | Carbon Dioxide Biogenic | 0 | 0 | C
325110 | 1004880 | 2023 | F (Furnace) | Furnace-C | Fuel Gas | Carbon Dioxide Non-Biogenic | 59401.1 | 0 | C
325110 | 1004880 | 2023 | F (Furnace) | Furnace-C | Fuel Gas | Carbon Dioxide Total | 59401.1 | 0 | C
325110 | 1004880 | 2023 | F (Furnace) | Furnace-C | Fuel Gas | Methane | 5.68 | 0 | C
325110 | 1004880 | 2023 | F (Furnace) | Furnace-C | Fuel Gas | Methane (Co2 eq) | 142.1 | 0 | C
325110 | 1004880 | 2023 | F (Furnace) | Furnace-C | Fuel Gas | Nitrous Oxide | 1.137 | 0 | C
325110 | 1004880 | 2023 | F (Furnace) | Furnace-C | Fuel Gas | Nitrous Oxide (Co2 eq) | 338.7 | 0 | C
325110 | 1004880 | 2023 | F (Furnace) | Furnace-D | Fuel Gas | Carbon Dioxide Biogenic | 0 | 0 | C
325110 | 1004880 | 2023 | F (Furnace) | Furnace-D | Fuel Gas | Carbon Dioxide Non-Biogenic | 63505.5 | 0 | C
325110 | 1004880 | 2023 | F (Furnace) | Furnace-D | Fuel Gas | Carbon Dioxide Total | 63505.5 | 0 | C
325110 | 1004880 | 2023 | F (Furnace) | Furnace-D | Fuel Gas | Methane | 6.08 | 0 | C
325110 | 1004880 | 2023 | F (Furnace) | Furnace-D | Fuel Gas | Methane (Co2 eq) | 151.9 | 0 | C
325110 | 1004880 | 2023 | F (Furnace) | Furnace-D | Fuel Gas | Nitrous Oxide | 1.215 | 0 | C
325110 | 1004880 | 2023 | F (Furnace) | Furnace-D | Fuel Gas | Nitrous Oxide (Co2 eq) | 362.1 | 0 | C
325110 | 1004880 | 2023 | F (Furnace) | Furnace-F | Fuel Gas | Carbon Dioxide Biogenic | 0 | 0 | C
325110 | 1004880 | 2023 | F (Furnace) | Furnace-F | Fuel Gas | Carbon Dioxide Non-Biogenic | 46769.4 | 0 | C
325110 | 1004880 | 2023 | F (Furnace) | Furnace-F | Fuel Gas | Carbon Dioxide Total | 46769.4 | 0 | C
325110 | 1004880 | 2023 | F (Furnace) | Furnace-F | Fuel Gas | Methane | 4.21 | 0 | C
325110 | 1004880 | 2023 | F (Furnace) | Furnace-F | Fuel Gas | Methane (Co2 eq) | 105.1 | 0 | C
325110 | 1004880 | 2023 | F (Furnace) | Furnace-F | Fuel Gas | Nitrous Oxide | 0.841 | 0 | C
325110 | 1004880 | 2023 | F (Furnace) | Furnace-F | Fuel Gas | Nitrous Oxide (Co2 eq) | 250.7 | 0 | C
325110 | 1004880 | 2023 | F (Furnace) | Furnace-G | Fuel Gas | Carbon Dioxide Biogenic | 0 | 0 | C
325110 | 1004880 | 2023 | F (Furnace) | Furnace-G | Fuel Gas | Carbon Dioxide Non-Biogenic | 63668.5 | 0 | C
325110 | 1004880 | 2023 | F (Furnace) | Furnace-G | Fuel Gas | Carbon Dioxide Total | 63668.5 | 0 | C
325110 | 1004880 | 2023 | F (Furnace) | Furnace-G | Fuel Gas | Methane | 5.73 | 0 | C
325110 | 1004880 | 2023 | F (Furnace) | Furnace-G | Fuel Gas | Methane (Co2 eq) | 143.4 | 0 | C
325110 | 1004880 | 2023 | F (Furnace) | Furnace-G | Fuel Gas | Nitrous Oxide | 1.147 | 0 | C
325110 | 1004880 | 2023 | F (Furnace) | Furnace-G | Fuel Gas | Nitrous Oxide (Co2 eq) | 341.7 | 0 | C
325110 | 1004880 | 2023 | F (Furnace) | Furnace-H | Fuel Gas | Carbon Dioxide Biogenic | 0 | 0 | C
325110 | 1004880 | 2023 | F (Furnace) | Furnace-H | Fuel Gas | Carbon Dioxide Non-Biogenic | 64176.3 | 0 | C
325110 | 1004880 | 2023 | F (Furnace) | Furnace-H | Fuel Gas | Carbon Dioxide Total | 64176.3 | 0 | C
325110 | 1004880 | 2023 | F (Furnace) | Furnace-H | Fuel Gas | Methane | 5.78 | 0 | C
325110 | 1004880 | 2023 | F (Furnace) | Furnace-H | Fuel Gas | Methane (Co2 eq) | 144.5 | 0 | C
325110 | 1004880 | 2023 | F (Furnace) | Furnace-H | Fuel Gas | Nitrous Oxide | 1.156 | 0 | C
325110 | 1004880 | 2023 | F (Furnace) | Furnace-H | Fuel Gas | Nitrous Oxide (Co2 eq) | 344.5 | 0 | C
325110 | 1004880 | 2023 | F (Furnace) | Furnace-J | Fuel Gas | Carbon Dioxide Biogenic | 0 | 0 | C
325110 | 1004880 | 2023 | F (Furnace) | Furnace-J | Fuel Gas | Carbon Dioxide Non-Biogenic | 56484.1 | 0 | C
325110 | 1004880 | 2023 | F (Furnace) | Furnace-J | Fuel Gas | Carbon Dioxide Total | 56484.1 | 0 | C
325110 | 1004880 | 2023 | F (Furnace) | Furnace-J | Fuel Gas | Methane | 5.09 | 0 | C
325110 | 1004880 | 2023 | F (Furnace) | Furnace-J | Fuel Gas | Methane (Co2 eq) | 127.2 | 0 | C
325110 | 1004880 | 2023 | F (Furnace) | Furnace-J | Fuel Gas | Nitrous Oxide | 1.017 | 0 | C
325110 | 1004880 | 2023 | F (Furnace) | Furnace-J | Fuel Gas | Nitrous Oxide (Co2 eq) | 303.2 | 0 | C
325110 | 1004880 | 2023 | F (Furnace) | Furnace-M | Fuel Gas | Carbon Dioxide Biogenic | 0 | 0 | C
325110 | 1004880 | 2023 | F (Furnace) | Furnace-M | Fuel Gas | Carbon Dioxide Non-Biogenic | 47869.7 | 0 | C
325110 | 1004880 | 2023 | F (Furnace) | Furnace-M | Fuel Gas | Carbon Dioxide Total | 47869.7 | 0 | C
325110 | 1004880 | 2023 | F (Furnace) | Furnace-M | Fuel Gas | Methane | 4.31 | 0 | C
325110 | 1004880 | 2023 | F (Furnace) | Furnace-M | Fuel Gas | Methane (Co2 eq) | 107.8 | 0 | C
325110 | 1004880 | 2023 | F (Furnace) | Furnace-M | Fuel Gas | Nitrous Oxide | 0.862 | 0 | C
325110 | 1004880 | 2023 | F (Furnace) | Furnace-M | Fuel Gas | Nitrous Oxide (Co2 eq) | 256.9 | 0 | C
325110 | 1004880 | 2023 | F (Furnace) | Furnace-N | Fuel Gas | Carbon Dioxide Biogenic | 0 | 0 | C
325110 | 1004880 | 2023 | F (Furnace) | Furnace-N | Fuel Gas | Carbon Dioxide Non-Biogenic | 56879.4 | 0 | C
325110 | 1004880 | 2023 | F (Furnace) | Furnace-N | Fuel Gas | Carbon Dioxide Total | 56879.4 | 0 | C
325110 | 1004880 | 2023 | F (Furnace) | Furnace-N | Fuel Gas | Methane | 5.12 | 0 | C
325110 | 1004880 | 2023 | F (Furnace) | Furnace-N | Fuel Gas | Methane (Co2 eq) | 128.1 | 0 | C
325110 | 1004880 | 2023 | F (Furnace) | Furnace-N | Fuel Gas | Nitrous Oxide | 1.025 | 0 | C
325110 | 1004880 | 2023 | F (Furnace) | Furnace-N | Fuel Gas | Nitrous Oxide (Co2 eq) | 305.3 | 0 | C
325110 | 1004880 | 2023 |  | GP- ABKL-USC & AB-VMR | Fuel Gas | Carbon Dioxide Biogenic | 0 | 0 | C
325110 | 1004880 | 2023 |  | GP- ABKL-USC & AB-VMR | Fuel Gas | Carbon Dioxide Non-Biogenic | 197074.2 | 0 | C
325110 | 1004880 | 2023 |  | GP- ABKL-USC & AB-VMR | Fuel Gas | Carbon Dioxide Total | 197074.2 | 0 | C
325110 | 1004880 | 2023 |  | GP- ABKL-USC & AB-VMR | Fuel Gas | Methane | 17.75 | 0 | C
325110 | 1004880 | 2023 |  | GP- ABKL-USC & AB-VMR | Fuel Gas | Methane (Co2 eq) | 443.7 | 0 | C
325110 | 1004880 | 2023 |  | GP- ABKL-USC & AB-VMR | Fuel Gas | Nitrous Oxide | 3.55 | 0 | C
325110 | 1004880 | 2023 |  | GP- ABKL-USC & AB-VMR | Fuel Gas | Nitrous Oxide (Co2 eq) | 1057.8 | 0 | C
325110 | 1004880 | 2023 |  | GP-Compressors | Distillate Fuel Oil No. 2 | Carbon Dioxide Biogenic | 0 | 0 | C
325110 | 1004880 | 2023 |  | GP-Compressors | Distillate Fuel Oil No. 2 | Carbon Dioxide Non-Biogenic | 109.1 | 0 | C
325110 | 1004880 | 2023 |  | GP-Compressors | Distillate Fuel Oil No. 2 | Carbon Dioxide Total | 109.1 | 0 | C
325110 | 1004880 | 2023 |  | GP-Compressors | Distillate Fuel Oil No. 2 | Methane | 0 | 0 | C
325110 | 1004880 | 2023 |  | GP-Compressors | Distillate Fuel Oil No. 2 | Methane (Co2 eq) | 0.1 | 0 | C
325110 | 1004880 | 2023 |  | GP-Compressors | Distillate Fuel Oil No. 2 | Nitrous Oxide | 0.001 | 0 | C
325110 | 1004880 | 2023 |  | GP-Compressors | Distillate Fuel Oil No. 2 | Nitrous Oxide (Co2 eq) | 0.3 | 0 | C
325110 | 1004880 | 2023 |  | GP-Heaters | Fuel Gas | Carbon Dioxide Biogenic | 0 | 0 | C
325110 | 1004880 | 2023 |  | GP-Heaters | Fuel Gas | Carbon Dioxide Non-Biogenic | 6706.8 | 0 | C
325110 | 1004880 | 2023 |  | GP-Heaters | Fuel Gas | Carbon Dioxide Total | 6706.8 | 0 | C
325110 | 1004880 | 2023 |  | GP-Heaters | Fuel Gas | Methane | 0.42 | 0 | C
325110 | 1004880 | 2023 |  | GP-Heaters | Fuel Gas | Methane (Co2 eq) | 10.5 | 0 | C
325110 | 1004880 | 2023 |  | GP-Heaters | Fuel Gas | Nitrous Oxide | 0.084 | 0 | C
325110 | 1004880 | 2023 |  | GP-Heaters | Fuel Gas | Nitrous Oxide (Co2 eq) | 25.1 | 0 | C
325110 | 1004880 | 2023 |  | GP-Super Heaters | Fuel Gas | Carbon Dioxide Biogenic | 0 | 0 | C
325110 | 1004880 | 2023 |  | GP-Super Heaters | Fuel Gas | Carbon Dioxide Non-Biogenic | 56947.4 | 0 | C
325110 | 1004880 | 2023 |  | GP-Super Heaters | Fuel Gas | Carbon Dioxide Total | 56947.4 | 0 | C
325110 | 1004880 | 2023 |  | GP-Super Heaters | Fuel Gas | Methane | 5.13 | 0 | C
325110 | 1004880 | 2023 |  | GP-Super Heaters | Fuel Gas | Methane (Co2 eq) | 128.2 | 0 | C
325110 | 1004880 | 2023 |  | GP-Super Heaters | Fuel Gas | Nitrous Oxide | 1.026 | 0 | C
325110 | 1004880 | 2023 |  | GP-Super Heaters | Fuel Gas | Nitrous Oxide (Co2 eq) | 305.7 | 0 | C
325110 | 1004880 | 2023 | Flare | Wet Flare |  | Carbon Dioxide | 49787 |  | X
325110 | 1004880 | 2023 | Flare | Wet Flare |  | Methane | 150.28 |  | X
325110 | 1004880 | 2023 | Flare | Wet Flare |  | Nitrous Oxide | 0.498 |  | X
322130 | 1004886 | 2023 | BFB (Boiler, bubbling fluidized bed) | BFB Multi-fuel Boiler | Distillate Fuel Oil No. 2 | Carbon Dioxide Biogenic | 0 | 11924.32 | C
322130 | 1004886 | 2023 | BFB (Boiler, bubbling fluidized bed) | BFB Multi-fuel Boiler | Distillate Fuel Oil No. 2 | Carbon Dioxide Non-Biogenic | 121.7 | 11924.32 | C
322130 | 1004886 | 2023 | BFB (Boiler, bubbling fluidized bed) | BFB Multi-fuel Boiler | Distillate Fuel Oil No. 2 | Carbon Dioxide Total | 121.7 | 11924.32 | C
322130 | 1004886 | 2023 | BFB (Boiler, bubbling fluidized bed) | BFB Multi-fuel Boiler | Distillate Fuel Oil No. 2 | Methane | 0 | 11924.32 | C
322130 | 1004886 | 2023 | BFB (Boiler, bubbling fluidized bed) | BFB Multi-fuel Boiler | Distillate Fuel Oil No. 2 | Methane (Co2 eq) | 0.1 | 11924.32 | C
322130 | 1004886 | 2023 | BFB (Boiler, bubbling fluidized bed) | BFB Multi-fuel Boiler | Distillate Fuel Oil No. 2 | Nitrous Oxide | 0.001 | 11924.32 | C
322130 | 1004886 | 2023 | BFB (Boiler, bubbling fluidized bed) | BFB Multi-fuel Boiler | Distillate Fuel Oil No. 2 | Nitrous Oxide (Co2 eq) | 0.3 | 11924.32 | C
322130 | 1004886 | 2023 | BFB (Boiler, bubbling fluidized bed) | BFB Multi-fuel Boiler | Natural Gas (Weighted U.S. Average) | Carbon Dioxide Biogenic | 0 | 214947135 | C
322130 | 1004886 | 2023 | BFB (Boiler, bubbling fluidized bed) | BFB Multi-fuel Boiler | Natural Gas (Weighted U.S. Average) | Carbon Dioxide Non-Biogenic | 11735.8 | 214947135 | C
322130 | 1004886 | 2023 | BFB (Boiler, bubbling fluidized bed) | BFB Multi-fuel Boiler | Natural Gas (Weighted U.S. Average) | Carbon Dioxide Total | 11735.8 | 214947135 | C
322130 | 1004886 | 2023 | BFB (Boiler, bubbling fluidized bed) | BFB Multi-fuel Boiler | Natural Gas (Weighted U.S. Average) | Methane | 0.22 | 214947135 | C
322130 | 1004886 | 2023 | BFB (Boiler, bubbling fluidized bed) | BFB Multi-fuel Boiler | Natural Gas (Weighted U.S. Average) | Methane (Co2 eq) | 5.5 | 214947135 | C
322130 | 1004886 | 2023 | BFB (Boiler, bubbling fluidized bed) | BFB Multi-fuel Boiler | Natural Gas (Weighted U.S. Average) | Nitrous Oxide | 0.022 | 214947135 | C
322130 | 1004886 | 2023 | BFB (Boiler, bubbling fluidized bed) | BFB Multi-fuel Boiler | Natural Gas (Weighted U.S. Average) | Nitrous Oxide (Co2 eq) | 6.6 | 214947135 | C
322130 | 1004886 | 2023 | BFB (Boiler, bubbling fluidized bed) | BFB Multi-fuel Boiler | Residual Fuel Oil No. 6 | Carbon Dioxide Biogenic | 0 | 0 | C
322130 | 1004886 | 2023 | BFB (Boiler, bubbling fluidized bed) | BFB Multi-fuel Boiler | Residual Fuel Oil No. 6 | Carbon Dioxide Non-Biogenic | 0 | 0 | C
322130 | 1004886 | 2023 | BFB (Boiler, bubbling fluidized bed) | BFB Multi-fuel Boiler | Residual Fuel Oil No. 6 | Carbon Dioxide Total | 0 | 0 | C
322130 | 1004886 | 2023 | BFB (Boiler, bubbling fluidized bed) | BFB Multi-fuel Boiler | Residual Fuel Oil No. 6 | Methane | 0 | 0 | C
322130 | 1004886 | 2023 | BFB (Boiler, bubbling fluidized bed) | BFB Multi-fuel Boiler | Residual Fuel Oil No. 6 | Methane (Co2 eq) | 0 | 0 | C
322130 | 1004886 | 2023 | BFB (Boiler, bubbling fluidized bed) | BFB Multi-fuel Boiler | Residual Fuel Oil No. 6 | Nitrous Oxide | 0 | 0 | C
322130 | 1004886 | 2023 | BFB (Boiler, bubbling fluidized bed) | BFB Multi-fuel Boiler | Residual Fuel Oil No. 6 | Nitrous Oxide (Co2 eq) | 0 | 0 | C
322130 | 1004886 | 2023 | BFB (Boiler, bubbling fluidized bed) | BFB Multi-fuel Boiler | Wood and Wood Residuals (dry basis) | Carbon Dioxide Biogenic | 205002.8 | 195360 | C
322130 | 1004886 | 2023 | BFB (Boiler, bubbling fluidized bed) | BFB Multi-fuel Boiler | Wood and Wood Residuals (dry basis) | Carbon Dioxide Non-Biogenic | 0 | 195360 | C
322130 | 1004886 | 2023 | BFB (Boiler, bubbling fluidized bed) | BFB Multi-fuel Boiler | Wood and Wood Residuals (dry basis) | Carbon Dioxide Total | 205002.8 | 195360 | C
322130 | 1004886 | 2023 | BFB (Boiler, bubbling fluidized bed) | BFB Multi-fuel Boiler | Wood and Wood Residuals (dry basis) | Methane | 15.74 | 195360 | C
322130 | 1004886 | 2023 | BFB (Boiler, bubbling fluidized bed) | BFB Multi-fuel Boiler | Wood and Wood Residuals (dry basis) | Methane (Co2 eq) | 393.4 | 195360 | C
322130 | 1004886 | 2023 | BFB (Boiler, bubbling fluidized bed) | BFB Multi-fuel Boiler | Wood and Wood Residuals (dry basis) | Nitrous Oxide | 7.868 | 195360 | C
322130 | 1004886 | 2023 | BFB (Boiler, bubbling fluidized bed) | BFB Multi-fuel Boiler | Wood and Wood Residuals (dry basis) | Nitrous Oxide (Co2 eq) | 2344.6 | 195360 | C
322130 | 1004886 | 2023 | Pulp Mill Lime Kiln | Lime Kiln |  | Carbon Dioxide Biogenic (Spent Liquor) | 0 |  | AA
322130 | 1004886 | 2023 | Pulp Mill Lime Kiln | Lime Kiln |  | Carbon Dioxide Non-Biogenic | 14201.6 |  | AA
322130 | 1004886 | 2023 | Pulp Mill Lime Kiln | Lime Kiln |  | Methane | 0.27 |  | AA
322130 | 1004886 | 2023 | Pulp Mill Lime Kiln | Lime Kiln |  | Methane Spent Liquor | 0 |  | AA
322130 | 1004886 | 2023 | Pulp Mill Lime Kiln | Lime Kiln |  | Nitrous Oxide | 0.027 |  | AA
322130 | 1004886 | 2023 | Pulp Mill Lime Kiln | Lime Kiln |  | Nitrous Oxide Spent Liquor | 0 |  | AA
322130 | 1004886 | 2023 | OB (Boiler, other) | Power Boiler | Natural Gas (Weighted U.S. Average) | Carbon Dioxide Biogenic | 0 | 327773127 | C
322130 | 1004886 | 2023 | OB (Boiler, other) | Power Boiler | Natural Gas (Weighted U.S. Average) | Carbon Dioxide Non-Biogenic | 17896 | 327773127 | C
322130 | 1004886 | 2023 | OB (Boiler, other) | Power Boiler | Natural Gas (Weighted U.S. Average) | Carbon Dioxide Total | 17896 | 327773127 | C
322130 | 1004886 | 2023 | OB (Boiler, other) | Power Boiler | Natural Gas (Weighted U.S. Average) | Methane | 0.34 | 327773127 | C
322130 | 1004886 | 2023 | OB (Boiler, other) | Power Boiler | Natural Gas (Weighted U.S. Average) | Methane (Co2 eq) | 8.4 | 327773127 | C
322130 | 1004886 | 2023 | OB (Boiler, other) | Power Boiler | Natural Gas (Weighted U.S. Average) | Nitrous Oxide | 0.034 | 327773127 | C
322130 | 1004886 | 2023 | OB (Boiler, other) | Power Boiler | Natural Gas (Weighted U.S. Average) | Nitrous Oxide (Co2 eq) | 10.1 | 327773127 | C
322130 | 1004886 | 2023 | OB (Boiler, other) | Power Boiler | Residual Fuel Oil No. 6 | Carbon Dioxide Biogenic | 0 | 0 | C
322130 | 1004886 | 2023 | OB (Boiler, other) | Power Boiler | Residual Fuel Oil No. 6 | Carbon Dioxide Non-Biogenic | 0 | 0 | C
322130 | 1004886 | 2023 | OB (Boiler, other) | Power Boiler | Residual Fuel Oil No. 6 | Carbon Dioxide Total | 0 | 0 | C
322130 | 1004886 | 2023 | OB (Boiler, other) | Power Boiler | Residual Fuel Oil No. 6 | Methane | 0 | 0 | C
322130 | 1004886 | 2023 | OB (Boiler, other) | Power Boiler | Residual Fuel Oil No. 6 | Methane (Co2 eq) | 0 | 0 | C
322130 | 1004886 | 2023 | OB (Boiler, other) | Power Boiler | Residual Fuel Oil No. 6 | Nitrous Oxide | 0 | 0 | C
322130 | 1004886 | 2023 | OB (Boiler, other) | Power Boiler | Residual Fuel Oil No. 6 | Nitrous Oxide (Co2 eq) | 0 | 0 | C
322130 | 1004886 | 2023 | Chemical Recovery Furnace | Recovery Boiler |  | Carbon Dioxide Biogenic (Spent Liquor) | 311895.1 |  | AA | [9 empty] | 57 | 1968 | B&W | 1.4 |  | 2 | SF | 725 | 650 | 725
322130 | 1004886 | 2023 | Chemical Recovery Furnace | Recovery Boiler |  | Carbon Dioxide Non-Biogenic | 14319.8 |  | AA | [9 empty] | 57 | 1968 | B&W | 1.4 |  | 2 | SF | 725 | 650 | 725
322130 | 1004886 | 2023 | Chemical Recovery Furnace | Recovery Boiler |  | Methane | 0.27 |  | AA | [9 empty] | 57 | 1968 | B&W | 1.4 |  | 2 | SF | 725 | 650 | 725
322130 | 1004886 | 2023 | Chemical Recovery Furnace | Recovery Boiler |  | Methane Spent Liquor | 6.28 |  | AA | [9 empty] | 57 | 1968 | B&W | 1.4 |  | 2 | SF | 725 | 650 | 725
322130 | 1004886 | 2023 | Chemical Recovery Furnace | Recovery Boiler |  | Nitrous Oxide | 0.027 |  | AA | [9 empty] | 57 | 1968 | B&W | 1.4 |  | 2 | SF | 725 | 650 | 725
322130 | 1004886 | 2023 | Chemical Recovery Furnace | Recovery Boiler |  | Nitrous Oxide Spent Liquor | 1.388 |  | AA | [9 empty] | 57 | 1968 | B&W | 1.4 |  | 2 | SF | 725 | 650 | 725
311919 | 1004898 | 2023 |  | GP-1NaturalGasUnits | Natural Gas (Weighted U.S. Average) | Carbon Dioxide Biogenic | 0 | 578282000 | C
311919 | 1004898 | 2023 |  | GP-1NaturalGasUnits | Natural Gas (Weighted U.S. Average) | Carbon Dioxide Non-Biogenic | 31481.4 | 578282000 | C
311919 | 1004898 | 2023 |  | GP-1NaturalGasUnits | Natural Gas (Weighted U.S. Average) | Carbon Dioxide Total | 31481.4 | 578282000 | C
311919 | 1004898 | 2023 |  | GP-1NaturalGasUnits | Natural Gas (Weighted U.S. Average) | Methane | 0.59 | 578282000 | C
311919 | 1004898 | 2023 |  | GP-1NaturalGasUnits | Natural Gas (Weighted U.S. Average) | Methane (Co2 eq) | 14.8 | 578282000 | C
311919 | 1004898 | 2023 |  | GP-1NaturalGasUnits | Natural Gas (Weighted U.S. Average) | Nitrous Oxide | 0.059 | 578282000 | C
311919 | 1004898 | 2023 |  | GP-1NaturalGasUnits | Natural Gas (Weighted U.S. Average) | Nitrous Oxide (Co2 eq) | 17.7 | 578282000 | C
311919 | 1004898 | 2023 |  | GP-2FuelOilUnits | Distillate Fuel Oil No. 2 | Carbon Dioxide Biogenic | 0 | 8739 | C
311919 | 1004898 | 2023 |  | GP-2FuelOilUnits | Distillate Fuel Oil No. 2 | Carbon Dioxide Non-Biogenic | 89.2 | 8739 | C
311919 | 1004898 | 2023 |  | GP-2FuelOilUnits | Distillate Fuel Oil No. 2 | Carbon Dioxide Total | 89.2 | 8739 | C
311919 | 1004898 | 2023 |  | GP-2FuelOilUnits | Distillate Fuel Oil No. 2 | Methane | 0 | 8739 | C
311919 | 1004898 | 2023 |  | GP-2FuelOilUnits | Distillate Fuel Oil No. 2 | Methane (Co2 eq) | 0.1 | 8739 | C
311919 | 1004898 | 2023 |  | GP-2FuelOilUnits | Distillate Fuel Oil No. 2 | Nitrous Oxide | 0.001 | 8739 | C
311919 | 1004898 | 2023 |  | GP-2FuelOilUnits | Distillate Fuel Oil No. 2 | Nitrous Oxide (Co2 eq) | 0.2 | 8739 | C
325199 | 1004900 | 2023 | OB (Boiler, other) | BLR-1 | Natural Gas (Weighted U.S. Average) | Carbon Dioxide Biogenic | 0 | 0 | C
325199 | 1004900 | 2023 | OB (Boiler, other) | BLR-1 | Natural Gas (Weighted U.S. Average) | Carbon Dioxide Non-Biogenic | 79163.2 | 0 | C
325199 | 1004900 | 2023 | OB (Boiler, other) | BLR-1 | Natural Gas (Weighted U.S. Average) | Carbon Dioxide Total | 79163.2 | 0 | C
325199 | 1004900 | 2023 | OB (Boiler, other) | BLR-1 | Natural Gas (Weighted U.S. Average) | Methane | 1.49 | 0 | C
325199 | 1004900 | 2023 | OB (Boiler, other) | BLR-1 | Natural Gas (Weighted U.S. Average) | Methane (Co2 eq) | 37.3 | 0 | C
325199 | 1004900 | 2023 | OB (Boiler, other) | BLR-1 | Natural Gas (Weighted U.S. Average) | Nitrous Oxide | 0.149 | 0 | C
325199 | 1004900 | 2023 | OB (Boiler, other) | BLR-1 | Natural Gas (Weighted U.S. Average) | Nitrous Oxide (Co2 eq) | 44.5 | 0 | C
325199 | 1004900 | 2023 | OB (Boiler, other) | BLR-2 | Natural Gas (Weighted U.S. Average) | Carbon Dioxide Biogenic | 0 | 0 | C
325199 | 1004900 | 2023 | OB (Boiler, other) | BLR-2 | Natural Gas (Weighted U.S. Average) | Carbon Dioxide Non-Biogenic | 55872.1 | 0 | C
325199 | 1004900 | 2023 | OB (Boiler, other) | BLR-2 | Natural Gas (Weighted U.S. Average) | Carbon Dioxide Total | 55872.1 | 0 | C
325199 | 1004900 | 2023 | OB (Boiler, other) | BLR-2 | Natural Gas (Weighted U.S. Average) | Methane | 1.05 | 0 | C
325199 | 1004900 | 2023 | OB (Boiler, other) | BLR-2 | Natural Gas (Weighted U.S. Average) | Methane (Co2 eq) | 26.3 | 0 | C
325199 | 1004900 | 2023 | OB (Boiler, other) | BLR-2 | Natural Gas (Weighted U.S. Average) | Nitrous Oxide | 0.105 | 0 | C
325199 | 1004900 | 2023 | OB (Boiler, other) | BLR-2 | Natural Gas (Weighted U.S. Average) | Nitrous Oxide (Co2 eq) | 31.4 | 0 | C
325199 | 1004900 | 2023 | Process/stationary combustion units share common stack | Chlorine Destruct Tower |  | Carbon Dioxide | 55007.7 |  | X
325199 | 1004900 | 2023 | Process/stationary combustion units share common stack | Chlorine Destruct Tower |  | Methane | 2.8 |  | X
325199 | 1004900 | 2023 | Process/stationary combustion units share common stack | Chlorine Destruct Tower |  | Nitrous Oxide | 0.56 |  | X
325199 | 1004900 | 2023 |  | GP-1 | Natural Gas (Weighted U.S. Average) | Carbon Dioxide Biogenic | 0 | 0 | C
325199 | 1004900 | 2023 |  | GP-1 | Natural Gas (Weighted U.S. Average) | Carbon Dioxide Non-Biogenic | 70942.9 | 0 | C
325199 | 1004900 | 2023 |  | GP-1 | Natural Gas (Weighted U.S. Average) | Carbon Dioxide Total | 70942.9 | 0 | C
325199 | 1004900 | 2023 |  | GP-1 | Natural Gas (Weighted U.S. Average) | Methane | 1.34 | 0 | C
325199 | 1004900 | 2023 |  | GP-1 | Natural Gas (Weighted U.S. Average) | Methane (Co2 eq) | 33.4 | 0 | C
325199 | 1004900 | 2023 |  | GP-1 | Natural Gas (Weighted U.S. Average) | Nitrous Oxide | 0.134 | 0 | C
325199 | 1004900 | 2023 |  | GP-1 | Natural Gas (Weighted U.S. Average) | Nitrous Oxide (Co2 eq) | 39.8 | 0 | C
322110 | 1004901 | 2023 | RICE (Reciprocating internal combustion engine) | Kiln Aux Drive | Distillate Fuel Oil No. 2 | Carbon Dioxide Biogenic | 0 | 0 | C
322110 | 1004901 | 2023 | RICE (Reciprocating internal combustion engine) | Kiln Aux Drive | Distillate Fuel Oil No. 2 | Carbon Dioxide Non-Biogenic | 1.4 | 0 | C
322110 | 1004901 | 2023 | RICE (Reciprocating internal combustion engine) | Kiln Aux Drive | Distillate Fuel Oil No. 2 | Carbon Dioxide Total | 1.4 | 0 | C
322110 | 1004901 | 2023 | RICE (Reciprocating internal combustion engine) | Kiln Aux Drive | Distillate Fuel Oil No. 2 | Methane | 0 | 0 | C
322110 | 1004901 | 2023 | RICE (Reciprocating internal combustion engine) | Kiln Aux Drive | Distillate Fuel Oil No. 2 | Methane (Co2 eq) | 0 | 0 | C
322110 | 1004901 | 2023 | RICE (Reciprocating internal combustion engine) | Kiln Aux Drive | Distillate Fuel Oil No. 2 | Nitrous Oxide | 0 | 0 | C
322110 | 1004901 | 2023 | RICE (Reciprocating internal combustion engine) | Kiln Aux Drive | Distillate Fuel Oil No. 2 | Nitrous Oxide (Co2 eq) | 0 | 0 | C
322110 | 1004901 | 2023 | Pulp Mill Lime Kiln | LK01 |  | Carbon Dioxide Biogenic (Spent Liquor) | 0 |  | AA
322110 | 1004901 | 2023 | Pulp Mill Lime Kiln | LK01 |  | Carbon Dioxide Non-Biogenic | 39350.2 |  | AA
322110 | 1004901 | 2023 | Pulp Mill Lime Kiln | LK01 |  | Methane | 2 |  | AA
322110 | 1004901 | 2023 | Pulp Mill Lime Kiln | LK01 |  | Methane Spent Liquor | 0 |  | AA
322110 | 1004901 | 2023 | Pulp Mill Lime Kiln | LK01 |  | Nitrous Oxide | 0 |  | AA
322110 | 1004901 | 2023 | Pulp Mill Lime Kiln | LK01 |  | Nitrous Oxide Spent Liquor | 0 |  | AA
322110 | 1004901 | 2023 | S (Stoker Boiler) | PB04 | Distillate Fuel Oil No. 2 | Carbon Dioxide Biogenic | 0 | 0 | C
322110 | 1004901 | 2023 | S (Stoker Boiler) | PB04 | Distillate Fuel Oil No. 2 | Carbon Dioxide Non-Biogenic | 0 | 0 | C
322110 | 1004901 | 2023 | S (Stoker Boiler) | PB04 | Distillate Fuel Oil No. 2 | Carbon Dioxide Total | 0 | 0 | C
322110 | 1004901 | 2023 | S (Stoker Boiler) | PB04 | Distillate Fuel Oil No. 2 | Methane | 0 | 0 | C
322110 | 1004901 | 2023 | S (Stoker Boiler) | PB04 | Distillate Fuel Oil No. 2 | Methane (Co2 eq) | 0 | 0 | C
322110 | 1004901 | 2023 | S (Stoker Boiler) | PB04 | Distillate Fuel Oil No. 2 | Nitrous Oxide | 0 | 0 | C
322110 | 1004901 | 2023 | S (Stoker Boiler) | PB04 | Distillate Fuel Oil No. 2 | Nitrous Oxide (Co2 eq) | 0 | 0 | C
322110 | 1004901 | 2023 | S (Stoker Boiler) | PB04 | Natural Gas (Weighted U.S. Average) | Carbon Dioxide Biogenic | 0 | 0 | C
322110 | 1004901 | 2023 | S (Stoker Boiler) | PB04 | Natural Gas (Weighted U.S. Average) | Carbon Dioxide Non-Biogenic | 33860.1 | 0 | C
322110 | 1004901 | 2023 | S (Stoker Boiler) | PB04 | Natural Gas (Weighted U.S. Average) | Carbon Dioxide Total | 33860.1 | 0 | C
322110 | 1004901 | 2023 | S (Stoker Boiler) | PB04 | Natural Gas (Weighted U.S. Average) | Methane | 0.64 | 0 | C
322110 | 1004901 | 2023 | S (Stoker Boiler) | PB04 | Natural Gas (Weighted U.S. Average) | Methane (Co2 eq) | 16 | 0 | C
322110 | 1004901 | 2023 | S (Stoker Boiler) | PB04 | Natural Gas (Weighted U.S. Average) | Nitrous Oxide | 0.064 | 0 | C
322110 | 1004901 | 2023 | S (Stoker Boiler) | PB04 | Natural Gas (Weighted U.S. Average) | Nitrous Oxide (Co2 eq) | 19 | 0 | C
322110 | 1004901 | 2023 | S (Stoker Boiler) | PB04 | Wood and Wood Residuals (dry basis) | Carbon Dioxide Biogenic | 217205.4 | 0 | C
322110 | 1004901 | 2023 | S (Stoker Boiler) | PB04 | Wood and Wood Residuals (dry basis) | Carbon Dioxide Non-Biogenic | 0 | 0 | C
322110 | 1004901 | 2023 | S (Stoker Boiler) | PB04 | Wood and Wood Residuals (dry basis) | Carbon Dioxide Total | 217205.4 | 0 | C
322110 | 1004901 | 2023 | S (Stoker Boiler) | PB04 | Wood and Wood Residuals (dry basis) | Methane | 16.67 | 0 | C
322110 | 1004901 | 2023 | S (Stoker Boiler) | PB04 | Wood and Wood Residuals (dry basis) | Methane (Co2 eq) | 416.8 | 0 | C
322110 | 1004901 | 2023 | S (Stoker Boiler) | PB04 | Wood and Wood Residuals (dry basis) | Nitrous Oxide | 8.336 | 0 | C
322110 | 1004901 | 2023 | S (Stoker Boiler) | PB04 | Wood and Wood Residuals (dry basis) | Nitrous Oxide (Co2 eq) | 2484.2 | 0 | C
322110 | 1004901 | 2023 | Chemical Recovery Furnace | RE01 |  | Carbon Dioxide Biogenic (Spent Liquor) | 1557850.2 |  | AA | [9 empty] | 46 | 1979 | B&W | 3.6 |  | 1 | D | 1700 | 1250 | 925
322110 | 1004901 | 2023 | Chemical Recovery Furnace | RE01 |  | Carbon Dioxide Non-Biogenic | 31833.1 |  | AA | [9 empty] | 46 | 1979 | B&W | 3.6 |  | 1 | D | 1700 | 1250 | 925
322110 | 1004901 | 2023 | Chemical Recovery Furnace | RE01 |  | Methane | 0.6 |  | AA | [9 empty] | 46 | 1979 | B&W | 3.6 |  | 1 | D | 1700 | 1250 | 925
322110 | 1004901 | 2023 | Chemical Recovery Furnace | RE01 |  | Methane Spent Liquor | 31.36 |  | AA | [9 empty] | 46 | 1979 | B&W | 3.6 |  | 1 | D | 1700 | 1250 | 925
322110 | 1004901 | 2023 | Chemical Recovery Furnace | RE01 |  | Nitrous Oxide | 0.06 |  | AA | [9 empty] | 46 | 1979 | B&W | 3.6 |  | 1 | D | 1700 | 1250 | 925
322110 | 1004901 | 2023 | Chemical Recovery Furnace | RE01 |  | Nitrous Oxide Spent Liquor | 6.932 |  | AA | [9 empty] | 46 | 1979 | B&W | 3.6 |  | 1 | D | 1700 | 1250 | 925
325193 | 1004902 | 2023 |  | CP-6 | Natural Gas (Weighted U.S. Average) | Carbon Dioxide Biogenic | 0 | 0 | C
325193 | 1004902 | 2023 |  | CP-6 | Natural Gas (Weighted U.S. Average) | Carbon Dioxide Non-Biogenic | 205063.1 | 0 | C
325193 | 1004902 | 2023 |  | CP-6 | Natural Gas (Weighted U.S. Average) | Carbon Dioxide Total | 205063.1 | 0 | C
325193 | 1004902 | 2023 |  | CP-6 | Natural Gas (Weighted U.S. Average) | Methane | 3.86 | 0 | C
325193 | 1004902 | 2023 |  | CP-6 | Natural Gas (Weighted U.S. Average) | Methane (Co2 eq) | 96.6 | 0 | C
325193 | 1004902 | 2023 |  | CP-6 | Natural Gas (Weighted U.S. Average) | Nitrous Oxide | 0.386 | 0 | C
325193 | 1004902 | 2023 |  | CP-6 | Natural Gas (Weighted U.S. Average) | Nitrous Oxide (Co2 eq) | 115.2 | 0 | C
311615 | 1004952 | 2023 |  | GP-Emergency Engines | Distillate Fuel Oil No. 2 | Carbon Dioxide Biogenic | 0 | 3822.56 | C
311615 | 1004952 | 2023 |  | GP-Emergency Engines | Distillate Fuel Oil No. 2 | Carbon Dioxide Non-Biogenic | 39 | 3822.56 | C
311615 | 1004952 | 2023 |  | GP-Emergency Engines | Distillate Fuel Oil No. 2 | Carbon Dioxide Total | 39 | 3822.56 | C
311615 | 1004952 | 2023 |  | GP-Emergency Engines | Distillate Fuel Oil No. 2 | Methane | 0 | 3822.56 | C
311615 | 1004952 | 2023 |  | GP-Emergency Engines | Distillate Fuel Oil No. 2 | Methane (Co2 eq) | 0 | 3822.56 | C
311615 | 1004952 | 2023 |  | GP-Emergency Engines | Distillate Fuel Oil No. 2 | Nitrous Oxide | 0 | 3822.56 | C
311615 | 1004952 | 2023 |  | GP-Emergency Engines | Distillate Fuel Oil No. 2 | Nitrous Oxide (Co2 eq) | 0.1 | 3822.56 | C
311615 | 1004952 | 2023 |  | GP-TVILLETYSON | Propane | Carbon Dioxide Biogenic | 0 | 5485856 | C
311615 | 1004952 | 2023 |  | GP-TVILLETYSON | Propane | Carbon Dioxide Non-Biogenic | 31385.5 | 5485856 | C
311615 | 1004952 | 2023 |  | GP-TVILLETYSON | Propane | Carbon Dioxide Total | 31385.5 | 5485856 | C
311615 | 1004952 | 2023 |  | GP-TVILLETYSON | Propane | Methane | 1.5 | 5485856 | C
311615 | 1004952 | 2023 |  | GP-TVILLETYSON | Propane | Methane (Co2 eq) | 37.4 | 5485856 | C
311615 | 1004952 | 2023 |  | GP-TVILLETYSON | Propane | Nitrous Oxide | 0.3 | 5485856 | C
311615 | 1004952 | 2023 |  | GP-TVILLETYSON | Propane | Nitrous Oxide (Co2 eq) | 89.3 | 5485856 | C
311421 | 1004956 | 2023 |  | GP-Three Kern Boilers | Natural Gas (Weighted U.S. Average) | Carbon Dioxide Biogenic | 0 | 0 | C
311421 | 1004956 | 2023 |  | GP-Three Kern Boilers | Natural Gas (Weighted U.S. Average) | Carbon Dioxide Non-Biogenic | 43925.9 | 0 | C
311421 | 1004956 | 2023 |  | GP-Three Kern Boilers | Natural Gas (Weighted U.S. Average) | Carbon Dioxide Total | 43925.9 | 0 | C
311421 | 1004956 | 2023 |  | GP-Three Kern Boilers | Natural Gas (Weighted U.S. Average) | Methane | 0.83 | 0 | C
311421 | 1004956 | 2023 |  | GP-Three Kern Boilers | Natural Gas (Weighted U.S. Average) | Methane (Co2 eq) | 20.7 | 0 | C
311421 | 1004956 | 2023 |  | GP-Three Kern Boilers | Natural Gas (Weighted U.S. Average) | Nitrous Oxide | 0.083 | 0 | C
311421 | 1004956 | 2023 |  | GP-Three Kern Boilers | Natural Gas (Weighted U.S. Average) | Nitrous Oxide (Co2 eq) | 24.7 | 0 | C
325110 | 1004957 | 2023 | OB (Boiler, other) | 954H1-1 | Natural Gas (Weighted U.S. Average) | Carbon Dioxide Biogenic | 0 | 474865193 | C
325110 | 1004957 | 2023 | OB (Boiler, other) | 954H1-1 | Natural Gas (Weighted U.S. Average) | Carbon Dioxide Non-Biogenic | 25161 | 474865193 | C
325110 | 1004957 | 2023 | OB (Boiler, other) | 954H1-1 | Natural Gas (Weighted U.S. Average) | Carbon Dioxide Total | 25161 | 474865193 | C
325110 | 1004957 | 2023 | OB (Boiler, other) | 954H1-1 | Natural Gas (Weighted U.S. Average) | Methane | 0.5 | 474865193 | C
325110 | 1004957 | 2023 | OB (Boiler, other) | 954H1-1 | Natural Gas (Weighted U.S. Average) | Methane (Co2 eq) | 12.4 | 474865193 | C
325110 | 1004957 | 2023 | OB (Boiler, other) | 954H1-1 | Natural Gas (Weighted U.S. Average) | Nitrous Oxide | 0.05 | 474865193 | C
325110 | 1004957 | 2023 | OB (Boiler, other) | 954H1-1 | Natural Gas (Weighted U.S. Average) | Nitrous Oxide (Co2 eq) | 14.9 | 474865193 | C
325110 | 1004957 | 2023 | OB (Boiler, other) | 954H1-3 | Natural Gas (Weighted U.S. Average) | Carbon Dioxide Biogenic | 0 | 141442985 | C
325110 | 1004957 | 2023 | OB (Boiler, other) | 954H1-3 | Natural Gas (Weighted U.S. Average) | Carbon Dioxide Non-Biogenic | 7494 | 141442985 | C
325110 | 1004957 | 2023 | OB (Boiler, other) | 954H1-3 | Natural Gas (Weighted U.S. Average) | Carbon Dioxide Total | 7494 | 141442985 | C
325110 | 1004957 | 2023 | OB (Boiler, other) | 954H1-3 | Natural Gas (Weighted U.S. Average) | Methane | 0.15 | 141442985 | C
325110 | 1004957 | 2023 | OB (Boiler, other) | 954H1-3 | Natural Gas (Weighted U.S. Average) | Methane (Co2 eq) | 3.7 | 141442985 | C
325110 | 1004957 | 2023 | OB (Boiler, other) | 954H1-3 | Natural Gas (Weighted U.S. Average) | Nitrous Oxide | 0.015 | 141442985 | C
325110 | 1004957 | 2023 | OB (Boiler, other) | 954H1-3 | Natural Gas (Weighted U.S. Average) | Nitrous Oxide (Co2 eq) | 4.5 | 141442985 | C
325110 | 1004957 | 2023 |  | CP-954H123 | Fuel Gas | Carbon Dioxide Biogenic | 0 | 311737201 | C
325110 | 1004957 | 2023 |  | CP-954H123 | Fuel Gas | Carbon Dioxide Non-Biogenic | 13026 | 311737201 | C
325110 | 1004957 | 2023 |  | CP-954H123 | Fuel Gas | Carbon Dioxide Total | 13026 | 311737201 | C
325110 | 1004957 | 2023 |  | CP-954H123 | Fuel Gas | Methane | 0.3 | 311737201 | C
325110 | 1004957 | 2023 |  | CP-954H123 | Fuel Gas | Methane (Co2 eq) | 7.4 | 311737201 | C
325110 | 1004957 | 2023 |  | CP-954H123 | Fuel Gas | Nitrous Oxide | 0.059 | 311737201 | C
325110 | 1004957 | 2023 |  | CP-954H123 | Fuel Gas | Nitrous Oxide (Co2 eq) | 17.6 | 311737201 | C
325110 | 1004957 | 2023 |  | CP-954H123 | Natural Gas (Weighted U.S. Average) | Carbon Dioxide Biogenic | 0 | 1159701 | C
325110 | 1004957 | 2023 |  | CP-954H123 | Natural Gas (Weighted U.S. Average) | Carbon Dioxide Non-Biogenic | 61.4 | 1159701 | C
325110 | 1004957 | 2023 |  | CP-954H123 | Natural Gas (Weighted U.S. Average) | Carbon Dioxide Total | 61.4 | 1159701 | C
325110 | 1004957 | 2023 |  | CP-954H123 | Natural Gas (Weighted U.S. Average) | Methane | 0 | 1159701 | C
325110 | 1004957 | 2023 |  | CP-954H123 | Natural Gas (Weighted U.S. Average) | Methane (Co2 eq) | 0 | 1159701 | C
325110 | 1004957 | 2023 |  | CP-954H123 | Natural Gas (Weighted U.S. Average) | Nitrous Oxide | 0 | 1159701 | C
325110 | 1004957 | 2023 |  | CP-954H123 | Natural Gas (Weighted U.S. Average) | Nitrous Oxide (Co2 eq) | 0 | 1159701 | C
322130 | 1004961 | 2023 | OB (Boiler, other) | EU-1 Process Boiler | Natural Gas (Weighted U.S. Average) | Carbon Dioxide Biogenic | 0 | 0 | C
322130 | 1004961 | 2023 | OB (Boiler, other) | EU-1 Process Boiler | Natural Gas (Weighted U.S. Average) | Carbon Dioxide Non-Biogenic | 7440.6 | 0 | C
322130 | 1004961 | 2023 | OB (Boiler, other) | EU-1 Process Boiler | Natural Gas (Weighted U.S. Average) | Carbon Dioxide Total | 7440.6 | 0 | C
322130 | 1004961 | 2023 | OB (Boiler, other) | EU-1 Process Boiler | Natural Gas (Weighted U.S. Average) | Methane | 0.14 | 0 | C
322130 | 1004961 | 2023 | OB (Boiler, other) | EU-1 Process Boiler | Natural Gas (Weighted U.S. Average) | Methane (Co2 eq) | 3.5 | 0 | C
322130 | 1004961 | 2023 | OB (Boiler, other) | EU-1 Process Boiler | Natural Gas (Weighted U.S. Average) | Nitrous Oxide | 0.014 | 0 | C
322130 | 1004961 | 2023 | OB (Boiler, other) | EU-1 Process Boiler | Natural Gas (Weighted U.S. Average) | Nitrous Oxide (Co2 eq) | 4.2 | 0 | C
325211 | 1004962 | 2023 |  | CP-1 | Natural Gas (Weighted U.S. Average) | Carbon Dioxide Biogenic | 0 | 14553250084 | C
325211 | 1004962 | 2023 |  | CP-1 | Natural Gas (Weighted U.S. Average) | Carbon Dioxide Non-Biogenic | 798326.4 | 14553250084 | C
325211 | 1004962 | 2023 |  | CP-1 | Natural Gas (Weighted U.S. Average) | Carbon Dioxide Total | 798326.4 | 14553250084 | C
325211 | 1004962 | 2023 |  | CP-1 | Natural Gas (Weighted U.S. Average) | Methane | 14.87 | 14553250084 | C
325211 | 1004962 | 2023 |  | CP-1 | Natural Gas (Weighted U.S. Average) | Methane (Co2 eq) | 371.6 | 14553250084 | C
325211 | 1004962 | 2023 |  | CP-1 | Natural Gas (Weighted U.S. Average) | Nitrous Oxide | 1.487 | 14553250084 | C
325211 | 1004962 | 2023 |  | CP-1 | Natural Gas (Weighted U.S. Average) | Nitrous Oxide (Co2 eq) | 443 | 14553250084 | C
325211 | 1004962 | 2023 |  | CP-2 | Residual Fuel Oil No. 6 | Carbon Dioxide Biogenic | 0 | 0 | C
325211 | 1004962 | 2023 |  | CP-2 | Residual Fuel Oil No. 6 | Carbon Dioxide Non-Biogenic | 0 | 0 | C
325211 | 1004962 | 2023 |  | CP-2 | Residual Fuel Oil No. 6 | Carbon Dioxide Total | 0 | 0 | C
325211 | 1004962 | 2023 |  | CP-2 | Residual Fuel Oil No. 6 | Methane | 0 | 0 | C
325211 | 1004962 | 2023 |  | CP-2 | Residual Fuel Oil No. 6 | Methane (Co2 eq) | 0 | 0 | C
325211 | 1004962 | 2023 |  | CP-2 | Residual Fuel Oil No. 6 | Nitrous Oxide | 0 | 0 | C
325211 | 1004962 | 2023 |  | CP-2 | Residual Fuel Oil No. 6 | Nitrous Oxide (Co2 eq) | 0 | 0 | C
325211 | 1004962 | 2023 | OB (Boiler, other) | EU-003 |  | Carbon Dioxide Biogenic | 0 | 36888440000 | C
325211 | 1004962 | 2023 | OB (Boiler, other) | EU-003 |  | Carbon Dioxide Non-Biogenic | 67954.2 | 36888440000 | C
325211 | 1004962 | 2023 | OB (Boiler, other) | EU-003 |  | Carbon Dioxide Total | 67954.2 | 36888440000 | C
325211 | 1004962 | 2023 | OB (Boiler, other) | EU-003 |  | Methane | 0 | 36888440000 | C
325211 | 1004962 | 2023 | OB (Boiler, other) | EU-003 |  | Methane (Co2 eq) | 0 | 36888440000 | C
325211 | 1004962 | 2023 | OB (Boiler, other) | EU-003 |  | Nitrous Oxide | 0 | 36888440000 | C
325211 | 1004962 | 2023 | OB (Boiler, other) | EU-003 |  | Nitrous Oxide (Co2 eq) | 0 | 36888440000 | C
325211 | 1004962 | 2023 | OB (Boiler, other) | EU-004 |  | Carbon Dioxide Biogenic | 0 | 29505110000 | C
325211 | 1004962 | 2023 | OB (Boiler, other) | EU-004 |  | Carbon Dioxide Non-Biogenic | 52631.8 | 29505110000 | C
325211 | 1004962 | 2023 | OB (Boiler, other) | EU-004 |  | Carbon Dioxide Total | 52631.8 | 29505110000 | C
325211 | 1004962 | 2023 | OB (Boiler, other) | EU-004 |  | Methane | 0 | 29505110000 | C
325211 | 1004962 | 2023 | OB (Boiler, other) | EU-004 |  | Methane (Co2 eq) | 0 | 29505110000 | C
325211 | 1004962 | 2023 | OB (Boiler, other) | EU-004 |  | Nitrous Oxide | 0 | 29505110000 | C
325211 | 1004962 | 2023 | OB (Boiler, other) | EU-004 |  | Nitrous Oxide (Co2 eq) | 0 | 29505110000 | C
325211 | 1004962 | 2023 | OB (Boiler, other) | EU-014 |  | Carbon Dioxide Biogenic | 0 | 492980.6 | C
325211 | 1004962 | 2023 | OB (Boiler, other) | EU-014 |  | Carbon Dioxide Non-Biogenic | 4838.3 | 492980.6 | C
325211 | 1004962 | 2023 | OB (Boiler, other) | EU-014 |  | Carbon Dioxide Total | 4838.3 | 492980.6 | C
325211 | 1004962 | 2023 | OB (Boiler, other) | EU-014 |  | Methane | 0 | 492980.6 | C
325211 | 1004962 | 2023 | OB (Boiler, other) | EU-014 |  | Methane (Co2 eq) | 0 | 492980.6 | C
325211 | 1004962 | 2023 | OB (Boiler, other) | EU-014 |  | Nitrous Oxide | 0 | 492980.6 | C
325211 | 1004962 | 2023 | OB (Boiler, other) | EU-014 |  | Nitrous Oxide (Co2 eq) | 0 | 492980.6 | C
325211 | 1004962 | 2023 | OB (Boiler, other) | EU-015 |  | Carbon Dioxide Biogenic | 0 | 0 | C
325211 | 1004962 | 2023 | OB (Boiler, other) | EU-015 |  | Carbon Dioxide Non-Biogenic | 0 | 0 | C
325211 | 1004962 | 2023 | OB (Boiler, other) | EU-015 |  | Carbon Dioxide Total | 0 | 0 | C
325211 | 1004962 | 2023 | OB (Boiler, other) | EU-015 |  | Methane | 0 | 0 | C
325211 | 1004962 | 2023 | OB (Boiler, other) | EU-015 |  | Methane (Co2 eq) | 0 | 0 | C
325211 | 1004962 | 2023 | OB (Boiler, other) | EU-015 |  | Nitrous Oxide | 0 | 0 | C
325211 | 1004962 | 2023 | OB (Boiler, other) | EU-015 |  | Nitrous Oxide (Co2 eq) | 0 | 0 | C
325211 | 1004962 | 2023 |  | EU-042 |  | Nitrous Oxide | 1163.8246 |  | V
322130 | 1004982 | 2023 |  | GP-B00456 | Distillate Fuel Oil No. 2 | Carbon Dioxide Biogenic | 0 | 0 | C
322130 | 1004982 | 2023 |  | GP-B00456 | Distillate Fuel Oil No. 2 | Carbon Dioxide Non-Biogenic | 0 | 0 | C
322130 | 1004982 | 2023 |  | GP-B00456 | Distillate Fuel Oil No. 2 | Carbon Dioxide Total | 0 | 0 | C
322130 | 1004982 | 2023 |  | GP-B00456 | Distillate Fuel Oil No. 2 | Methane | 0 | 0 | C
322130 | 1004982 | 2023 |  | GP-B00456 | Distillate Fuel Oil No. 2 | Methane (Co2 eq) | 0 | 0 | C
322130 | 1004982 | 2023 |  | GP-B00456 | Distillate Fuel Oil No. 2 | Nitrous Oxide | 0 | 0 | C
322130 | 1004982 | 2023 |  | GP-B00456 | Distillate Fuel Oil No. 2 | Nitrous Oxide (Co2 eq) | 0 | 0 | C
322130 | 1004982 | 2023 |  | GP-B00456 | Natural Gas (Weighted U.S. Average) | Carbon Dioxide Biogenic | 0 | 0 | C
322130 | 1004982 | 2023 |  | GP-B00456 | Natural Gas (Weighted U.S. Average) | Carbon Dioxide Non-Biogenic | 39211.4 | 0 | C
322130 | 1004982 | 2023 |  | GP-B00456 | Natural Gas (Weighted U.S. Average) | Carbon Dioxide Total | 39211.4 | 0 | C
322130 | 1004982 | 2023 |  | GP-B00456 | Natural Gas (Weighted U.S. Average) | Methane | 0.74 | 0 | C
322130 | 1004982 | 2023 |  | GP-B00456 | Natural Gas (Weighted U.S. Average) | Methane (Co2 eq) | 18.5 | 0 | C
322130 | 1004982 | 2023 |  | GP-B00456 | Natural Gas (Weighted U.S. Average) | Nitrous Oxide | 0.074 | 0 | C
322130 | 1004982 | 2023 |  | GP-B00456 | Natural Gas (Weighted U.S. Average) | Nitrous Oxide (Co2 eq) | 22 | 0 | C
322130 | 1004982 | 2023 |  | GP-ShipWareshouseHeaters | Natural Gas (Weighted U.S. Average) | Carbon Dioxide Biogenic | 0 | 0 | C
322130 | 1004982 | 2023 |  | GP-ShipWareshouseHeaters | Natural Gas (Weighted U.S. Average) | Carbon Dioxide Non-Biogenic | 205.5 | 0 | C
322130 | 1004982 | 2023 |  | GP-ShipWareshouseHeaters | Natural Gas (Weighted U.S. Average) | Carbon Dioxide Total | 205.5 | 0 | C
322130 | 1004982 | 2023 |  | GP-ShipWareshouseHeaters | Natural Gas (Weighted U.S. Average) | Methane | 0 | 0 | C
322130 | 1004982 | 2023 |  | GP-ShipWareshouseHeaters | Natural Gas (Weighted U.S. Average) | Methane (Co2 eq) | 0.1 | 0 | C
322130 | 1004982 | 2023 |  | GP-ShipWareshouseHeaters | Natural Gas (Weighted U.S. Average) | Nitrous Oxide | 0 | 0 | C
322130 | 1004982 | 2023 |  | GP-ShipWareshouseHeaters | Natural Gas (Weighted U.S. Average) | Nitrous Oxide (Co2 eq) | 0.1 | 0 | C
322130 | 1004982 | 2023 | PRH (Process Heater) | P002 Infrared Unit | Natural Gas (Weighted U.S. Average) | Carbon Dioxide Biogenic | 0 | 0 | C
322130 | 1004982 | 2023 | PRH (Process Heater) | P002 Infrared Unit | Natural Gas (Weighted U.S. Average) | Carbon Dioxide Non-Biogenic | 2444.5 | 0 | C
322130 | 1004982 | 2023 | PRH (Process Heater) | P002 Infrared Unit | Natural Gas (Weighted U.S. Average) | Carbon Dioxide Total | 2444.5 | 0 | C
322130 | 1004982 | 2023 | PRH (Process Heater) | P002 Infrared Unit | Natural Gas (Weighted U.S. Average) | Methane | 0.05 | 0 | C
322130 | 1004982 | 2023 | PRH (Process Heater) | P002 Infrared Unit | Natural Gas (Weighted U.S. Average) | Methane (Co2 eq) | 1.1 | 0 | C
322130 | 1004982 | 2023 | PRH (Process Heater) | P002 Infrared Unit | Natural Gas (Weighted U.S. Average) | Nitrous Oxide | 0.005 | 0 | C
322130 | 1004982 | 2023 | PRH (Process Heater) | P002 Infrared Unit | Natural Gas (Weighted U.S. Average) | Nitrous Oxide (Co2 eq) | 1.4 | 0 | C
311919 | 1004983 | 2023 |  | CP- Logistic Heaters | Propane | Carbon Dioxide Biogenic | 0 | 1030 | C
311919 | 1004983 | 2023 |  | CP- Logistic Heaters | Propane | Carbon Dioxide Non-Biogenic | 5.9 | 1030 | C
311919 | 1004983 | 2023 |  | CP- Logistic Heaters | Propane | Carbon Dioxide Total | 5.9 | 1030 | C
311919 | 1004983 | 2023 |  | CP- Logistic Heaters | Propane | Methane | 0 | 1030 | C
311919 | 1004983 | 2023 |  | CP- Logistic Heaters | Propane | Methane (Co2 eq) | 0 | 1030 | C
311919 | 1004983 | 2023 |  | CP- Logistic Heaters | Propane | Nitrous Oxide | 0 | 1030 | C
311919 | 1004983 | 2023 |  | CP- Logistic Heaters | Propane | Nitrous Oxide (Co2 eq) | 0 | 1030 | C
311919 | 1004983 | 2023 |  | CP-Meter G; Boilers & starch Dryer | Natural Gas (Weighted U.S. Average) | Carbon Dioxide Biogenic | 0 | 144230000 | C
311919 | 1004983 | 2023 |  | CP-Meter G; Boilers & starch Dryer | Natural Gas (Weighted U.S. Average) | Carbon Dioxide Non-Biogenic | 7851.8 | 144230000 | C
311919 | 1004983 | 2023 |  | CP-Meter G; Boilers & starch Dryer | Natural Gas (Weighted U.S. Average) | Carbon Dioxide Total | 7851.8 | 144230000 | C
311919 | 1004983 | 2023 |  | CP-Meter G; Boilers & starch Dryer | Natural Gas (Weighted U.S. Average) | Methane | 0.15 | 144230000 | C
311919 | 1004983 | 2023 |  | CP-Meter G; Boilers & starch Dryer | Natural Gas (Weighted U.S. Average) | Methane (Co2 eq) | 3.7 | 144230000 | C
311919 | 1004983 | 2023 |  | CP-Meter G; Boilers & starch Dryer | Natural Gas (Weighted U.S. Average) | Nitrous Oxide | 0.015 | 144230000 | C
311919 | 1004983 | 2023 |  | CP-Meter G; Boilers & starch Dryer | Natural Gas (Weighted U.S. Average) | Nitrous Oxide (Co2 eq) | 4.4 | 144230000 | C
311919 | 1004983 | 2023 |  | CP-New Area | Natural Gas (Weighted U.S. Average) | Carbon Dioxide Biogenic | 0 | 1970 | C
311919 | 1004983 | 2023 |  | CP-New Area | Natural Gas (Weighted U.S. Average) | Carbon Dioxide Non-Biogenic | 0.1 | 1970 | C
311919 | 1004983 | 2023 |  | CP-New Area | Natural Gas (Weighted U.S. Average) | Carbon Dioxide Total | 0.1 | 1970 | C
311919 | 1004983 | 2023 |  | CP-New Area | Natural Gas (Weighted U.S. Average) | Methane | 0 | 1970 | C
311919 | 1004983 | 2023 |  | CP-New Area | Natural Gas (Weighted U.S. Average) | Methane (Co2 eq) | 0 | 1970 | C
311919 | 1004983 | 2023 |  | CP-New Area | Natural Gas (Weighted U.S. Average) | Nitrous Oxide | 0 | 1970 | C
311919 | 1004983 | 2023 |  | CP-New Area | Natural Gas (Weighted U.S. Average) | Nitrous Oxide (Co2 eq) | 0 | 1970 | C
311919 | 1004983 | 2023 |  | CP-Ovens NG | Natural Gas (Weighted U.S. Average) | Carbon Dioxide Biogenic | 0 | 108660000 | C
311919 | 1004983 | 2023 |  | CP-Ovens NG | Natural Gas (Weighted U.S. Average) | Carbon Dioxide Non-Biogenic | 5915.4 | 108660000 | C
311919 | 1004983 | 2023 |  | CP-Ovens NG | Natural Gas (Weighted U.S. Average) | Carbon Dioxide Total | 5915.4 | 108660000 | C
311919 | 1004983 | 2023 |  | CP-Ovens NG | Natural Gas (Weighted U.S. Average) | Methane | 0.11 | 108660000 | C
311919 | 1004983 | 2023 |  | CP-Ovens NG | Natural Gas (Weighted U.S. Average) | Methane (Co2 eq) | 2.8 | 108660000 | C
311919 | 1004983 | 2023 |  | CP-Ovens NG | Natural Gas (Weighted U.S. Average) | Nitrous Oxide | 0.011 | 108660000 | C
311919 | 1004983 | 2023 |  | CP-Ovens NG | Natural Gas (Weighted U.S. Average) | Nitrous Oxide (Co2 eq) | 3.3 | 108660000 | C
311919 | 1004983 | 2023 | CatH (Heater, catalytic) | CoGen Duct Burner | Natural Gas (Weighted U.S. Average) | Carbon Dioxide Biogenic | 0 | 149250000 | C
311919 | 1004983 | 2023 | CatH (Heater, catalytic) | CoGen Duct Burner | Natural Gas (Weighted U.S. Average) | Carbon Dioxide Non-Biogenic | 8125.1 | 149250000 | C
311919 | 1004983 | 2023 | CatH (Heater, catalytic) | CoGen Duct Burner | Natural Gas (Weighted U.S. Average) | Carbon Dioxide Total | 8125.1 | 149250000 | C
311919 | 1004983 | 2023 | CatH (Heater, catalytic) | CoGen Duct Burner | Natural Gas (Weighted U.S. Average) | Methane | 0.15 | 149250000 | C
311919 | 1004983 | 2023 | CatH (Heater, catalytic) | CoGen Duct Burner | Natural Gas (Weighted U.S. Average) | Methane (Co2 eq) | 3.8 | 149250000 | C
311919 | 1004983 | 2023 | CatH (Heater, catalytic) | CoGen Duct Burner | Natural Gas (Weighted U.S. Average) | Nitrous Oxide | 0.015 | 149250000 | C
311919 | 1004983 | 2023 | CatH (Heater, catalytic) | CoGen Duct Burner | Natural Gas (Weighted U.S. Average) | Nitrous Oxide (Co2 eq) | 4.6 | 149250000 | C
311919 | 1004983 | 2023 | SCCT (CT (Turbine, simple cycle combustion)) | CoGen Turbine NG | Natural Gas (Weighted U.S. Average) | Carbon Dioxide Biogenic | 0 | 347850000 | C
311919 | 1004983 | 2023 | SCCT (CT (Turbine, simple cycle combustion)) | CoGen Turbine NG | Natural Gas (Weighted U.S. Average) | Carbon Dioxide Non-Biogenic | 18936.8 | 347850000 | C
311919 | 1004983 | 2023 | SCCT (CT (Turbine, simple cycle combustion)) | CoGen Turbine NG | Natural Gas (Weighted U.S. Average) | Carbon Dioxide Total | 18936.8 | 347850000 | C
311919 | 1004983 | 2023 | SCCT (CT (Turbine, simple cycle combustion)) | CoGen Turbine NG | Natural Gas (Weighted U.S. Average) | Methane | 0.36 | 347850000 | C
311919 | 1004983 | 2023 | SCCT (CT (Turbine, simple cycle combustion)) | CoGen Turbine NG | Natural Gas (Weighted U.S. Average) | Methane (Co2 eq) | 8.9 | 347850000 | C
311919 | 1004983 | 2023 | SCCT (CT (Turbine, simple cycle combustion)) | CoGen Turbine NG | Natural Gas (Weighted U.S. Average) | Nitrous Oxide | 0.036 | 347850000 | C
311919 | 1004983 | 2023 | SCCT (CT (Turbine, simple cycle combustion)) | CoGen Turbine NG | Natural Gas (Weighted U.S. Average) | Nitrous Oxide (Co2 eq) | 10.6 | 347850000 | C
311919 | 1004983 | 2023 | HWH (Heater, hot water) | Pumphouse #1 Heater | Propane | Carbon Dioxide Biogenic | 0 | 4823 | C
311919 | 1004983 | 2023 | HWH (Heater, hot water) | Pumphouse #1 Heater | Propane | Carbon Dioxide Non-Biogenic | 27.6 | 4823 | C
311919 | 1004983 | 2023 | HWH (Heater, hot water) | Pumphouse #1 Heater | Propane | Carbon Dioxide Total | 27.6 | 4823 | C
311919 | 1004983 | 2023 | HWH (Heater, hot water) | Pumphouse #1 Heater | Propane | Methane | 0 | 4823 | C
311919 | 1004983 | 2023 | HWH (Heater, hot water) | Pumphouse #1 Heater | Propane | Methane (Co2 eq) | 0 | 4823 | C
311919 | 1004983 | 2023 | HWH (Heater, hot water) | Pumphouse #1 Heater | Propane | Nitrous Oxide | 0 | 4823 | C
311919 | 1004983 | 2023 | HWH (Heater, hot water) | Pumphouse #1 Heater | Propane | Nitrous Oxide (Co2 eq) | 0.1 | 4823 | C
325193 | 1004984 | 2023 |  | GP-POET LAD | Natural Gas (Weighted U.S. Average) | Carbon Dioxide Biogenic | 0 | 0 | C
325193 | 1004984 | 2023 |  | GP-POET LAD | Natural Gas (Weighted U.S. Average) | Carbon Dioxide Non-Biogenic | 67402.6 | 0 | C
325193 | 1004984 | 2023 |  | GP-POET LAD | Natural Gas (Weighted U.S. Average) | Carbon Dioxide Total | 67402.6 | 0 | C
325193 | 1004984 | 2023 |  | GP-POET LAD | Natural Gas (Weighted U.S. Average) | Methane | 1.27 | 0 | C
325193 | 1004984 | 2023 |  | GP-POET LAD | Natural Gas (Weighted U.S. Average) | Methane (Co2 eq) | 31.8 | 0 | C
325193 | 1004984 | 2023 |  | GP-POET LAD | Natural Gas (Weighted U.S. Average) | Nitrous Oxide | 0.127 | 0 | C
325193 | 1004984 | 2023 |  | GP-POET LAD | Natural Gas (Weighted U.S. Average) | Nitrous Oxide (Co2 eq) | 37.9 | 0 | C
325199 | 1004985 | 2023 |  | GP-1 | Natural Gas (Weighted U.S. Average) | Carbon Dioxide Biogenic | 0 | 0 | C
325199 | 1004985 | 2023 |  | GP-1 | Natural Gas (Weighted U.S. Average) | Carbon Dioxide Non-Biogenic | 48374.4 | 0 | C
325199 | 1004985 | 2023 |  | GP-1 | Natural Gas (Weighted U.S. Average) | Carbon Dioxide Total | 48374.4 | 0 | C
325199 | 1004985 | 2023 |  | GP-1 | Natural Gas (Weighted U.S. Average) | Methane | 0.91 | 0 | C
325199 | 1004985 | 2023 |  | GP-1 | Natural Gas (Weighted U.S. Average) | Methane (Co2 eq) | 22.8 | 0 | C
325199 | 1004985 | 2023 |  | GP-1 | Natural Gas (Weighted U.S. Average) | Nitrous Oxide | 0.091 | 0 | C
325199 | 1004985 | 2023 |  | GP-1 | Natural Gas (Weighted U.S. Average) | Nitrous Oxide (Co2 eq) | 27.2 | 0 | C
311613 | 1004987 | 2023 |  | CP-1 | Distillate Fuel Oil No. 2 | Carbon Dioxide Biogenic | 0 | 3500 | C
311613 | 1004987 | 2023 |  | CP-1 | Distillate Fuel Oil No. 2 | Carbon Dioxide Non-Biogenic | 35.7 | 3500 | C
311613 | 1004987 | 2023 |  | CP-1 | Distillate Fuel Oil No. 2 | Carbon Dioxide Total | 35.7 | 3500 | C
311613 | 1004987 | 2023 |  | CP-1 | Distillate Fuel Oil No. 2 | Methane | 0 | 3500 | C
311613 | 1004987 | 2023 |  | CP-1 | Distillate Fuel Oil No. 2 | Methane (Co2 eq) | 0 | 3500 | C
311613 | 1004987 | 2023 |  | CP-1 | Distillate Fuel Oil No. 2 | Nitrous Oxide | 0 | 3500 | C
311613 | 1004987 | 2023 |  | CP-1 | Distillate Fuel Oil No. 2 | Nitrous Oxide (Co2 eq) | 0.1 | 3500 | C
311613 | 1004987 | 2023 |  | CP-1 | Natural Gas (Weighted U.S. Average) | Carbon Dioxide Biogenic | 0 | 1507731000 | C
311613 | 1004987 | 2023 |  | CP-1 | Natural Gas (Weighted U.S. Average) | Carbon Dioxide Non-Biogenic | 82080.2 | 1507731000 | C
311613 | 1004987 | 2023 |  | CP-1 | Natural Gas (Weighted U.S. Average) | Carbon Dioxide Total | 82080.2 | 1507731000 | C
311613 | 1004987 | 2023 |  | CP-1 | Natural Gas (Weighted U.S. Average) | Methane | 1.55 | 1507731000 | C
311613 | 1004987 | 2023 |  | CP-1 | Natural Gas (Weighted U.S. Average) | Methane (Co2 eq) | 38.7 | 1507731000 | C
311613 | 1004987 | 2023 |  | CP-1 | Natural Gas (Weighted U.S. Average) | Nitrous Oxide | 0.155 | 1507731000 | C
311613 | 1004987 | 2023 |  | CP-1 | Natural Gas (Weighted U.S. Average) | Nitrous Oxide (Co2 eq) | 46.1 | 1507731000 | C
322130 | 1005012 | 2023 | S (Stoker Boiler) | CB | Natural Gas (Weighted U.S. Average) | Carbon Dioxide Biogenic | 0 | 0 | C
322130 | 1005012 | 2023 | S (Stoker Boiler) | CB | Natural Gas (Weighted U.S. Average) | Carbon Dioxide Non-Biogenic | 107985.4 | 0 | C
322130 | 1005012 | 2023 | S (Stoker Boiler) | CB | Natural Gas (Weighted U.S. Average) | Carbon Dioxide Total | 107985.4 | 0 | C
322130 | 1005012 | 2023 | S (Stoker Boiler) | CB | Natural Gas (Weighted U.S. Average) | Methane | 2.04 | 0 | C
322130 | 1005012 | 2023 | S (Stoker Boiler) | CB | Natural Gas (Weighted U.S. Average) | Methane (Co2 eq) | 50.9 | 0 | C
322130 | 1005012 | 2023 | S (Stoker Boiler) | CB | Natural Gas (Weighted U.S. Average) | Nitrous Oxide | 0.204 | 0 | C
322130 | 1005012 | 2023 | S (Stoker Boiler) | CB | Natural Gas (Weighted U.S. Average) | Nitrous Oxide (Co2 eq) | 60.6 | 0 | C
322130 | 1005012 | 2023 | S (Stoker Boiler) | CB | Wood and Wood Residuals (dry basis) | Carbon Dioxide Biogenic | 268048.9 | 0 | C
322130 | 1005012 | 2023 | S (Stoker Boiler) | CB | Wood and Wood Residuals (dry basis) | Carbon Dioxide Non-Biogenic | 0 | 0 | C
322130 | 1005012 | 2023 | S (Stoker Boiler) | CB | Wood and Wood Residuals (dry basis) | Carbon Dioxide Total | 268048.9 | 0 | C
322130 | 1005012 | 2023 | S (Stoker Boiler) | CB | Wood and Wood Residuals (dry basis) | Methane | 20.58 | 0 | C
322130 | 1005012 | 2023 | S (Stoker Boiler) | CB | Wood and Wood Residuals (dry basis) | Methane (Co2 eq) | 514.4 | 0 | C
322130 | 1005012 | 2023 | S (Stoker Boiler) | CB | Wood and Wood Residuals (dry basis) | Nitrous Oxide | 10.288 | 0 | C
322130 | 1005012 | 2023 | S (Stoker Boiler) | CB | Wood and Wood Residuals (dry basis) | Nitrous Oxide (Co2 eq) | 3065.7 | 0 | C
322130 | 1005012 | 2023 | Pulp Mill Lime Kiln | LK1 |  | Carbon Dioxide Biogenic (Spent Liquor) | 0 |  | AA
322130 | 1005012 | 2023 | Pulp Mill Lime Kiln | LK1 |  | Carbon Dioxide Non-Biogenic | 35069.1 |  | AA
322130 | 1005012 | 2023 | Pulp Mill Lime Kiln | LK1 |  | Methane | 1.78 |  | AA
322130 | 1005012 | 2023 | Pulp Mill Lime Kiln | LK1 |  | Methane Spent Liquor | 0 |  | AA
322130 | 1005012 | 2023 | Pulp Mill Lime Kiln | LK1 |  | Nitrous Oxide | 0 |  | AA
322130 | 1005012 | 2023 | Pulp Mill Lime Kiln | LK1 |  | Nitrous Oxide Spent Liquor | 0 |  | AA
322130 | 1005012 | 2023 | Pulp Mill Lime Kiln | LK2 |  | Carbon Dioxide Biogenic (Spent Liquor) | 0 |  | AA
322130 | 1005012 | 2023 | Pulp Mill Lime Kiln | LK2 |  | Carbon Dioxide Non-Biogenic | 26316.5 |  | AA
322130 | 1005012 | 2023 | Pulp Mill Lime Kiln | LK2 |  | Methane | 1.34 |  | AA
322130 | 1005012 | 2023 | Pulp Mill Lime Kiln | LK2 |  | Methane Spent Liquor | 0 |  | AA
322130 | 1005012 | 2023 | Pulp Mill Lime Kiln | LK2 |  | Nitrous Oxide | 0 |  | AA
322130 | 1005012 | 2023 | Pulp Mill Lime Kiln | LK2 |  | Nitrous Oxide Spent Liquor | 0 |  | AA
322130 | 1005012 | 2023 | OB (Boiler, other) | PB | Natural Gas (Weighted U.S. Average) | Carbon Dioxide Biogenic | 0 | 0 | C
322130 | 1005012 | 2023 | OB (Boiler, other) | PB | Natural Gas (Weighted U.S. Average) | Carbon Dioxide Non-Biogenic | 142098.2 | 0 | C
322130 | 1005012 | 2023 | OB (Boiler, other) | PB | Natural Gas (Weighted U.S. Average) | Carbon Dioxide Total | 142098.2 | 0 | C
322130 | 1005012 | 2023 | OB (Boiler, other) | PB | Natural Gas (Weighted U.S. Average) | Methane | 2.68 | 0 | C
322130 | 1005012 | 2023 | OB (Boiler, other) | PB | Natural Gas (Weighted U.S. Average) | Methane (Co2 eq) | 67 | 0 | C
322130 | 1005012 | 2023 | OB (Boiler, other) | PB | Natural Gas (Weighted U.S. Average) | Nitrous Oxide | 0.268 | 0 | C
322130 | 1005012 | 2023 | OB (Boiler, other) | PB | Natural Gas (Weighted U.S. Average) | Nitrous Oxide (Co2 eq) | 79.8 | 0 | C
322130 | 1005012 | 2023 | Chemical Recovery Furnace | RB2 |  | Carbon Dioxide Biogenic (Spent Liquor) | 647303.5 |  | AA | [9 empty] | 52 | 1973 | CE | 3.7 |  | 2 | D | 1475 | 1250 | 900
322130 | 1005012 | 2023 | Chemical Recovery Furnace | RB2 |  | Carbon Dioxide Non-Biogenic | 40303.8 |  | AA | [9 empty] | 52 | 1973 | CE | 3.7 |  | 2 | D | 1475 | 1250 | 900
322130 | 1005012 | 2023 | Chemical Recovery Furnace | RB2 |  | Methane | 0.76 |  | AA | [9 empty] | 52 | 1973 | CE | 3.7 |  | 2 | D | 1475 | 1250 | 900
322130 | 1005012 | 2023 | Chemical Recovery Furnace | RB2 |  | Methane Spent Liquor | 13.03 |  | AA | [9 empty] | 52 | 1973 | CE | 3.7 |  | 2 | D | 1475 | 1250 | 900
322130 | 1005012 | 2023 | Chemical Recovery Furnace | RB2 |  | Nitrous Oxide | 0.076 |  | AA | [9 empty] | 52 | 1973 | CE | 3.7 |  | 2 | D | 1475 | 1250 | 900
322130 | 1005012 | 2023 | Chemical Recovery Furnace | RB2 |  | Nitrous Oxide Spent Liquor | 2.88 |  | AA | [9 empty] | 52 | 1973 | CE | 3.7 |  | 2 | D | 1475 | 1250 | 900
322130 | 1005012 | 2023 | Chemical Recovery Furnace | RB3 |  | Carbon Dioxide Biogenic (Spent Liquor) | 173046 |  | AA | [9 empty] | 34 | 1991 | KV/GOT | 2.4 |  | 1 | SR | 1525 | 1275
322130 | 1005012 | 2023 | Chemical Recovery Furnace | RB3 |  | Carbon Dioxide Non-Biogenic | 4536.2 |  | AA | [9 empty] | 34 | 1991 | KV/GOT | 2.4 |  | 1 | SR | 1525 | 1275
322130 | 1005012 | 2023 | Chemical Recovery Furnace | RB3 |  | Methane | 0.09 |  | AA | [9 empty] | 34 | 1991 | KV/GOT | 2.4 |  | 1 | SR | 1525 | 1275
322130 | 1005012 | 2023 | Chemical Recovery Furnace | RB3 |  | Methane Spent Liquor | 3.48 |  | AA | [9 empty] | 34 | 1991 | KV/GOT | 2.4 |  | 1 | SR | 1525 | 1275
322130 | 1005012 | 2023 | Chemical Recovery Furnace | RB3 |  | Nitrous Oxide | 0.009 |  | AA | [9 empty] | 34 | 1991 | KV/GOT | 2.4 |  | 1 | SR | 1525 | 1275
322130 | 1005012 | 2023 | Chemical Recovery Furnace | RB3 |  | Nitrous Oxide Spent Liquor | 0.77 |  | AA | [9 empty] | 34 | 1991 | KV/GOT | 2.4 |  | 1 | SR | 1525 | 1275
322130 | 1005012 | 2023 | TODF (Thermal oxidizer, direct fired, no heat recovery) | TO | Natural Gas (Weighted U.S. Average) | Carbon Dioxide Biogenic | 0 | 0 | C
322130 | 1005012 | 2023 | TODF (Thermal oxidizer, direct fired, no heat recovery) | TO | Natural Gas (Weighted U.S. Average) | Carbon Dioxide Non-Biogenic | 10935.8 | 0 | C
322130 | 1005012 | 2023 | TODF (Thermal oxidizer, direct fired, no heat recovery) | TO | Natural Gas (Weighted U.S. Average) | Carbon Dioxide Total | 10935.8 | 0 | C
322130 | 1005012 | 2023 | TODF (Thermal oxidizer, direct fired, no heat recovery) | TO | Natural Gas (Weighted U.S. Average) | Methane | 0.21 | 0 | C
322130 | 1005012 | 2023 | TODF (Thermal oxidizer, direct fired, no heat recovery) | TO | Natural Gas (Weighted U.S. Average) | Methane (Co2 eq) | 5.2 | 0 | C
322130 | 1005012 | 2023 | TODF (Thermal oxidizer, direct fired, no heat recovery) | TO | Natural Gas (Weighted U.S. Average) | Nitrous Oxide | 0.021 | 0 | C
322130 | 1005012 | 2023 | TODF (Thermal oxidizer, direct fired, no heat recovery) | TO | Natural Gas (Weighted U.S. Average) | Nitrous Oxide (Co2 eq) | 6.1 | 0 | C
311224 | 1005019 | 2023 | RICE (Reciprocating internal combustion engine) | F-1 | Distillate Fuel Oil No. 2 | Carbon Dioxide Biogenic | 0 | 60 | C
311224 | 1005019 | 2023 | RICE (Reciprocating internal combustion engine) | F-1 | Distillate Fuel Oil No. 2 | Carbon Dioxide Non-Biogenic | 0.6 | 60 | C
311224 | 1005019 | 2023 | RICE (Reciprocating internal combustion engine) | F-1 | Distillate Fuel Oil No. 2 | Carbon Dioxide Total | 0.6 | 60 | C
311224 | 1005019 | 2023 | RICE (Reciprocating internal combustion engine) | F-1 | Distillate Fuel Oil No. 2 | Methane | 0 | 60 | C
311224 | 1005019 | 2023 | RICE (Reciprocating internal combustion engine) | F-1 | Distillate Fuel Oil No. 2 | Methane (Co2 eq) | 0 | 60 | C
311224 | 1005019 | 2023 | RICE (Reciprocating internal combustion engine) | F-1 | Distillate Fuel Oil No. 2 | Nitrous Oxide | 0 | 60 | C
311224 | 1005019 | 2023 | RICE (Reciprocating internal combustion engine) | F-1 | Distillate Fuel Oil No. 2 | Nitrous Oxide (Co2 eq) | 0 | 60 | C
311224 | 1005019 | 2023 |  | GP-1 | Natural Gas (Weighted U.S. Average) | Carbon Dioxide Biogenic | 0 | 930592813 | C
311224 | 1005019 | 2023 |  | GP-1 | Natural Gas (Weighted U.S. Average) | Carbon Dioxide Non-Biogenic | 50661.1 | 930592813 | C
311224 | 1005019 | 2023 |  | GP-1 | Natural Gas (Weighted U.S. Average) | Carbon Dioxide Total | 50661.1 | 930592813 | C
311224 | 1005019 | 2023 |  | GP-1 | Natural Gas (Weighted U.S. Average) | Methane | 0.95 | 930592813 | C
311224 | 1005019 | 2023 |  | GP-1 | Natural Gas (Weighted U.S. Average) | Methane (Co2 eq) | 23.9 | 930592813 | C
311224 | 1005019 | 2023 |  | GP-1 | Natural Gas (Weighted U.S. Average) | Nitrous Oxide | 0.095 | 930592813 | C
311224 | 1005019 | 2023 |  | GP-1 | Natural Gas (Weighted U.S. Average) | Nitrous Oxide (Co2 eq) | 28.5 | 930592813 | C
325193 | 1005020 | 2023 |  | GP-Northstar Ethanol, LLC | Distillate Fuel Oil No. 2 | Carbon Dioxide Biogenic | 0 | 30008 | C
325193 | 1005020 | 2023 |  | GP-Northstar Ethanol, LLC | Distillate Fuel Oil No. 2 | Carbon Dioxide Non-Biogenic | 306.3 | 30008 | C
325193 | 1005020 | 2023 |  | GP-Northstar Ethanol, LLC | Distillate Fuel Oil No. 2 | Carbon Dioxide Total | 306.3 | 30008 | C
325193 | 1005020 | 2023 |  | GP-Northstar Ethanol, LLC | Distillate Fuel Oil No. 2 | Methane | 0.01 | 30008 | C
325193 | 1005020 | 2023 |  | GP-Northstar Ethanol, LLC | Distillate Fuel Oil No. 2 | Methane (Co2 eq) | 0.3 | 30008 | C
325193 | 1005020 | 2023 |  | GP-Northstar Ethanol, LLC | Distillate Fuel Oil No. 2 | Nitrous Oxide | 0.002 | 30008 | C
325193 | 1005020 | 2023 |  | GP-Northstar Ethanol, LLC | Distillate Fuel Oil No. 2 | Nitrous Oxide (Co2 eq) | 0.7 | 30008 | C
325193 | 1005020 | 2023 |  | GP-Northstar Ethanol, LLC | Natural Gas (Weighted U.S. Average) | Carbon Dioxide Biogenic | 0 | 0 | C
325193 | 1005020 | 2023 |  | GP-Northstar Ethanol, LLC | Natural Gas (Weighted U.S. Average) | Carbon Dioxide Non-Biogenic | 81312.4 | 0 | C
325193 | 1005020 | 2023 |  | GP-Northstar Ethanol, LLC | Natural Gas (Weighted U.S. Average) | Carbon Dioxide Total | 81312.4 | 0 | C
325193 | 1005020 | 2023 |  | GP-Northstar Ethanol, LLC | Natural Gas (Weighted U.S. Average) | Methane | 1.53 | 0 | C
325193 | 1005020 | 2023 |  | GP-Northstar Ethanol, LLC | Natural Gas (Weighted U.S. Average) | Methane (Co2 eq) | 38.3 | 0 | C
325193 | 1005020 | 2023 |  | GP-Northstar Ethanol, LLC | Natural Gas (Weighted U.S. Average) | Nitrous Oxide | 0.153 | 0 | C
325193 | 1005020 | 2023 |  | GP-Northstar Ethanol, LLC | Natural Gas (Weighted U.S. Average) | Nitrous Oxide (Co2 eq) | 45.7 | 0 | C
311224 | 1005022 | 2023 |  | CP-1 | Natural Gas (Weighted U.S. Average) | Carbon Dioxide Biogenic | 0 | 809309000 | C
311224 | 1005022 | 2023 |  | CP-1 | Natural Gas (Weighted U.S. Average) | Carbon Dioxide Non-Biogenic | 43590.4 | 809309000 | C
311224 | 1005022 | 2023 |  | CP-1 | Natural Gas (Weighted U.S. Average) | Carbon Dioxide Total | 43590.4 | 809309000 | C
311224 | 1005022 | 2023 |  | CP-1 | Natural Gas (Weighted U.S. Average) | Methane | 0.82 | 809309000 | C
311224 | 1005022 | 2023 |  | CP-1 | Natural Gas (Weighted U.S. Average) | Methane (Co2 eq) | 20.5 | 809309000 | C
311224 | 1005022 | 2023 |  | CP-1 | Natural Gas (Weighted U.S. Average) | Nitrous Oxide | 0.082 | 809309000 | C
311224 | 1005022 | 2023 |  | CP-1 | Natural Gas (Weighted U.S. Average) | Nitrous Oxide (Co2 eq) | 24.5 | 809309000 | C
325312 | 1005035 | 2023 |  | GP-Natural Gass | Natural Gas (Weighted U.S. Average) | Carbon Dioxide Biogenic | 0 | 0 | C
325312 | 1005035 | 2023 |  | GP-Natural Gass | Natural Gas (Weighted U.S. Average) | Carbon Dioxide Non-Biogenic | 28344 | 0 | C
325312 | 1005035 | 2023 |  | GP-Natural Gass | Natural Gas (Weighted U.S. Average) | Carbon Dioxide Total | 28344 | 0 | C
325312 | 1005035 | 2023 |  | GP-Natural Gass | Natural Gas (Weighted U.S. Average) | Methane | 0.53 | 0 | C
325312 | 1005035 | 2023 |  | GP-Natural Gass | Natural Gas (Weighted U.S. Average) | Methane (Co2 eq) | 13.3 | 0 | C
325312 | 1005035 | 2023 |  | GP-Natural Gass | Natural Gas (Weighted U.S. Average) | Nitrous Oxide | 0.053 | 0 | C
325312 | 1005035 | 2023 |  | GP-Natural Gass | Natural Gas (Weighted U.S. Average) | Nitrous Oxide (Co2 eq) | 15.9 | 0 | C
322120 | 1005037 | 2023 | OB (Boiler, other) | Boiler #7 Union Iron Works | Distillate Fuel Oil No. 2 | Carbon Dioxide Biogenic | 0 | 0 | C
322120 | 1005037 | 2023 | OB (Boiler, other) | Boiler #7 Union Iron Works | Distillate Fuel Oil No. 2 | Carbon Dioxide Non-Biogenic | 0 | 0 | C
322120 | 1005037 | 2023 | OB (Boiler, other) | Boiler #7 Union Iron Works | Distillate Fuel Oil No. 2 | Carbon Dioxide Total | 0 | 0 | C
322120 | 1005037 | 2023 | OB (Boiler, other) | Boiler #7 Union Iron Works | Distillate Fuel Oil No. 2 | Methane | 0 | 0 | C
322120 | 1005037 | 2023 | OB (Boiler, other) | Boiler #7 Union Iron Works | Distillate Fuel Oil No. 2 | Methane (Co2 eq) | 0 | 0 | C
322120 | 1005037 | 2023 | OB (Boiler, other) | Boiler #7 Union Iron Works | Distillate Fuel Oil No. 2 | Nitrous Oxide | 0 | 0 | C
322120 | 1005037 | 2023 | OB (Boiler, other) | Boiler #7 Union Iron Works | Distillate Fuel Oil No. 2 | Nitrous Oxide (Co2 eq) | 0 | 0 | C
322120 | 1005037 | 2023 | OB (Boiler, other) | Boiler #7 Union Iron Works | Natural Gas (Weighted U.S. Average) | Carbon Dioxide Biogenic | 0 | 0 | C
322120 | 1005037 | 2023 | OB (Boiler, other) | Boiler #7 Union Iron Works | Natural Gas (Weighted U.S. Average) | Carbon Dioxide Non-Biogenic | 319.9 | 0 | C
322120 | 1005037 | 2023 | OB (Boiler, other) | Boiler #7 Union Iron Works | Natural Gas (Weighted U.S. Average) | Carbon Dioxide Total | 319.9 | 0 | C
322120 | 1005037 | 2023 | OB (Boiler, other) | Boiler #7 Union Iron Works | Natural Gas (Weighted U.S. Average) | Methane | 0.01 | 0 | C
322120 | 1005037 | 2023 | OB (Boiler, other) | Boiler #7 Union Iron Works | Natural Gas (Weighted U.S. Average) | Methane (Co2 eq) | 0.1 | 0 | C
322120 | 1005037 | 2023 | OB (Boiler, other) | Boiler #7 Union Iron Works | Natural Gas (Weighted U.S. Average) | Nitrous Oxide | 0.001 | 0 | C
322120 | 1005037 | 2023 | OB (Boiler, other) | Boiler #7 Union Iron Works | Natural Gas (Weighted U.S. Average) | Nitrous Oxide (Co2 eq) | 0.2 | 0 | C
322120 | 1005037 | 2023 | OCS (Other combustion source) | Duct Burner | Liquefied petroleum gases (LPG) | Carbon Dioxide Biogenic | 0 | 2620 | C
322120 | 1005037 | 2023 | OCS (Other combustion source) | Duct Burner | Liquefied petroleum gases (LPG) | Carbon Dioxide Non-Biogenic | 14.9 | 2620 | C
322120 | 1005037 | 2023 | OCS (Other combustion source) | Duct Burner | Liquefied petroleum gases (LPG) | Carbon Dioxide Total | 14.9 | 2620 | C
322120 | 1005037 | 2023 | OCS (Other combustion source) | Duct Burner | Liquefied petroleum gases (LPG) | Methane | 0 | 2620 | C
322120 | 1005037 | 2023 | OCS (Other combustion source) | Duct Burner | Liquefied petroleum gases (LPG) | Methane (Co2 eq) | 0 | 2620 | C
322120 | 1005037 | 2023 | OCS (Other combustion source) | Duct Burner | Liquefied petroleum gases (LPG) | Nitrous Oxide | 0 | 2620 | C
322120 | 1005037 | 2023 | OCS (Other combustion source) | Duct Burner | Liquefied petroleum gases (LPG) | Nitrous Oxide (Co2 eq) | 0 | 2620 | C
322120 | 1005037 | 2023 | OCS (Other combustion source) | Duct Burner | Natural Gas (Weighted U.S. Average) | Carbon Dioxide Biogenic | 0 | 0 | C
322120 | 1005037 | 2023 | OCS (Other combustion source) | Duct Burner | Natural Gas (Weighted U.S. Average) | Carbon Dioxide Non-Biogenic | 2361.4 | 0 | C
322120 | 1005037 | 2023 | OCS (Other combustion source) | Duct Burner | Natural Gas (Weighted U.S. Average) | Carbon Dioxide Total | 2361.4 | 0 | C
322120 | 1005037 | 2023 | OCS (Other combustion source) | Duct Burner | Natural Gas (Weighted U.S. Average) | Methane | 0.04 | 0 | C
322120 | 1005037 | 2023 | OCS (Other combustion source) | Duct Burner | Natural Gas (Weighted U.S. Average) | Methane (Co2 eq) | 1.1 | 0 | C
322120 | 1005037 | 2023 | OCS (Other combustion source) | Duct Burner | Natural Gas (Weighted U.S. Average) | Nitrous Oxide | 0.004 | 0 | C
322120 | 1005037 | 2023 | OCS (Other combustion source) | Duct Burner | Natural Gas (Weighted U.S. Average) | Nitrous Oxide (Co2 eq) | 1.3 | 0 | C
322120 | 1005037 | 2023 | OCS (Other combustion source) | GP - Propane Vaporizers | Liquefied petroleum gases (LPG) | Carbon Dioxide Biogenic | 0 | 0 | C
322120 | 1005037 | 2023 | OCS (Other combustion source) | GP - Propane Vaporizers | Liquefied petroleum gases (LPG) | Carbon Dioxide Non-Biogenic | 0 | 0 | C
322120 | 1005037 | 2023 | OCS (Other combustion source) | GP - Propane Vaporizers | Liquefied petroleum gases (LPG) | Carbon Dioxide Total | 0 | 0 | C
322120 | 1005037 | 2023 | OCS (Other combustion source) | GP - Propane Vaporizers | Liquefied petroleum gases (LPG) | Methane | 0 | 0 | C
322120 | 1005037 | 2023 | OCS (Other combustion source) | GP - Propane Vaporizers | Liquefied petroleum gases (LPG) | Methane (Co2 eq) | 0 | 0 | C
322120 | 1005037 | 2023 | OCS (Other combustion source) | GP - Propane Vaporizers | Liquefied petroleum gases (LPG) | Nitrous Oxide | 0 | 0 | C
322120 | 1005037 | 2023 | OCS (Other combustion source) | GP - Propane Vaporizers | Liquefied petroleum gases (LPG) | Nitrous Oxide (Co2 eq) | 0 | 0 | C
322120 | 1005037 | 2023 | PD (Product or intermediate product dryer) | New PM5 Hood Dryer | Distillate Fuel Oil No. 2 | Carbon Dioxide Biogenic | 0 | 0 | C
322120 | 1005037 | 2023 | PD (Product or intermediate product dryer) | New PM5 Hood Dryer | Distillate Fuel Oil No. 2 | Carbon Dioxide Non-Biogenic | 0 | 0 | C
322120 | 1005037 | 2023 | PD (Product or intermediate product dryer) | New PM5 Hood Dryer | Distillate Fuel Oil No. 2 | Carbon Dioxide Total | 0 | 0 | C
322120 | 1005037 | 2023 | PD (Product or intermediate product dryer) | New PM5 Hood Dryer | Distillate Fuel Oil No. 2 | Methane | 0 | 0 | C
322120 | 1005037 | 2023 | PD (Product or intermediate product dryer) | New PM5 Hood Dryer | Distillate Fuel Oil No. 2 | Methane (Co2 eq) | 0 | 0 | C
322120 | 1005037 | 2023 | PD (Product or intermediate product dryer) | New PM5 Hood Dryer | Distillate Fuel Oil No. 2 | Nitrous Oxide | 0 | 0 | C
322120 | 1005037 | 2023 | PD (Product or intermediate product dryer) | New PM5 Hood Dryer | Distillate Fuel Oil No. 2 | Nitrous Oxide (Co2 eq) | 0 | 0 | C
322120 | 1005037 | 2023 | PD (Product or intermediate product dryer) | New PM5 Hood Dryer | Natural Gas (Weighted U.S. Average) | Carbon Dioxide Biogenic | 0 | 44141000 | C
322120 | 1005037 | 2023 | PD (Product or intermediate product dryer) | New PM5 Hood Dryer | Natural Gas (Weighted U.S. Average) | Carbon Dioxide Non-Biogenic | 2403 | 44141000 | C
322120 | 1005037 | 2023 | PD (Product or intermediate product dryer) | New PM5 Hood Dryer | Natural Gas (Weighted U.S. Average) | Carbon Dioxide Total | 2403 | 44141000 | C
322120 | 1005037 | 2023 | PD (Product or intermediate product dryer) | New PM5 Hood Dryer | Natural Gas (Weighted U.S. Average) | Methane | 0.05 | 44141000 | C
322120 | 1005037 | 2023 | PD (Product or intermediate product dryer) | New PM5 Hood Dryer | Natural Gas (Weighted U.S. Average) | Methane (Co2 eq) | 1.1 | 44141000 | C
322120 | 1005037 | 2023 | PD (Product or intermediate product dryer) | New PM5 Hood Dryer | Natural Gas (Weighted U.S. Average) | Nitrous Oxide | 0.005 | 44141000 | C
322120 | 1005037 | 2023 | PD (Product or intermediate product dryer) | New PM5 Hood Dryer | Natural Gas (Weighted U.S. Average) | Nitrous Oxide (Co2 eq) | 1.4 | 44141000 | C
322120 | 1005037 | 2023 | PRH (Process Heater) | PM3 Hood Dryer | Distillate Fuel Oil No. 2 | Carbon Dioxide Biogenic | 0 | 0 | C
322120 | 1005037 | 2023 | PRH (Process Heater) | PM3 Hood Dryer | Distillate Fuel Oil No. 2 | Carbon Dioxide Non-Biogenic | 0 | 0 | C
322120 | 1005037 | 2023 | PRH (Process Heater) | PM3 Hood Dryer | Distillate Fuel Oil No. 2 | Carbon Dioxide Total | 0 | 0 | C
322120 | 1005037 | 2023 | PRH (Process Heater) | PM3 Hood Dryer | Distillate Fuel Oil No. 2 | Methane | 0 | 0 | C
322120 | 1005037 | 2023 | PRH (Process Heater) | PM3 Hood Dryer | Distillate Fuel Oil No. 2 | Methane (Co2 eq) | 0 | 0 | C
322120 | 1005037 | 2023 | PRH (Process Heater) | PM3 Hood Dryer | Distillate Fuel Oil No. 2 | Nitrous Oxide | 0 | 0 | C
322120 | 1005037 | 2023 | PRH (Process Heater) | PM3 Hood Dryer | Distillate Fuel Oil No. 2 | Nitrous Oxide (Co2 eq) | 0 | 0 | C
322120 | 1005037 | 2023 | PRH (Process Heater) | PM3 Hood Dryer | Natural Gas (Weighted U.S. Average) | Carbon Dioxide Biogenic | 0 | 36262000 | C
322120 | 1005037 | 2023 | PRH (Process Heater) | PM3 Hood Dryer | Natural Gas (Weighted U.S. Average) | Carbon Dioxide Non-Biogenic | 1974.1 | 36262000 | C
322120 | 1005037 | 2023 | PRH (Process Heater) | PM3 Hood Dryer | Natural Gas (Weighted U.S. Average) | Carbon Dioxide Total | 1974.1 | 36262000 | C
322120 | 1005037 | 2023 | PRH (Process Heater) | PM3 Hood Dryer | Natural Gas (Weighted U.S. Average) | Methane | 0.04 | 36262000 | C
322120 | 1005037 | 2023 | PRH (Process Heater) | PM3 Hood Dryer | Natural Gas (Weighted U.S. Average) | Methane (Co2 eq) | 0.9 | 36262000 | C
322120 | 1005037 | 2023 | PRH (Process Heater) | PM3 Hood Dryer | Natural Gas (Weighted U.S. Average) | Nitrous Oxide | 0.004 | 36262000 | C
322120 | 1005037 | 2023 | PRH (Process Heater) | PM3 Hood Dryer | Natural Gas (Weighted U.S. Average) | Nitrous Oxide (Co2 eq) | 1.1 | 36262000 | C
322120 | 1005037 | 2023 | SCCT (CT (Turbine, simple cycle combustion)) | Turbine | Distillate Fuel Oil No. 2 | Carbon Dioxide Biogenic | 0 | 48106 | C
322120 | 1005037 | 2023 | SCCT (CT (Turbine, simple cycle combustion)) | Turbine | Distillate Fuel Oil No. 2 | Carbon Dioxide Non-Biogenic | 488.1 | 48106 | C
322120 | 1005037 | 2023 | SCCT (CT (Turbine, simple cycle combustion)) | Turbine | Distillate Fuel Oil No. 2 | Carbon Dioxide Total | 488.1 | 48106 | C
322120 | 1005037 | 2023 | SCCT (CT (Turbine, simple cycle combustion)) | Turbine | Distillate Fuel Oil No. 2 | Methane | 0.02 | 48106 | C
322120 | 1005037 | 2023 | SCCT (CT (Turbine, simple cycle combustion)) | Turbine | Distillate Fuel Oil No. 2 | Methane (Co2 eq) | 0.5 | 48106 | C
322120 | 1005037 | 2023 | SCCT (CT (Turbine, simple cycle combustion)) | Turbine | Distillate Fuel Oil No. 2 | Nitrous Oxide | 0.004 | 48106 | C
322120 | 1005037 | 2023 | SCCT (CT (Turbine, simple cycle combustion)) | Turbine | Distillate Fuel Oil No. 2 | Nitrous Oxide (Co2 eq) | 1.2 | 48106 | C
322120 | 1005037 | 2023 | SCCT (CT (Turbine, simple cycle combustion)) | Turbine | Natural Gas (Weighted U.S. Average) | Carbon Dioxide Biogenic | 0 | 0 | C
322120 | 1005037 | 2023 | SCCT (CT (Turbine, simple cycle combustion)) | Turbine | Natural Gas (Weighted U.S. Average) | Carbon Dioxide Non-Biogenic | 27272.7 | 0 | C
322120 | 1005037 | 2023 | SCCT (CT (Turbine, simple cycle combustion)) | Turbine | Natural Gas (Weighted U.S. Average) | Carbon Dioxide Total | 27272.7 | 0 | C
322120 | 1005037 | 2023 | SCCT (CT (Turbine, simple cycle combustion)) | Turbine | Natural Gas (Weighted U.S. Average) | Methane | 0.51 | 0 | C
322120 | 1005037 | 2023 | SCCT (CT (Turbine, simple cycle combustion)) | Turbine | Natural Gas (Weighted U.S. Average) | Methane (Co2 eq) | 12.8 | 0 | C
322120 | 1005037 | 2023 | SCCT (CT (Turbine, simple cycle combustion)) | Turbine | Natural Gas (Weighted U.S. Average) | Nitrous Oxide | 0.051 | 0 | C
322120 | 1005037 | 2023 | SCCT (CT (Turbine, simple cycle combustion)) | Turbine | Natural Gas (Weighted U.S. Average) | Nitrous Oxide (Co2 eq) | 15.3 | 0 | C
322120 | 1005037 | 2023 | CH (Comfort heater) | Yard Shack Heater | Propane | Carbon Dioxide Biogenic | 0 | 462.2 | C
322120 | 1005037 | 2023 | CH (Comfort heater) | Yard Shack Heater | Propane | Carbon Dioxide Non-Biogenic | 2.6 | 462.2 | C
322120 | 1005037 | 2023 | CH (Comfort heater) | Yard Shack Heater | Propane | Carbon Dioxide Total | 2.6 | 462.2 | C
322120 | 1005037 | 2023 | CH (Comfort heater) | Yard Shack Heater | Propane | Methane | 0 | 462.2 | C
322120 | 1005037 | 2023 | CH (Comfort heater) | Yard Shack Heater | Propane | Methane (Co2 eq) | 0 | 462.2 | C
322120 | 1005037 | 2023 | CH (Comfort heater) | Yard Shack Heater | Propane | Nitrous Oxide | 0 | 462.2 | C
322120 | 1005037 | 2023 | CH (Comfort heater) | Yard Shack Heater | Propane | Nitrous Oxide (Co2 eq) | 0 | 462.2 | C
322120 | 1005038 | 2023 | OB (Boiler, other) | Combination Boiler PH-1 | Natural Gas (Weighted U.S. Average) | Carbon Dioxide Biogenic | 0 | 0 | C
322120 | 1005038 | 2023 | OB (Boiler, other) | Combination Boiler PH-1 | Natural Gas (Weighted U.S. Average) | Carbon Dioxide Non-Biogenic | 61298.7 | 0 | C
322120 | 1005038 | 2023 | OB (Boiler, other) | Combination Boiler PH-1 | Natural Gas (Weighted U.S. Average) | Carbon Dioxide Total | 61298.7 | 0 | C
322120 | 1005038 | 2023 | OB (Boiler, other) | Combination Boiler PH-1 | Natural Gas (Weighted U.S. Average) | Methane | 1.16 | 0 | C
322120 | 1005038 | 2023 | OB (Boiler, other) | Combination Boiler PH-1 | Natural Gas (Weighted U.S. Average) | Methane (Co2 eq) | 28.9 | 0 | C
322120 | 1005038 | 2023 | OB (Boiler, other) | Combination Boiler PH-1 | Natural Gas (Weighted U.S. Average) | Nitrous Oxide | 0.116 | 0 | C
322120 | 1005038 | 2023 | OB (Boiler, other) | Combination Boiler PH-1 | Natural Gas (Weighted U.S. Average) | Nitrous Oxide (Co2 eq) | 34.4 | 0 | C
322120 | 1005038 | 2023 | OB (Boiler, other) | Combination Boiler PH-1 | Propane | Carbon Dioxide Biogenic | 0 | 0 | C
322120 | 1005038 | 2023 | OB (Boiler, other) | Combination Boiler PH-1 | Propane | Carbon Dioxide Non-Biogenic | 482.1 | 0 | C
322120 | 1005038 | 2023 | OB (Boiler, other) | Combination Boiler PH-1 | Propane | Carbon Dioxide Total | 482.1 | 0 | C
322120 | 1005038 | 2023 | OB (Boiler, other) | Combination Boiler PH-1 | Propane | Methane | 0.02 | 0 | C
322120 | 1005038 | 2023 | OB (Boiler, other) | Combination Boiler PH-1 | Propane | Methane (Co2 eq) | 0.6 | 0 | C
322120 | 1005038 | 2023 | OB (Boiler, other) | Combination Boiler PH-1 | Propane | Nitrous Oxide | 0.005 | 0 | C
322120 | 1005038 | 2023 | OB (Boiler, other) | Combination Boiler PH-1 | Propane | Nitrous Oxide (Co2 eq) | 1.4 | 0 | C
322120 | 1005050 | 2023 | OB (Boiler, other) | B1 / B2 | Natural Gas (Weighted U.S. Average) | Carbon Dioxide Biogenic | 0 | 0 | C
322120 | 1005050 | 2023 | OB (Boiler, other) | B1 / B2 | Natural Gas (Weighted U.S. Average) | Carbon Dioxide Non-Biogenic | 5223.1 | 0 | C
322120 | 1005050 | 2023 | OB (Boiler, other) | B1 / B2 | Natural Gas (Weighted U.S. Average) | Carbon Dioxide Total | 5223.1 | 0 | C
322120 | 1005050 | 2023 | OB (Boiler, other) | B1 / B2 | Natural Gas (Weighted U.S. Average) | Methane | 0.1 | 0 | C
322120 | 1005050 | 2023 | OB (Boiler, other) | B1 / B2 | Natural Gas (Weighted U.S. Average) | Methane (Co2 eq) | 2.5 | 0 | C
322120 | 1005050 | 2023 | OB (Boiler, other) | B1 / B2 | Natural Gas (Weighted U.S. Average) | Nitrous Oxide | 0.01 | 0 | C
322120 | 1005050 | 2023 | OB (Boiler, other) | B1 / B2 | Natural Gas (Weighted U.S. Average) | Nitrous Oxide (Co2 eq) | 2.9 | 0 | C
322120 | 1005050 | 2023 | OB (Boiler, other) | B3 | Natural Gas (Weighted U.S. Average) | Carbon Dioxide Biogenic | 0 | 0 | C
322120 | 1005050 | 2023 | OB (Boiler, other) | B3 | Natural Gas (Weighted U.S. Average) | Carbon Dioxide Non-Biogenic | 55764.6 | 0 | C
322120 | 1005050 | 2023 | OB (Boiler, other) | B3 | Natural Gas (Weighted U.S. Average) | Carbon Dioxide Total | 55764.6 | 0 | C
322120 | 1005050 | 2023 | OB (Boiler, other) | B3 | Natural Gas (Weighted U.S. Average) | Methane | 1.05 | 0 | C
322120 | 1005050 | 2023 | OB (Boiler, other) | B3 | Natural Gas (Weighted U.S. Average) | Methane (Co2 eq) | 26.3 | 0 | C
322120 | 1005050 | 2023 | OB (Boiler, other) | B3 | Natural Gas (Weighted U.S. Average) | Nitrous Oxide | 0.105 | 0 | C
322120 | 1005050 | 2023 | OB (Boiler, other) | B3 | Natural Gas (Weighted U.S. Average) | Nitrous Oxide (Co2 eq) | 31.3 | 0 | C
322120 | 1005050 | 2023 | PD (Product or intermediate product dryer) | PM1 | Natural Gas (Weighted U.S. Average) | Carbon Dioxide Biogenic | 0 | 0 | C
322120 | 1005050 | 2023 | PD (Product or intermediate product dryer) | PM1 | Natural Gas (Weighted U.S. Average) | Carbon Dioxide Non-Biogenic | 831.7 | 0 | C
322120 | 1005050 | 2023 | PD (Product or intermediate product dryer) | PM1 | Natural Gas (Weighted U.S. Average) | Carbon Dioxide Total | 831.7 | 0 | C
322120 | 1005050 | 2023 | PD (Product or intermediate product dryer) | PM1 | Natural Gas (Weighted U.S. Average) | Methane | 0.02 | 0 | C
322120 | 1005050 | 2023 | PD (Product or intermediate product dryer) | PM1 | Natural Gas (Weighted U.S. Average) | Methane (Co2 eq) | 0.4 | 0 | C
322120 | 1005050 | 2023 | PD (Product or intermediate product dryer) | PM1 | Natural Gas (Weighted U.S. Average) | Nitrous Oxide | 0.002 | 0 | C
322120 | 1005050 | 2023 | PD (Product or intermediate product dryer) | PM1 | Natural Gas (Weighted U.S. Average) | Nitrous Oxide (Co2 eq) | 0.5 | 0 | C
322120 | 1005050 | 2023 | PD (Product or intermediate product dryer) | PM2 | Natural Gas (Weighted U.S. Average) | Carbon Dioxide Biogenic | 0 | 0 | C
322120 | 1005050 | 2023 | PD (Product or intermediate product dryer) | PM2 | Natural Gas (Weighted U.S. Average) | Carbon Dioxide Non-Biogenic | 581.9 | 0 | C
322120 | 1005050 | 2023 | PD (Product or intermediate product dryer) | PM2 | Natural Gas (Weighted U.S. Average) | Carbon Dioxide Total | 581.9 | 0 | C
322120 | 1005050 | 2023 | PD (Product or intermediate product dryer) | PM2 | Natural Gas (Weighted U.S. Average) | Methane | 0.01 | 0 | C
322120 | 1005050 | 2023 | PD (Product or intermediate product dryer) | PM2 | Natural Gas (Weighted U.S. Average) | Methane (Co2 eq) | 0.3 | 0 | C
322120 | 1005050 | 2023 | PD (Product or intermediate product dryer) | PM2 | Natural Gas (Weighted U.S. Average) | Nitrous Oxide | 0.001 | 0 | C
322120 | 1005050 | 2023 | PD (Product or intermediate product dryer) | PM2 | Natural Gas (Weighted U.S. Average) | Nitrous Oxide (Co2 eq) | 0.3 | 0 | C
322120 | 1005050 | 2023 | PD (Product or intermediate product dryer) | PM3 | Natural Gas (Weighted U.S. Average) | Carbon Dioxide Biogenic | 0 | 0 | C
322120 | 1005050 | 2023 | PD (Product or intermediate product dryer) | PM3 | Natural Gas (Weighted U.S. Average) | Carbon Dioxide Non-Biogenic | 10.6 | 0 | C
322120 | 1005050 | 2023 | PD (Product or intermediate product dryer) | PM3 | Natural Gas (Weighted U.S. Average) | Carbon Dioxide Total | 10.6 | 0 | C
322120 | 1005050 | 2023 | PD (Product or intermediate product dryer) | PM3 | Natural Gas (Weighted U.S. Average) | Methane | 0 | 0 | C
322120 | 1005050 | 2023 | PD (Product or intermediate product dryer) | PM3 | Natural Gas (Weighted U.S. Average) | Methane (Co2 eq) | 0 | 0 | C
322120 | 1005050 | 2023 | PD (Product or intermediate product dryer) | PM3 | Natural Gas (Weighted U.S. Average) | Nitrous Oxide | 0 | 0 | C
322120 | 1005050 | 2023 | PD (Product or intermediate product dryer) | PM3 | Natural Gas (Weighted U.S. Average) | Nitrous Oxide (Co2 eq) | 0 | 0 | C
325193 | 1005051 | 2023 |  | GP-RTO and Dryers | Natural Gas (Weighted U.S. Average) | Carbon Dioxide Biogenic | 0 | 0 | C
325193 | 1005051 | 2023 |  | GP-RTO and Dryers | Natural Gas (Weighted U.S. Average) | Carbon Dioxide Non-Biogenic | 106632.9 | 0 | C
325193 | 1005051 | 2023 |  | GP-RTO and Dryers | Natural Gas (Weighted U.S. Average) | Carbon Dioxide Total | 106632.9 | 0 | C
325193 | 1005051 | 2023 |  | GP-RTO and Dryers | Natural Gas (Weighted U.S. Average) | Methane | 2.01 | 0 | C
325193 | 1005051 | 2023 |  | GP-RTO and Dryers | Natural Gas (Weighted U.S. Average) | Methane (Co2 eq) | 50.2 | 0 | C
325193 | 1005051 | 2023 |  | GP-RTO and Dryers | Natural Gas (Weighted U.S. Average) | Nitrous Oxide | 0.201 | 0 | C
325193 | 1005051 | 2023 |  | GP-RTO and Dryers | Natural Gas (Weighted U.S. Average) | Nitrous Oxide (Co2 eq) | 59.9 | 0 | C
325193 | 1005051 | 2023 | OB (Boiler, other) | Package Boiler | Natural Gas (Weighted U.S. Average) | Carbon Dioxide Biogenic | 0 | 0 | C
325193 | 1005051 | 2023 | OB (Boiler, other) | Package Boiler | Natural Gas (Weighted U.S. Average) | Carbon Dioxide Non-Biogenic | 29311.2 | 0 | C
325193 | 1005051 | 2023 | OB (Boiler, other) | Package Boiler | Natural Gas (Weighted U.S. Average) | Carbon Dioxide Total | 29311.2 | 0 | C
325193 | 1005051 | 2023 | OB (Boiler, other) | Package Boiler | Natural Gas (Weighted U.S. Average) | Methane | 0.55 | 0 | C
325193 | 1005051 | 2023 | OB (Boiler, other) | Package Boiler | Natural Gas (Weighted U.S. Average) | Methane (Co2 eq) | 13.8 | 0 | C
325193 | 1005051 | 2023 | OB (Boiler, other) | Package Boiler | Natural Gas (Weighted U.S. Average) | Nitrous Oxide | 0.055 | 0 | C
325193 | 1005051 | 2023 | OB (Boiler, other) | Package Boiler | Natural Gas (Weighted U.S. Average) | Nitrous Oxide (Co2 eq) | 16.5 | 0 | C
311611 | 1005053 | 2023 |  | GP-Fremont Boilers | Distillate Fuel Oil No. 2 | Carbon Dioxide Biogenic | 0 | 0 | C
311611 | 1005053 | 2023 |  | GP-Fremont Boilers | Distillate Fuel Oil No. 2 | Carbon Dioxide Non-Biogenic | 0 | 0 | C
311611 | 1005053 | 2023 |  | GP-Fremont Boilers | Distillate Fuel Oil No. 2 | Carbon Dioxide Total | 0 | 0 | C
311611 | 1005053 | 2023 |  | GP-Fremont Boilers | Distillate Fuel Oil No. 2 | Methane | 0 | 0 | C
311611 | 1005053 | 2023 |  | GP-Fremont Boilers | Distillate Fuel Oil No. 2 | Methane (Co2 eq) | 0 | 0 | C
311611 | 1005053 | 2023 |  | GP-Fremont Boilers | Distillate Fuel Oil No. 2 | Nitrous Oxide | 0 | 0 | C
311611 | 1005053 | 2023 |  | GP-Fremont Boilers | Distillate Fuel Oil No. 2 | Nitrous Oxide (Co2 eq) | 0 | 0 | C
311611 | 1005053 | 2023 |  | GP-Fremont Boilers | Natural Gas (Weighted U.S. Average) | Carbon Dioxide Biogenic | 0 | 403186352 | C
311611 | 1005053 | 2023 |  | GP-Fremont Boilers | Natural Gas (Weighted U.S. Average) | Carbon Dioxide Non-Biogenic | 21949.3 | 403186352 | C
311611 | 1005053 | 2023 |  | GP-Fremont Boilers | Natural Gas (Weighted U.S. Average) | Carbon Dioxide Total | 21949.3 | 403186352 | C
311611 | 1005053 | 2023 |  | GP-Fremont Boilers | Natural Gas (Weighted U.S. Average) | Methane | 0.41 | 403186352 | C
311611 | 1005053 | 2023 |  | GP-Fremont Boilers | Natural Gas (Weighted U.S. Average) | Methane (Co2 eq) | 10.3 | 403186352 | C
311611 | 1005053 | 2023 |  | GP-Fremont Boilers | Natural Gas (Weighted U.S. Average) | Nitrous Oxide | 0.041 | 403186352 | C
311611 | 1005053 | 2023 |  | GP-Fremont Boilers | Natural Gas (Weighted U.S. Average) | Nitrous Oxide (Co2 eq) | 12.3 | 403186352 | C
325211 | 1005062 | 2023 |  | GP-DAIKIN FG Units | Natural Gas (Weighted U.S. Average) | Carbon Dioxide Biogenic | 0 | 0 | C
325211 | 1005062 | 2023 |  | GP-DAIKIN FG Units | Natural Gas (Weighted U.S. Average) | Carbon Dioxide Non-Biogenic | 33445.8 | 0 | C
325211 | 1005062 | 2023 |  | GP-DAIKIN FG Units | Natural Gas (Weighted U.S. Average) | Carbon Dioxide Total | 33445.8 | 0 | C
325211 | 1005062 | 2023 |  | GP-DAIKIN FG Units | Natural Gas (Weighted U.S. Average) | Methane | 0.63 | 0 | C
325211 | 1005062 | 2023 |  | GP-DAIKIN FG Units | Natural Gas (Weighted U.S. Average) | Methane (Co2 eq) | 15.8 | 0 | C
325211 | 1005062 | 2023 |  | GP-DAIKIN FG Units | Natural Gas (Weighted U.S. Average) | Nitrous Oxide | 0.063 | 0 | C
325211 | 1005062 | 2023 |  | GP-DAIKIN FG Units | Natural Gas (Weighted U.S. Average) | Nitrous Oxide (Co2 eq) | 18.8 | 0 | C
325412 | 1005072 | 2023 | OB (Boiler, other) | AML 3 (Water Heater 3) | Liquefied petroleum gases (LPG) | Carbon Dioxide Biogenic | 0 | 0 | C
325412 | 1005072 | 2023 | OB (Boiler, other) | AML 3 (Water Heater 3) | Liquefied petroleum gases (LPG) | Carbon Dioxide Non-Biogenic | 20 | 0 | C
325412 | 1005072 | 2023 | OB (Boiler, other) | AML 3 (Water Heater 3) | Liquefied petroleum gases (LPG) | Carbon Dioxide Total | 20 | 0 | C
325412 | 1005072 | 2023 | OB (Boiler, other) | AML 3 (Water Heater 3) | Liquefied petroleum gases (LPG) | Methane | 0 | 0 | C
325412 | 1005072 | 2023 | OB (Boiler, other) | AML 3 (Water Heater 3) | Liquefied petroleum gases (LPG) | Methane (Co2 eq) | 0 | 0 | C
325412 | 1005072 | 2023 | OB (Boiler, other) | AML 3 (Water Heater 3) | Liquefied petroleum gases (LPG) | Nitrous Oxide | 0 | 0 | C
325412 | 1005072 | 2023 | OB (Boiler, other) | AML 3 (Water Heater 3) | Liquefied petroleum gases (LPG) | Nitrous Oxide (Co2 eq) | 0.1 | 0 | C
325412 | 1005072 | 2023 | OB (Boiler, other) | AML-3 (Water Heater 1) | Liquefied petroleum gases (LPG) | Carbon Dioxide Biogenic | 0 | 0 | C
325412 | 1005072 | 2023 | OB (Boiler, other) | AML-3 (Water Heater 1) | Liquefied petroleum gases (LPG) | Carbon Dioxide Non-Biogenic | 63.9 | 0 | C
325412 | 1005072 | 2023 | OB (Boiler, other) | AML-3 (Water Heater 1) | Liquefied petroleum gases (LPG) | Carbon Dioxide Total | 63.9 | 0 | C
325412 | 1005072 | 2023 | OB (Boiler, other) | AML-3 (Water Heater 1) | Liquefied petroleum gases (LPG) | Methane | 0 | 0 | C
325412 | 1005072 | 2023 | OB (Boiler, other) | AML-3 (Water Heater 1) | Liquefied petroleum gases (LPG) | Methane (Co2 eq) | 0.1 | 0 | C
325412 | 1005072 | 2023 | OB (Boiler, other) | AML-3 (Water Heater 1) | Liquefied petroleum gases (LPG) | Nitrous Oxide | 0.001 | 0 | C
325412 | 1005072 | 2023 | OB (Boiler, other) | AML-3 (Water Heater 1) | Liquefied petroleum gases (LPG) | Nitrous Oxide (Co2 eq) | 0.2 | 0 | C
325412 | 1005072 | 2023 | OB (Boiler, other) | AML-3 (Water Heater 2) | Liquefied petroleum gases (LPG) | Carbon Dioxide Biogenic | 0 | 0 | C
325412 | 1005072 | 2023 | OB (Boiler, other) | AML-3 (Water Heater 2) | Liquefied petroleum gases (LPG) | Carbon Dioxide Non-Biogenic | 15.2 | 0 | C
325412 | 1005072 | 2023 | OB (Boiler, other) | AML-3 (Water Heater 2) | Liquefied petroleum gases (LPG) | Carbon Dioxide Total | 15.2 | 0 | C
325412 | 1005072 | 2023 | OB (Boiler, other) | AML-3 (Water Heater 2) | Liquefied petroleum gases (LPG) | Methane | 0 | 0 | C
325412 | 1005072 | 2023 | OB (Boiler, other) | AML-3 (Water Heater 2) | Liquefied petroleum gases (LPG) | Methane (Co2 eq) | 0 | 0 | C
325412 | 1005072 | 2023 | OB (Boiler, other) | AML-3 (Water Heater 2) | Liquefied petroleum gases (LPG) | Nitrous Oxide | 0 | 0 | C
325412 | 1005072 | 2023 | OB (Boiler, other) | AML-3 (Water Heater 2) | Liquefied petroleum gases (LPG) | Nitrous Oxide (Co2 eq) | 0 | 0 | C
325412 | 1005072 | 2023 | OB (Boiler, other) | AML-8 (Boiler 1) | Distillate Fuel Oil No. 2 | Carbon Dioxide Biogenic | 0 | 0 | C
325412 | 1005072 | 2023 | OB (Boiler, other) | AML-8 (Boiler 1) | Distillate Fuel Oil No. 2 | Carbon Dioxide Non-Biogenic | 3195.2 | 0 | C
325412 | 1005072 | 2023 | OB (Boiler, other) | AML-8 (Boiler 1) | Distillate Fuel Oil No. 2 | Carbon Dioxide Total | 3195.2 | 0 | C
325412 | 1005072 | 2023 | OB (Boiler, other) | AML-8 (Boiler 1) | Distillate Fuel Oil No. 2 | Methane | 0.13 | 0 | C
325412 | 1005072 | 2023 | OB (Boiler, other) | AML-8 (Boiler 1) | Distillate Fuel Oil No. 2 | Methane (Co2 eq) | 3.2 | 0 | C
325412 | 1005072 | 2023 | OB (Boiler, other) | AML-8 (Boiler 1) | Distillate Fuel Oil No. 2 | Nitrous Oxide | 0.026 | 0 | C
325412 | 1005072 | 2023 | OB (Boiler, other) | AML-8 (Boiler 1) | Distillate Fuel Oil No. 2 | Nitrous Oxide (Co2 eq) | 7.7 | 0 | C
325412 | 1005072 | 2023 | OB (Boiler, other) | AML-8 (Boiler 2) | Distillate Fuel Oil No. 2 | Carbon Dioxide Biogenic | 0 | 0 | C
325412 | 1005072 | 2023 | OB (Boiler, other) | AML-8 (Boiler 2) | Distillate Fuel Oil No. 2 | Carbon Dioxide Non-Biogenic | 2877.7 | 0 | C
325412 | 1005072 | 2023 | OB (Boiler, other) | AML-8 (Boiler 2) | Distillate Fuel Oil No. 2 | Carbon Dioxide Total | 2877.7 | 0 | C
325412 | 1005072 | 2023 | OB (Boiler, other) | AML-8 (Boiler 2) | Distillate Fuel Oil No. 2 | Methane | 0.12 | 0 | C
325412 | 1005072 | 2023 | OB (Boiler, other) | AML-8 (Boiler 2) | Distillate Fuel Oil No. 2 | Methane (Co2 eq) | 2.9 | 0 | C
325412 | 1005072 | 2023 | OB (Boiler, other) | AML-8 (Boiler 2) | Distillate Fuel Oil No. 2 | Nitrous Oxide | 0.023 | 0 | C
325412 | 1005072 | 2023 | OB (Boiler, other) | AML-8 (Boiler 2) | Distillate Fuel Oil No. 2 | Nitrous Oxide (Co2 eq) | 7 | 0 | C
325412 | 1005072 | 2023 | OB (Boiler, other) | AML-8 (Boiler 3) | Distillate Fuel Oil No. 2 | Carbon Dioxide Biogenic | 0 | 0 | C
325412 | 1005072 | 2023 | OB (Boiler, other) | AML-8 (Boiler 3) | Distillate Fuel Oil No. 2 | Carbon Dioxide Non-Biogenic | 3009.3 | 0 | C
325412 | 1005072 | 2023 | OB (Boiler, other) | AML-8 (Boiler 3) | Distillate Fuel Oil No. 2 | Carbon Dioxide Total | 3009.3 | 0 | C
325412 | 1005072 | 2023 | OB (Boiler, other) | AML-8 (Boiler 3) | Distillate Fuel Oil No. 2 | Methane | 0.12 | 0 | C
325412 | 1005072 | 2023 | OB (Boiler, other) | AML-8 (Boiler 3) | Distillate Fuel Oil No. 2 | Methane (Co2 eq) | 3.1 | 0 | C
325412 | 1005072 | 2023 | OB (Boiler, other) | AML-8 (Boiler 3) | Distillate Fuel Oil No. 2 | Nitrous Oxide | 0.024 | 0 | C
325412 | 1005072 | 2023 | OB (Boiler, other) | AML-8 (Boiler 3) | Distillate Fuel Oil No. 2 | Nitrous Oxide (Co2 eq) | 7.3 | 0 | C
325412 | 1005072 | 2023 | OB (Boiler, other) | AML-8 (Boiler 4) | Distillate Fuel Oil No. 2 | Carbon Dioxide Biogenic | 0 | 0 | C
325412 | 1005072 | 2023 | OB (Boiler, other) | AML-8 (Boiler 4) | Distillate Fuel Oil No. 2 | Carbon Dioxide Non-Biogenic | 2056.4 | 0 | C
325412 | 1005072 | 2023 | OB (Boiler, other) | AML-8 (Boiler 4) | Distillate Fuel Oil No. 2 | Carbon Dioxide Total | 2056.4 | 0 | C
325412 | 1005072 | 2023 | OB (Boiler, other) | AML-8 (Boiler 4) | Distillate Fuel Oil No. 2 | Methane | 0.08 | 0 | C
325412 | 1005072 | 2023 | OB (Boiler, other) | AML-8 (Boiler 4) | Distillate Fuel Oil No. 2 | Methane (Co2 eq) | 2.1 | 0 | C
325412 | 1005072 | 2023 | OB (Boiler, other) | AML-8 (Boiler 4) | Distillate Fuel Oil No. 2 | Nitrous Oxide | 0.017 | 0 | C
325412 | 1005072 | 2023 | OB (Boiler, other) | AML-8 (Boiler 4) | Distillate Fuel Oil No. 2 | Nitrous Oxide (Co2 eq) | 5 | 0 | C
325412 | 1005072 | 2023 | OCS (Other combustion source) | Cogen Unit | Distillate Fuel Oil No. 2 | Carbon Dioxide Biogenic | 0 | 0 | C
325412 | 1005072 | 2023 | OCS (Other combustion source) | Cogen Unit | Distillate Fuel Oil No. 2 | Carbon Dioxide Non-Biogenic | 50331.7 | 0 | C
325412 | 1005072 | 2023 | OCS (Other combustion source) | Cogen Unit | Distillate Fuel Oil No. 2 | Carbon Dioxide Total | 50331.7 | 0 | C
325412 | 1005072 | 2023 | OCS (Other combustion source) | Cogen Unit | Distillate Fuel Oil No. 2 | Methane | 2.04 | 0 | C
325412 | 1005072 | 2023 | OCS (Other combustion source) | Cogen Unit | Distillate Fuel Oil No. 2 | Methane (Co2 eq) | 51 | 0 | C
325412 | 1005072 | 2023 | OCS (Other combustion source) | Cogen Unit | Distillate Fuel Oil No. 2 | Nitrous Oxide | 0.408 | 0 | C
325412 | 1005072 | 2023 | OCS (Other combustion source) | Cogen Unit | Distillate Fuel Oil No. 2 | Nitrous Oxide (Co2 eq) | 121.7 | 0 | C
322120 | 1005073 | 2023 | OB (Boiler, other) | Boiler #4 - Natural Gas Boiler | Natural Gas (Weighted U.S. Average) | Carbon Dioxide Biogenic | 0 | 0 | C
322120 | 1005073 | 2023 | OB (Boiler, other) | Boiler #4 - Natural Gas Boiler | Natural Gas (Weighted U.S. Average) | Carbon Dioxide Non-Biogenic | 52081.3 | 0 | C
322120 | 1005073 | 2023 | OB (Boiler, other) | Boiler #4 - Natural Gas Boiler | Natural Gas (Weighted U.S. Average) | Carbon Dioxide Total | 52081.3 | 0 | C
322120 | 1005073 | 2023 | OB (Boiler, other) | Boiler #4 - Natural Gas Boiler | Natural Gas (Weighted U.S. Average) | Methane | 0.98 | 0 | C
322120 | 1005073 | 2023 | OB (Boiler, other) | Boiler #4 - Natural Gas Boiler | Natural Gas (Weighted U.S. Average) | Methane (Co2 eq) | 24.5 | 0 | C
322120 | 1005073 | 2023 | OB (Boiler, other) | Boiler #4 - Natural Gas Boiler | Natural Gas (Weighted U.S. Average) | Nitrous Oxide | 0.098 | 0 | C
322120 | 1005073 | 2023 | OB (Boiler, other) | Boiler #4 - Natural Gas Boiler | Natural Gas (Weighted U.S. Average) | Nitrous Oxide (Co2 eq) | 29.3 | 0 | C
322120 | 1005073 | 2023 | PRH (Process Heater) | Percomax | Natural Gasoline | Carbon Dioxide Biogenic | 0 | 0 | C
322120 | 1005073 | 2023 | PRH (Process Heater) | Percomax | Natural Gasoline | Carbon Dioxide Non-Biogenic | 0 | 0 | C
322120 | 1005073 | 2023 | PRH (Process Heater) | Percomax | Natural Gasoline | Carbon Dioxide Total | 0 | 0 | C
322120 | 1005073 | 2023 | PRH (Process Heater) | Percomax | Natural Gasoline | Methane | 0 | 0 | C
322120 | 1005073 | 2023 | PRH (Process Heater) | Percomax | Natural Gasoline | Methane (Co2 eq) | 0 | 0 | C
322120 | 1005073 | 2023 | PRH (Process Heater) | Percomax | Natural Gasoline | Nitrous Oxide | 0 | 0 | C
322120 | 1005073 | 2023 | PRH (Process Heater) | Percomax | Natural Gasoline | Nitrous Oxide (Co2 eq) | 0 | 0 | C
311224 | 1005075 | 2023 |  | CP-1 | Natural Gas (Weighted U.S. Average) | Carbon Dioxide Biogenic | 0 | 1482447000 | C
311224 | 1005075 | 2023 |  | CP-1 | Natural Gas (Weighted U.S. Average) | Carbon Dioxide Non-Biogenic | 83127 | 1482447000 | C
311224 | 1005075 | 2023 |  | CP-1 | Natural Gas (Weighted U.S. Average) | Carbon Dioxide Total | 83127 | 1482447000 | C
311224 | 1005075 | 2023 |  | CP-1 | Natural Gas (Weighted U.S. Average) | Methane | 1.57 | 1482447000 | C
311224 | 1005075 | 2023 |  | CP-1 | Natural Gas (Weighted U.S. Average) | Methane (Co2 eq) | 39.2 | 1482447000 | C
311224 | 1005075 | 2023 |  | CP-1 | Natural Gas (Weighted U.S. Average) | Nitrous Oxide | 0.157 | 1482447000 | C
311224 | 1005075 | 2023 |  | CP-1 | Natural Gas (Weighted U.S. Average) | Nitrous Oxide (Co2 eq) | 46.7 | 1482447000 | C
311224 | 1005075 | 2023 |  | GP-3 | Distillate Fuel Oil No. 2 | Carbon Dioxide Biogenic | 0 | 450 | C
311224 | 1005075 | 2023 |  | GP-3 | Distillate Fuel Oil No. 2 | Carbon Dioxide Non-Biogenic | 4.6 | 450 | C
311224 | 1005075 | 2023 |  | GP-3 | Distillate Fuel Oil No. 2 | Carbon Dioxide Total | 4.6 | 450 | C
311224 | 1005075 | 2023 |  | GP-3 | Distillate Fuel Oil No. 2 | Methane | 0 | 450 | C
311224 | 1005075 | 2023 |  | GP-3 | Distillate Fuel Oil No. 2 | Methane (Co2 eq) | 0 | 450 | C
311224 | 1005075 | 2023 |  | GP-3 | Distillate Fuel Oil No. 2 | Nitrous Oxide | 0 | 450 | C
311224 | 1005075 | 2023 |  | GP-3 | Distillate Fuel Oil No. 2 | Nitrous Oxide (Co2 eq) | 0 | 450 | C
311224 | 1005075 | 2023 | PRH (Process Heater) | Packaging Heater | Natural Gas (Weighted U.S. Average) | Carbon Dioxide Biogenic | 0 | 15119000 | C
311224 | 1005075 | 2023 | PRH (Process Heater) | Packaging Heater | Natural Gas (Weighted U.S. Average) | Carbon Dioxide Non-Biogenic | 847.8 | 15119000 | C
311224 | 1005075 | 2023 | PRH (Process Heater) | Packaging Heater | Natural Gas (Weighted U.S. Average) | Carbon Dioxide Total | 847.8 | 15119000 | C
311224 | 1005075 | 2023 | PRH (Process Heater) | Packaging Heater | Natural Gas (Weighted U.S. Average) | Methane | 0.02 | 15119000 | C
311224 | 1005075 | 2023 | PRH (Process Heater) | Packaging Heater | Natural Gas (Weighted U.S. Average) | Methane (Co2 eq) | 0.4 | 15119000 | C
311224 | 1005075 | 2023 | PRH (Process Heater) | Packaging Heater | Natural Gas (Weighted U.S. Average) | Nitrous Oxide | 0.002 | 15119000 | C
311224 | 1005075 | 2023 | PRH (Process Heater) | Packaging Heater | Natural Gas (Weighted U.S. Average) | Nitrous Oxide (Co2 eq) | 0.5 | 15119000 | C
325412 | 1005077 | 2023 |  | GP-Plant Total Usage (Main Meter/Diesel) | Distillate Fuel Oil No. 2 | Carbon Dioxide Biogenic | 0 | 5600 | C
325412 | 1005077 | 2023 |  | GP-Plant Total Usage (Main Meter/Diesel) | Distillate Fuel Oil No. 2 | Carbon Dioxide Non-Biogenic | 57.2 | 5600 | C
325412 | 1005077 | 2023 |  | GP-Plant Total Usage (Main Meter/Diesel) | Distillate Fuel Oil No. 2 | Carbon Dioxide Total | 57.2 | 5600 | C
325412 | 1005077 | 2023 |  | GP-Plant Total Usage (Main Meter/Diesel) | Distillate Fuel Oil No. 2 | Methane | 0 | 5600 | C
325412 | 1005077 | 2023 |  | GP-Plant Total Usage (Main Meter/Diesel) | Distillate Fuel Oil No. 2 | Methane (Co2 eq) | 0.1 | 5600 | C
325412 | 1005077 | 2023 |  | GP-Plant Total Usage (Main Meter/Diesel) | Distillate Fuel Oil No. 2 | Nitrous Oxide | 0 | 5600 | C
325412 | 1005077 | 2023 |  | GP-Plant Total Usage (Main Meter/Diesel) | Distillate Fuel Oil No. 2 | Nitrous Oxide (Co2 eq) | 0.1 | 5600 | C
325412 | 1005077 | 2023 |  | GP-Plant Total Usage (Main Meter/Diesel) | Natural Gas (Weighted U.S. Average) | Carbon Dioxide Biogenic | 0 | 427599000 | C
325412 | 1005077 | 2023 |  | GP-Plant Total Usage (Main Meter/Diesel) | Natural Gas (Weighted U.S. Average) | Carbon Dioxide Non-Biogenic | 23521.1 | 427599000 | C
325412 | 1005077 | 2023 |  | GP-Plant Total Usage (Main Meter/Diesel) | Natural Gas (Weighted U.S. Average) | Carbon Dioxide Total | 23521.1 | 427599000 | C
325412 | 1005077 | 2023 |  | GP-Plant Total Usage (Main Meter/Diesel) | Natural Gas (Weighted U.S. Average) | Methane | 0.44 | 427599000 | C
325412 | 1005077 | 2023 |  | GP-Plant Total Usage (Main Meter/Diesel) | Natural Gas (Weighted U.S. Average) | Methane (Co2 eq) | 11.1 | 427599000 | C
325412 | 1005077 | 2023 |  | GP-Plant Total Usage (Main Meter/Diesel) | Natural Gas (Weighted U.S. Average) | Nitrous Oxide | 0.044 | 427599000 | C
325412 | 1005077 | 2023 |  | GP-Plant Total Usage (Main Meter/Diesel) | Natural Gas (Weighted U.S. Average) | Nitrous Oxide (Co2 eq) | 13.2 | 427599000 | C
325211 | 1005095 | 2023 |  | CP-ALL | Natural Gas (Weighted U.S. Average) | Carbon Dioxide Biogenic | 0 | 0 | C
325211 | 1005095 | 2023 |  | CP-ALL | Natural Gas (Weighted U.S. Average) | Carbon Dioxide Non-Biogenic | 53369.6 | 0 | C
325211 | 1005095 | 2023 |  | CP-ALL | Natural Gas (Weighted U.S. Average) | Carbon Dioxide Total | 53369.6 | 0 | C
325211 | 1005095 | 2023 |  | CP-ALL | Natural Gas (Weighted U.S. Average) | Methane | 1.01 | 0 | C
325211 | 1005095 | 2023 |  | CP-ALL | Natural Gas (Weighted U.S. Average) | Methane (Co2 eq) | 25.1 | 0 | C
325211 | 1005095 | 2023 |  | CP-ALL | Natural Gas (Weighted U.S. Average) | Nitrous Oxide | 0.101 | 0 | C
325211 | 1005095 | 2023 |  | CP-ALL | Natural Gas (Weighted U.S. Average) | Nitrous Oxide (Co2 eq) | 30 | 0 | C
325180 | 1005114 | 2023 |  | GP-North Bend | Natural Gas (Weighted U.S. Average) | Carbon Dioxide Biogenic | 0 | 0 | C
325180 | 1005114 | 2023 |  | GP-North Bend | Natural Gas (Weighted U.S. Average) | Carbon Dioxide Non-Biogenic | 24154.1 | 0 | C
325180 | 1005114 | 2023 |  | GP-North Bend | Natural Gas (Weighted U.S. Average) | Carbon Dioxide Total | 24154.1 | 0 | C
325180 | 1005114 | 2023 |  | GP-North Bend | Natural Gas (Weighted U.S. Average) | Methane | 0.46 | 0 | C
325180 | 1005114 | 2023 |  | GP-North Bend | Natural Gas (Weighted U.S. Average) | Methane (Co2 eq) | 11.4 | 0 | C
325180 | 1005114 | 2023 |  | GP-North Bend | Natural Gas (Weighted U.S. Average) | Nitrous Oxide | 0.046 | 0 | C
325180 | 1005114 | 2023 |  | GP-North Bend | Natural Gas (Weighted U.S. Average) | Nitrous Oxide (Co2 eq) | 13.6 | 0 | C
325180 | 1005114 | 2023 | Petrochemical process unit | Industrial Unit S1A |  | Carbon Dioxide | 8964.8 |  | X
325180 | 1005114 | 2023 | Petrochemical process unit | Industrial Unit S1B |  | Carbon Dioxide | 7268.8 |  | X
325180 | 1005114 | 2023 | Petrochemical process unit | Industrial Unit S2A |  | Carbon Dioxide | 10227.5 |  | X
325180 | 1005114 | 2023 | Petrochemical process unit | Industrial Unit S2B |  | Carbon Dioxide | 9584 |  | X
325180 | 1005114 | 2023 | Petrochemical process unit | Industrial Unit S2C |  | Carbon Dioxide | 13793 |  | X
325180 | 1005114 | 2023 | Petrochemical process unit | Rubber Unit 1 |  | Carbon Dioxide | 90189.5 |  | X
325180 | 1005114 | 2023 | Petrochemical process unit | Rubber Unit 3 |  | Carbon Dioxide | 85165.1 |  | X
325193 | 1005115 | 2023 |  | CP- | Natural Gas (Weighted U.S. Average) | Carbon Dioxide Biogenic | 0 | 0 | C
325193 | 1005115 | 2023 |  | CP- | Natural Gas (Weighted U.S. Average) | Carbon Dioxide Non-Biogenic | 64842.1 | 0 | C
325193 | 1005115 | 2023 |  | CP- | Natural Gas (Weighted U.S. Average) | Carbon Dioxide Total | 64842.1 | 0 | C
325193 | 1005115 | 2023 |  | CP- | Natural Gas (Weighted U.S. Average) | Methane | 1.22 | 0 | C
325193 | 1005115 | 2023 |  | CP- | Natural Gas (Weighted U.S. Average) | Methane (Co2 eq) | 30.6 | 0 | C
325193 | 1005115 | 2023 |  | CP- | Natural Gas (Weighted U.S. Average) | Nitrous Oxide | 0.122 | 0 | C
325193 | 1005115 | 2023 |  | CP- | Natural Gas (Weighted U.S. Average) | Nitrous Oxide (Co2 eq) | 36.4 | 0 | C
311313 | 1005119 | 2023 |  | GP-Boilers/Natural Gas | Natural Gas (Weighted U.S. Average) | Carbon Dioxide Biogenic | 0 | 13663725 | C
311313 | 1005119 | 2023 |  | GP-Boilers/Natural Gas | Natural Gas (Weighted U.S. Average) | Carbon Dioxide Non-Biogenic | 743.8 | 13663725 | C
311313 | 1005119 | 2023 |  | GP-Boilers/Natural Gas | Natural Gas (Weighted U.S. Average) | Carbon Dioxide Total | 743.8 | 13663725 | C
311313 | 1005119 | 2023 |  | GP-Boilers/Natural Gas | Natural Gas (Weighted U.S. Average) | Methane | 0.01 | 13663725 | C
311313 | 1005119 | 2023 |  | GP-Boilers/Natural Gas | Natural Gas (Weighted U.S. Average) | Methane (Co2 eq) | 0.3 | 13663725 | C
311313 | 1005119 | 2023 |  | GP-Boilers/Natural Gas | Natural Gas (Weighted U.S. Average) | Nitrous Oxide | 0.001 | 13663725 | C
311313 | 1005119 | 2023 |  | GP-Boilers/Natural Gas | Natural Gas (Weighted U.S. Average) | Nitrous Oxide (Co2 eq) | 0.4 | 13663725 | C
311313 | 1005119 | 2023 |  | GP-CE Boilers/LigniteCoal | Lignite | Carbon Dioxide Biogenic | 0 | 456 | C
311313 | 1005119 | 2023 |  | GP-CE Boilers/LigniteCoal | Lignite | Carbon Dioxide Non-Biogenic | 633.2 | 456 | C
311313 | 1005119 | 2023 |  | GP-CE Boilers/LigniteCoal | Lignite | Carbon Dioxide Total | 633.2 | 456 | C
311313 | 1005119 | 2023 |  | GP-CE Boilers/LigniteCoal | Lignite | Methane | 0.07 | 456 | C
311313 | 1005119 | 2023 |  | GP-CE Boilers/LigniteCoal | Lignite | Methane (Co2 eq) | 1.8 | 456 | C
311313 | 1005119 | 2023 |  | GP-CE Boilers/LigniteCoal | Lignite | Nitrous Oxide | 0.01 | 456 | C
311313 | 1005119 | 2023 |  | GP-CE Boilers/LigniteCoal | Lignite | Nitrous Oxide (Co2 eq) | 3.1 | 456 | C
311313 | 1005119 | 2023 |  | GP-Pulp Dryers/Natural Gas | Natural Gas (Weighted U.S. Average) | Carbon Dioxide Biogenic | 0 | 24008824 | C
311313 | 1005119 | 2023 |  | GP-Pulp Dryers/Natural Gas | Natural Gas (Weighted U.S. Average) | Carbon Dioxide Non-Biogenic | 1307 | 24008824 | C
311313 | 1005119 | 2023 |  | GP-Pulp Dryers/Natural Gas | Natural Gas (Weighted U.S. Average) | Carbon Dioxide Total | 1307 | 24008824 | C
311313 | 1005119 | 2023 |  | GP-Pulp Dryers/Natural Gas | Natural Gas (Weighted U.S. Average) | Methane | 0.02 | 24008824 | C
311313 | 1005119 | 2023 |  | GP-Pulp Dryers/Natural Gas | Natural Gas (Weighted U.S. Average) | Methane (Co2 eq) | 0.6 | 24008824 | C
311313 | 1005119 | 2023 |  | GP-Pulp Dryers/Natural Gas | Natural Gas (Weighted U.S. Average) | Nitrous Oxide | 0.002 | 24008824 | C
311313 | 1005119 | 2023 |  | GP-Pulp Dryers/Natural Gas | Natural Gas (Weighted U.S. Average) | Nitrous Oxide (Co2 eq) | 0.7 | 24008824 | C
325180 | 1005126 | 2023 |  | GP-Hickok | Natural Gas (Weighted U.S. Average) | Carbon Dioxide Biogenic | 0 | 0 | C
325180 | 1005126 | 2023 |  | GP-Hickok | Natural Gas (Weighted U.S. Average) | Carbon Dioxide Non-Biogenic | 13976.5 | 0 | C
325180 | 1005126 | 2023 |  | GP-Hickok | Natural Gas (Weighted U.S. Average) | Carbon Dioxide Total | 13976.5 | 0 | C
325180 | 1005126 | 2023 |  | GP-Hickok | Natural Gas (Weighted U.S. Average) | Methane | 0.26 | 0 | C
325180 | 1005126 | 2023 |  | GP-Hickok | Natural Gas (Weighted U.S. Average) | Methane (Co2 eq) | 6.6 | 0 | C
325180 | 1005126 | 2023 |  | GP-Hickok | Natural Gas (Weighted U.S. Average) | Nitrous Oxide | 0.026 | 0 | C
325180 | 1005126 | 2023 |  | GP-Hickok | Natural Gas (Weighted U.S. Average) | Nitrous Oxide (Co2 eq) | 7.8 | 0 | C
325180 | 1005126 | 2023 | Petrochemical process unit | Unit 2 |  | Carbon Dioxide | 51117.1 |  | X
325180 | 1005126 | 2023 | Petrochemical process unit | Unit 3 |  | Carbon Dioxide | 40398.4 |  | X
325998 | 1005127 | 2023 |  | GP-Marshall Plant | Distillate Fuel Oil No. 1 | Carbon Dioxide Biogenic | 0 | 0 | C
325998 | 1005127 | 2023 |  | GP-Marshall Plant | Distillate Fuel Oil No. 1 | Carbon Dioxide Non-Biogenic | 25.5 | 0 | C
325998 | 1005127 | 2023 |  | GP-Marshall Plant | Distillate Fuel Oil No. 1 | Carbon Dioxide Total | 25.5 | 0 | C
325998 | 1005127 | 2023 |  | GP-Marshall Plant | Distillate Fuel Oil No. 1 | Methane | 0 | 0 | C
325998 | 1005127 | 2023 |  | GP-Marshall Plant | Distillate Fuel Oil No. 1 | Methane (Co2 eq) | 0 | 0 | C
325998 | 1005127 | 2023 |  | GP-Marshall Plant | Distillate Fuel Oil No. 1 | Nitrous Oxide | 0 | 0 | C
325998 | 1005127 | 2023 |  | GP-Marshall Plant | Distillate Fuel Oil No. 1 | Nitrous Oxide (Co2 eq) | 0.1 | 0 | C
325998 | 1005127 | 2023 |  | GP-Marshall Plant | Motor Gasoline | Carbon Dioxide Biogenic | 0 | 0 | C
325998 | 1005127 | 2023 |  | GP-Marshall Plant | Motor Gasoline | Carbon Dioxide Non-Biogenic | 10.3 | 0 | C
325998 | 1005127 | 2023 |  | GP-Marshall Plant | Motor Gasoline | Carbon Dioxide Total | 10.3 | 0 | C
325998 | 1005127 | 2023 |  | GP-Marshall Plant | Motor Gasoline | Methane | 0 | 0 | C
325998 | 1005127 | 2023 |  | GP-Marshall Plant | Motor Gasoline | Methane (Co2 eq) | 0 | 0 | C
325998 | 1005127 | 2023 |  | GP-Marshall Plant | Motor Gasoline | Nitrous Oxide | 0 | 0 | C
325998 | 1005127 | 2023 |  | GP-Marshall Plant | Motor Gasoline | Nitrous Oxide (Co2 eq) | 0 | 0 | C
325998 | 1005127 | 2023 |  | GP-Marshall Plant | Natural Gas (Weighted U.S. Average) | Carbon Dioxide Biogenic | 0 | 0 | C
325998 | 1005127 | 2023 |  | GP-Marshall Plant | Natural Gas (Weighted U.S. Average) | Carbon Dioxide Non-Biogenic | 8011.7 | 0 | C
325998 | 1005127 | 2023 |  | GP-Marshall Plant | Natural Gas (Weighted U.S. Average) | Carbon Dioxide Total | 8011.7 | 0 | C
325998 | 1005127 | 2023 |  | GP-Marshall Plant | Natural Gas (Weighted U.S. Average) | Methane | 0.15 | 0 | C
325998 | 1005127 | 2023 |  | GP-Marshall Plant | Natural Gas (Weighted U.S. Average) | Methane (Co2 eq) | 3.8 | 0 | C
325998 | 1005127 | 2023 |  | GP-Marshall Plant | Natural Gas (Weighted U.S. Average) | Nitrous Oxide | 0.015 | 0 | C
325998 | 1005127 | 2023 |  | GP-Marshall Plant | Natural Gas (Weighted U.S. Average) | Nitrous Oxide (Co2 eq) | 4.5 | 0 | C
325998 | 1005128 | 2023 |  | GP-Pryor Plant | Bituminous | Carbon Dioxide Biogenic | 0 | 0 | C
325998 | 1005128 | 2023 |  | GP-Pryor Plant | Bituminous | Carbon Dioxide Non-Biogenic | 70210.7 | 0 | C
325998 | 1005128 | 2023 |  | GP-Pryor Plant | Bituminous | Carbon Dioxide Total | 70210.7 | 0 | C
325998 | 1005128 | 2023 |  | GP-Pryor Plant | Bituminous | Methane | 6.95 | 0 | C
325998 | 1005128 | 2023 |  | GP-Pryor Plant | Bituminous | Methane (Co2 eq) | 173.8 | 0 | C
325998 | 1005128 | 2023 |  | GP-Pryor Plant | Bituminous | Nitrous Oxide | 1.011 | 0 | C
325998 | 1005128 | 2023 |  | GP-Pryor Plant | Bituminous | Nitrous Oxide (Co2 eq) | 301.3 | 0 | C
325998 | 1005128 | 2023 |  | GP-Pryor Plant | Distillate Fuel Oil No. 2 | Carbon Dioxide Biogenic | 0 | 0 | C
325998 | 1005128 | 2023 |  | GP-Pryor Plant | Distillate Fuel Oil No. 2 | Carbon Dioxide Non-Biogenic | 117.3 | 0 | C
325998 | 1005128 | 2023 |  | GP-Pryor Plant | Distillate Fuel Oil No. 2 | Carbon Dioxide Total | 117.3 | 0 | C
325998 | 1005128 | 2023 |  | GP-Pryor Plant | Distillate Fuel Oil No. 2 | Methane | 0 | 0 | C
325998 | 1005128 | 2023 |  | GP-Pryor Plant | Distillate Fuel Oil No. 2 | Methane (Co2 eq) | 0.1 | 0 | C
325998 | 1005128 | 2023 |  | GP-Pryor Plant | Distillate Fuel Oil No. 2 | Nitrous Oxide | 0.001 | 0 | C
325998 | 1005128 | 2023 |  | GP-Pryor Plant | Distillate Fuel Oil No. 2 | Nitrous Oxide (Co2 eq) | 0.3 | 0 | C
325998 | 1005128 | 2023 |  | GP-Pryor Plant | Motor Gasoline | Carbon Dioxide Biogenic | 0 | 0 | C
325998 | 1005128 | 2023 |  | GP-Pryor Plant | Motor Gasoline | Carbon Dioxide Non-Biogenic | 8.9 | 0 | C
325998 | 1005128 | 2023 |  | GP-Pryor Plant | Motor Gasoline | Carbon Dioxide Total | 8.9 | 0 | C
325998 | 1005128 | 2023 |  | GP-Pryor Plant | Motor Gasoline | Methane | 0 | 0 | C
325998 | 1005128 | 2023 |  | GP-Pryor Plant | Motor Gasoline | Methane (Co2 eq) | 0 | 0 | C
325998 | 1005128 | 2023 |  | GP-Pryor Plant | Motor Gasoline | Nitrous Oxide | 0 | 0 | C
325998 | 1005128 | 2023 |  | GP-Pryor Plant | Motor Gasoline | Nitrous Oxide (Co2 eq) | 0 | 0 | C
325998 | 1005128 | 2023 |  | GP-Pryor Plant | Natural Gas (Weighted U.S. Average) | Carbon Dioxide Biogenic | 0 | 0 | C
325998 | 1005128 | 2023 |  | GP-Pryor Plant | Natural Gas (Weighted U.S. Average) | Carbon Dioxide Non-Biogenic | 27590 | 0 | C
325998 | 1005128 | 2023 |  | GP-Pryor Plant | Natural Gas (Weighted U.S. Average) | Carbon Dioxide Total | 27590 | 0 | C
325998 | 1005128 | 2023 |  | GP-Pryor Plant | Natural Gas (Weighted U.S. Average) | Methane | 0.52 | 0 | C
325998 | 1005128 | 2023 |  | GP-Pryor Plant | Natural Gas (Weighted U.S. Average) | Methane (Co2 eq) | 13 | 0 | C
325998 | 1005128 | 2023 |  | GP-Pryor Plant | Natural Gas (Weighted U.S. Average) | Nitrous Oxide | 0.052 | 0 | C
325998 | 1005128 | 2023 |  | GP-Pryor Plant | Natural Gas (Weighted U.S. Average) | Nitrous Oxide (Co2 eq) | 15.5 | 0 | C
311615 | 1005146 | 2023 |  | CP-Natural Gas | Natural Gas (Weighted U.S. Average) | Carbon Dioxide Biogenic | 0 | 0 | C
311615 | 1005146 | 2023 |  | CP-Natural Gas | Natural Gas (Weighted U.S. Average) | Carbon Dioxide Non-Biogenic | 62549.7 | 0 | C
311615 | 1005146 | 2023 |  | CP-Natural Gas | Natural Gas (Weighted U.S. Average) | Carbon Dioxide Total | 62549.7 | 0 | C
311615 | 1005146 | 2023 |  | CP-Natural Gas | Natural Gas (Weighted U.S. Average) | Methane | 1.18 | 0 | C
311615 | 1005146 | 2023 |  | CP-Natural Gas | Natural Gas (Weighted U.S. Average) | Methane (Co2 eq) | 29.5 | 0 | C
311615 | 1005146 | 2023 |  | CP-Natural Gas | Natural Gas (Weighted U.S. Average) | Nitrous Oxide | 0.118 | 0 | C
311615 | 1005146 | 2023 |  | CP-Natural Gas | Natural Gas (Weighted U.S. Average) | Nitrous Oxide (Co2 eq) | 35.1 | 0 | C
325193 | 1005149 | 2023 |  | CP-001 | Natural Gas (Weighted U.S. Average) | Carbon Dioxide Biogenic | 0 | 0 | C
325193 | 1005149 | 2023 |  | CP-001 | Natural Gas (Weighted U.S. Average) | Carbon Dioxide Non-Biogenic | 193407.4 | 0 | C
325193 | 1005149 | 2023 |  | CP-001 | Natural Gas (Weighted U.S. Average) | Carbon Dioxide Total | 193407.4 | 0 | C
325193 | 1005149 | 2023 |  | CP-001 | Natural Gas (Weighted U.S. Average) | Methane | 3.65 | 0 | C
325193 | 1005149 | 2023 |  | CP-001 | Natural Gas (Weighted U.S. Average) | Methane (Co2 eq) | 91.1 | 0 | C
325193 | 1005149 | 2023 |  | CP-001 | Natural Gas (Weighted U.S. Average) | Nitrous Oxide | 0.365 | 0 | C
325193 | 1005149 | 2023 |  | CP-001 | Natural Gas (Weighted U.S. Average) | Nitrous Oxide (Co2 eq) | 108.6 | 0 | C
325193 | 1005170 | 2023 |  | GP-001 | Natural Gas (Weighted U.S. Average) | Carbon Dioxide Biogenic | 0 | 0 | C
325193 | 1005170 | 2023 |  | GP-001 | Natural Gas (Weighted U.S. Average) | Carbon Dioxide Non-Biogenic | 145899 | 0 | C
325193 | 1005170 | 2023 |  | GP-001 | Natural Gas (Weighted U.S. Average) | Carbon Dioxide Total | 145899 | 0 | C
325193 | 1005170 | 2023 |  | GP-001 | Natural Gas (Weighted U.S. Average) | Methane | 2.75 | 0 | C
325193 | 1005170 | 2023 |  | GP-001 | Natural Gas (Weighted U.S. Average) | Methane (Co2 eq) | 68.7 | 0 | C
325193 | 1005170 | 2023 |  | GP-001 | Natural Gas (Weighted U.S. Average) | Nitrous Oxide | 0.275 | 0 | C
325193 | 1005170 | 2023 |  | GP-001 | Natural Gas (Weighted U.S. Average) | Nitrous Oxide (Co2 eq) | 81.9 | 0 | C
325110 | 1005198 | 2023 | RICE (Reciprocating internal combustion engine) | 31G-2350 | Distillate Fuel Oil No. 2 | Carbon Dioxide Biogenic | 0 | 0 | C
325110 | 1005198 | 2023 | RICE (Reciprocating internal combustion engine) | 31G-2350 | Distillate Fuel Oil No. 2 | Carbon Dioxide Non-Biogenic | 0 | 0 | C
325110 | 1005198 | 2023 | RICE (Reciprocating internal combustion engine) | 31G-2350 | Distillate Fuel Oil No. 2 | Carbon Dioxide Total | 0 | 0 | C
325110 | 1005198 | 2023 | RICE (Reciprocating internal combustion engine) | 31G-2350 | Distillate Fuel Oil No. 2 | Methane | 0 | 0 | C
325110 | 1005198 | 2023 | RICE (Reciprocating internal combustion engine) | 31G-2350 | Distillate Fuel Oil No. 2 | Methane (Co2 eq) | 0 | 0 | C
325110 | 1005198 | 2023 | RICE (Reciprocating internal combustion engine) | 31G-2350 | Distillate Fuel Oil No. 2 | Nitrous Oxide | 0 | 0 | C
325110 | 1005198 | 2023 | RICE (Reciprocating internal combustion engine) | 31G-2350 | Distillate Fuel Oil No. 2 | Nitrous Oxide (Co2 eq) | 0 | 0 | C
325110 | 1005198 | 2023 |  | CP-TPCHNO | Natural Gas (Weighted U.S. Average) | Carbon Dioxide Biogenic | 0 | 0 | C
325110 | 1005198 | 2023 |  | CP-TPCHNO | Natural Gas (Weighted U.S. Average) | Carbon Dioxide Non-Biogenic | 729257.4 | 0 | C
325110 | 1005198 | 2023 |  | CP-TPCHNO | Natural Gas (Weighted U.S. Average) | Carbon Dioxide Total | 729257.4 | 0 | C
325110 | 1005198 | 2023 |  | CP-TPCHNO | Natural Gas (Weighted U.S. Average) | Methane | 13.74 | 0 | C
325110 | 1005198 | 2023 |  | CP-TPCHNO | Natural Gas (Weighted U.S. Average) | Methane (Co2 eq) | 343.6 | 0 | C
325110 | 1005198 | 2023 |  | CP-TPCHNO | Natural Gas (Weighted U.S. Average) | Nitrous Oxide | 1.374 | 0 | C
325110 | 1005198 | 2023 |  | CP-TPCHNO | Natural Gas (Weighted U.S. Average) | Nitrous Oxide (Co2 eq) | 409.6 | 0 | C
325120 | 1005202 | 2023 |  | GP-Facility | Distillate Fuel Oil No. 2 | Carbon Dioxide Biogenic | 0 | 251846 | C
325120 | 1005202 | 2023 |  | GP-Facility | Distillate Fuel Oil No. 2 | Carbon Dioxide Non-Biogenic | 2570.5 | 251846 | C
325120 | 1005202 | 2023 |  | GP-Facility | Distillate Fuel Oil No. 2 | Carbon Dioxide Total | 2570.5 | 251846 | C
325120 | 1005202 | 2023 |  | GP-Facility | Distillate Fuel Oil No. 2 | Methane | 0.1 | 251846 | C
325120 | 1005202 | 2023 |  | GP-Facility | Distillate Fuel Oil No. 2 | Methane (Co2 eq) | 2.6 | 251846 | C
325120 | 1005202 | 2023 |  | GP-Facility | Distillate Fuel Oil No. 2 | Nitrous Oxide | 0.021 | 251846 | C
325120 | 1005202 | 2023 |  | GP-Facility | Distillate Fuel Oil No. 2 | Nitrous Oxide (Co2 eq) | 6.2 | 251846 | C
311224 | 1005207 | 2023 |  | GP-AA1 | Natural Gas (Weighted U.S. Average) | Carbon Dioxide Biogenic | 0 | 0 | C
311224 | 1005207 | 2023 |  | GP-AA1 | Natural Gas (Weighted U.S. Average) | Carbon Dioxide Non-Biogenic | 22933.7 | 0 | C
311224 | 1005207 | 2023 |  | GP-AA1 | Natural Gas (Weighted U.S. Average) | Carbon Dioxide Total | 22933.7 | 0 | C
311224 | 1005207 | 2023 |  | GP-AA1 | Natural Gas (Weighted U.S. Average) | Methane | 0.43 | 0 | C
311224 | 1005207 | 2023 |  | GP-AA1 | Natural Gas (Weighted U.S. Average) | Methane (Co2 eq) | 10.8 | 0 | C
311224 | 1005207 | 2023 |  | GP-AA1 | Natural Gas (Weighted U.S. Average) | Nitrous Oxide | 0.043 | 0 | C
311224 | 1005207 | 2023 |  | GP-AA1 | Natural Gas (Weighted U.S. Average) | Nitrous Oxide (Co2 eq) | 12.9 | 0 | C
325193 | 1005217 | 2023 |  | GP-TO/Dryers | Natural Gas (Weighted U.S. Average) | Carbon Dioxide Biogenic | 0 | 0 | C
325193 | 1005217 | 2023 |  | GP-TO/Dryers | Natural Gas (Weighted U.S. Average) | Carbon Dioxide Non-Biogenic | 82736.1 | 0 | C
325193 | 1005217 | 2023 |  | GP-TO/Dryers | Natural Gas (Weighted U.S. Average) | Carbon Dioxide Total | 82736.1 | 0 | C
325193 | 1005217 | 2023 |  | GP-TO/Dryers | Natural Gas (Weighted U.S. Average) | Methane | 1.56 | 0 | C
325193 | 1005217 | 2023 |  | GP-TO/Dryers | Natural Gas (Weighted U.S. Average) | Methane (Co2 eq) | 39 | 0 | C
325193 | 1005217 | 2023 |  | GP-TO/Dryers | Natural Gas (Weighted U.S. Average) | Nitrous Oxide | 0.156 | 0 | C
325193 | 1005217 | 2023 |  | GP-TO/Dryers | Natural Gas (Weighted U.S. Average) | Nitrous Oxide (Co2 eq) | 46.5 | 0 | C
311513 | 1005220 | 2023 |  | GP-Leprino Allendale | Natural Gas (Weighted U.S. Average) | Carbon Dioxide Biogenic | 0 | 0 | C
311513 | 1005220 | 2023 |  | GP-Leprino Allendale | Natural Gas (Weighted U.S. Average) | Carbon Dioxide Non-Biogenic | 26680.3 | 0 | C
311513 | 1005220 | 2023 |  | GP-Leprino Allendale | Natural Gas (Weighted U.S. Average) | Carbon Dioxide Total | 26680.3 | 0 | C
311513 | 1005220 | 2023 |  | GP-Leprino Allendale | Natural Gas (Weighted U.S. Average) | Methane | 0.5 | 0 | C
311513 | 1005220 | 2023 |  | GP-Leprino Allendale | Natural Gas (Weighted U.S. Average) | Methane (Co2 eq) | 12.6 | 0 | C
311513 | 1005220 | 2023 |  | GP-Leprino Allendale | Natural Gas (Weighted U.S. Average) | Nitrous Oxide | 0.05 | 0 | C
311513 | 1005220 | 2023 |  | GP-Leprino Allendale | Natural Gas (Weighted U.S. Average) | Nitrous Oxide (Co2 eq) | 15 | 0 | C
325199 | 1005284 | 2023 |  | GP-1 | Natural Gas (Weighted U.S. Average) | Carbon Dioxide Biogenic | 0 | 0 | C
325199 | 1005284 | 2023 |  | GP-1 | Natural Gas (Weighted U.S. Average) | Carbon Dioxide Non-Biogenic | 9.7 | 0 | C
325199 | 1005284 | 2023 |  | GP-1 | Natural Gas (Weighted U.S. Average) | Carbon Dioxide Total | 9.7 | 0 | C
325199 | 1005284 | 2023 |  | GP-1 | Natural Gas (Weighted U.S. Average) | Methane | 0 | 0 | C
325199 | 1005284 | 2023 |  | GP-1 | Natural Gas (Weighted U.S. Average) | Methane (Co2 eq) | 0 | 0 | C
325199 | 1005284 | 2023 |  | GP-1 | Natural Gas (Weighted U.S. Average) | Nitrous Oxide | 0 | 0 | C
325199 | 1005284 | 2023 |  | GP-1 | Natural Gas (Weighted U.S. Average) | Nitrous Oxide (Co2 eq) | 0 | 0 | C
322120 | 1005293 | 2023 |  | GP-Main+WWTP | Distillate Fuel Oil No. 2 | Carbon Dioxide Biogenic | 0 | 0 | C
322120 | 1005293 | 2023 |  | GP-Main+WWTP | Distillate Fuel Oil No. 2 | Carbon Dioxide Non-Biogenic | 0 | 0 | C
322120 | 1005293 | 2023 |  | GP-Main+WWTP | Distillate Fuel Oil No. 2 | Carbon Dioxide Total | 0 | 0 | C
322120 | 1005293 | 2023 |  | GP-Main+WWTP | Distillate Fuel Oil No. 2 | Methane | 0 | 0 | C
322120 | 1005293 | 2023 |  | GP-Main+WWTP | Distillate Fuel Oil No. 2 | Methane (Co2 eq) | 0 | 0 | C
322120 | 1005293 | 2023 |  | GP-Main+WWTP | Distillate Fuel Oil No. 2 | Nitrous Oxide | 0 | 0 | C
322120 | 1005293 | 2023 |  | GP-Main+WWTP | Distillate Fuel Oil No. 2 | Nitrous Oxide (Co2 eq) | 0 | 0 | C
322120 | 1005293 | 2023 |  | GP-Main+WWTP | Natural Gas (Weighted U.S. Average) | Carbon Dioxide Biogenic | 0 | 0 | C
322120 | 1005293 | 2023 |  | GP-Main+WWTP | Natural Gas (Weighted U.S. Average) | Carbon Dioxide Non-Biogenic | 44616.9 | 0 | C
322120 | 1005293 | 2023 |  | GP-Main+WWTP | Natural Gas (Weighted U.S. Average) | Carbon Dioxide Total | 44616.9 | 0 | C
322120 | 1005293 | 2023 |  | GP-Main+WWTP | Natural Gas (Weighted U.S. Average) | Methane | 0.84 | 0 | C
322120 | 1005293 | 2023 |  | GP-Main+WWTP | Natural Gas (Weighted U.S. Average) | Methane (Co2 eq) | 21 | 0 | C
322120 | 1005293 | 2023 |  | GP-Main+WWTP | Natural Gas (Weighted U.S. Average) | Nitrous Oxide | 0.084 | 0 | C
322120 | 1005293 | 2023 |  | GP-Main+WWTP | Natural Gas (Weighted U.S. Average) | Nitrous Oxide (Co2 eq) | 25.1 | 0 | C
325193 | 1005306 | 2023 |  | GP-Dryers/TO | Natural Gas (Weighted U.S. Average) | Carbon Dioxide Biogenic | 0 | 0 | C
325193 | 1005306 | 2023 |  | GP-Dryers/TO | Natural Gas (Weighted U.S. Average) | Carbon Dioxide Non-Biogenic | 111693.2 | 0 | C
325193 | 1005306 | 2023 |  | GP-Dryers/TO | Natural Gas (Weighted U.S. Average) | Carbon Dioxide Total | 111693.2 | 0 | C
325193 | 1005306 | 2023 |  | GP-Dryers/TO | Natural Gas (Weighted U.S. Average) | Methane | 2.11 | 0 | C
325193 | 1005306 | 2023 |  | GP-Dryers/TO | Natural Gas (Weighted U.S. Average) | Methane (Co2 eq) | 52.6 | 0 | C
325193 | 1005306 | 2023 |  | GP-Dryers/TO | Natural Gas (Weighted U.S. Average) | Nitrous Oxide | 0.211 | 0 | C
325193 | 1005306 | 2023 |  | GP-Dryers/TO | Natural Gas (Weighted U.S. Average) | Nitrous Oxide (Co2 eq) | 62.7 | 0 | C
325199 | 1005312 | 2023 |  | GP-Stationary Combustion Units | Natural Gas (Weighted U.S. Average) | Carbon Dioxide Biogenic | 0 | 1861855000 | C
325199 | 1005312 | 2023 |  | GP-Stationary Combustion Units | Natural Gas (Weighted U.S. Average) | Carbon Dioxide Non-Biogenic | 101358.6 | 1861855000 | C
325199 | 1005312 | 2023 |  | GP-Stationary Combustion Units | Natural Gas (Weighted U.S. Average) | Carbon Dioxide Total | 101358.6 | 1861855000 | C
325199 | 1005312 | 2023 |  | GP-Stationary Combustion Units | Natural Gas (Weighted U.S. Average) | Methane | 1.91 | 1861855000 | C
325199 | 1005312 | 2023 |  | GP-Stationary Combustion Units | Natural Gas (Weighted U.S. Average) | Methane (Co2 eq) | 47.8 | 1861855000 | C
325199 | 1005312 | 2023 |  | GP-Stationary Combustion Units | Natural Gas (Weighted U.S. Average) | Nitrous Oxide | 0.191 | 1861855000 | C
325199 | 1005312 | 2023 |  | GP-Stationary Combustion Units | Natural Gas (Weighted U.S. Average) | Nitrous Oxide (Co2 eq) | 56.9 | 1861855000 | C
325193 | 1005322 | 2023 |  | CP-001 | Natural Gas (Weighted U.S. Average) | Carbon Dioxide Biogenic | 0 | 0 | C
325193 | 1005322 | 2023 |  | CP-001 | Natural Gas (Weighted U.S. Average) | Carbon Dioxide Non-Biogenic | 123918.1 | 0 | C
325193 | 1005322 | 2023 |  | CP-001 | Natural Gas (Weighted U.S. Average) | Carbon Dioxide Total | 123918.1 | 0 | C
325193 | 1005322 | 2023 |  | CP-001 | Natural Gas (Weighted U.S. Average) | Methane | 2.34 | 0 | C
325193 | 1005322 | 2023 |  | CP-001 | Natural Gas (Weighted U.S. Average) | Methane (Co2 eq) | 58.4 | 0 | C
325193 | 1005322 | 2023 |  | CP-001 | Natural Gas (Weighted U.S. Average) | Nitrous Oxide | 0.234 | 0 | C
325193 | 1005322 | 2023 |  | CP-001 | Natural Gas (Weighted U.S. Average) | Nitrous Oxide (Co2 eq) | 69.6 | 0 | C
325180 | 1005340 | 2023 |  | GP-JMH1 | Natural Gas (Weighted U.S. Average) | Carbon Dioxide Biogenic | 0 | 998541867 | C
325180 | 1005340 | 2023 |  | GP-JMH1 | Natural Gas (Weighted U.S. Average) | Carbon Dioxide Non-Biogenic | 54360.2 | 998541867 | C
325180 | 1005340 | 2023 |  | GP-JMH1 | Natural Gas (Weighted U.S. Average) | Carbon Dioxide Total | 54360.2 | 998541867 | C
325180 | 1005340 | 2023 |  | GP-JMH1 | Natural Gas (Weighted U.S. Average) | Methane | 1.02 | 998541867 | C
325180 | 1005340 | 2023 |  | GP-JMH1 | Natural Gas (Weighted U.S. Average) | Methane (Co2 eq) | 25.6 | 998541867 | C
325180 | 1005340 | 2023 |  | GP-JMH1 | Natural Gas (Weighted U.S. Average) | Nitrous Oxide | 0.102 | 998541867 | C
325180 | 1005340 | 2023 |  | GP-JMH1 | Natural Gas (Weighted U.S. Average) | Nitrous Oxide (Co2 eq) | 30.5 | 998541867 | C
325193 | 1005353 | 2023 |  | CP-001 | Natural Gas (Weighted U.S. Average) | Carbon Dioxide Biogenic | 0 | 0 | C
325193 | 1005353 | 2023 |  | CP-001 | Natural Gas (Weighted U.S. Average) | Carbon Dioxide Non-Biogenic | 197724 | 0 | C
325193 | 1005353 | 2023 |  | CP-001 | Natural Gas (Weighted U.S. Average) | Carbon Dioxide Total | 197724 | 0 | C
325193 | 1005353 | 2023 |  | CP-001 | Natural Gas (Weighted U.S. Average) | Methane | 3.73 | 0 | C
325193 | 1005353 | 2023 |  | CP-001 | Natural Gas (Weighted U.S. Average) | Methane (Co2 eq) | 93.2 | 0 | C
325193 | 1005353 | 2023 |  | CP-001 | Natural Gas (Weighted U.S. Average) | Nitrous Oxide | 0.373 | 0 | C
325193 | 1005353 | 2023 |  | CP-001 | Natural Gas (Weighted U.S. Average) | Nitrous Oxide (Co2 eq) | 111 | 0 | C
311411 | 1005361 | 2023 | OB (Boiler, other) | Boiler No. 1 (EU 018) | Natural Gas (Weighted U.S. Average) | Carbon Dioxide Biogenic | 0 | 0 | C
311411 | 1005361 | 2023 | OB (Boiler, other) | Boiler No. 1 (EU 018) | Natural Gas (Weighted U.S. Average) | Carbon Dioxide Non-Biogenic | 117.6 | 0 | C
311411 | 1005361 | 2023 | OB (Boiler, other) | Boiler No. 1 (EU 018) | Natural Gas (Weighted U.S. Average) | Carbon Dioxide Total | 117.6 | 0 | C
311411 | 1005361 | 2023 | OB (Boiler, other) | Boiler No. 1 (EU 018) | Natural Gas (Weighted U.S. Average) | Methane | 0 | 0 | C
311411 | 1005361 | 2023 | OB (Boiler, other) | Boiler No. 1 (EU 018) | Natural Gas (Weighted U.S. Average) | Methane (Co2 eq) | 0.1 | 0 | C
311411 | 1005361 | 2023 | OB (Boiler, other) | Boiler No. 1 (EU 018) | Natural Gas (Weighted U.S. Average) | Nitrous Oxide | 0 | 0 | C
311411 | 1005361 | 2023 | OB (Boiler, other) | Boiler No. 1 (EU 018) | Natural Gas (Weighted U.S. Average) | Nitrous Oxide (Co2 eq) | 0.1 | 0 | C
311411 | 1005361 | 2023 | F (Furnace) | Citrus Peel Dryer (EU 001) | Natural Gas (Weighted U.S. Average) | Carbon Dioxide Biogenic | 0 | 0 | C
311411 | 1005361 | 2023 | F (Furnace) | Citrus Peel Dryer (EU 001) | Natural Gas (Weighted U.S. Average) | Carbon Dioxide Non-Biogenic | 918.8 | 0 | C
311411 | 1005361 | 2023 | F (Furnace) | Citrus Peel Dryer (EU 001) | Natural Gas (Weighted U.S. Average) | Carbon Dioxide Total | 918.8 | 0 | C
311411 | 1005361 | 2023 | F (Furnace) | Citrus Peel Dryer (EU 001) | Natural Gas (Weighted U.S. Average) | Methane | 0.02 | 0 | C
311411 | 1005361 | 2023 | F (Furnace) | Citrus Peel Dryer (EU 001) | Natural Gas (Weighted U.S. Average) | Methane (Co2 eq) | 0.4 | 0 | C
311411 | 1005361 | 2023 | F (Furnace) | Citrus Peel Dryer (EU 001) | Natural Gas (Weighted U.S. Average) | Nitrous Oxide | 0.002 | 0 | C
311411 | 1005361 | 2023 | F (Furnace) | Citrus Peel Dryer (EU 001) | Natural Gas (Weighted U.S. Average) | Nitrous Oxide (Co2 eq) | 0.5 | 0 | C
311411 | 1005361 | 2023 | F (Furnace) | Citrus Peel Dryer (EU 003) | Natural Gas (Weighted U.S. Average) | Carbon Dioxide Biogenic | 0 | 0 | C
311411 | 1005361 | 2023 | F (Furnace) | Citrus Peel Dryer (EU 003) | Natural Gas (Weighted U.S. Average) | Carbon Dioxide Non-Biogenic | 2779.9 | 0 | C
311411 | 1005361 | 2023 | F (Furnace) | Citrus Peel Dryer (EU 003) | Natural Gas (Weighted U.S. Average) | Carbon Dioxide Total | 2779.9 | 0 | C
311411 | 1005361 | 2023 | F (Furnace) | Citrus Peel Dryer (EU 003) | Natural Gas (Weighted U.S. Average) | Methane | 0.05 | 0 | C
311411 | 1005361 | 2023 | F (Furnace) | Citrus Peel Dryer (EU 003) | Natural Gas (Weighted U.S. Average) | Methane (Co2 eq) | 1.3 | 0 | C
311411 | 1005361 | 2023 | F (Furnace) | Citrus Peel Dryer (EU 003) | Natural Gas (Weighted U.S. Average) | Nitrous Oxide | 0.005 | 0 | C
311411 | 1005361 | 2023 | F (Furnace) | Citrus Peel Dryer (EU 003) | Natural Gas (Weighted U.S. Average) | Nitrous Oxide (Co2 eq) | 1.6 | 0 | C
311411 | 1005361 | 2023 |  | GP-Fuel Billing Meter Records Reconcile | Natural Gas (Weighted U.S. Average) | Carbon Dioxide Biogenic | 0 | 0 | C
311411 | 1005361 | 2023 |  | GP-Fuel Billing Meter Records Reconcile | Natural Gas (Weighted U.S. Average) | Carbon Dioxide Non-Biogenic | 5218.9 | 0 | C
311411 | 1005361 | 2023 |  | GP-Fuel Billing Meter Records Reconcile | Natural Gas (Weighted U.S. Average) | Carbon Dioxide Total | 5218.9 | 0 | C
311411 | 1005361 | 2023 |  | GP-Fuel Billing Meter Records Reconcile | Natural Gas (Weighted U.S. Average) | Methane | 0.1 | 0 | C
311411 | 1005361 | 2023 |  | GP-Fuel Billing Meter Records Reconcile | Natural Gas (Weighted U.S. Average) | Methane (Co2 eq) | 2.5 | 0 | C
311411 | 1005361 | 2023 |  | GP-Fuel Billing Meter Records Reconcile | Natural Gas (Weighted U.S. Average) | Nitrous Oxide | 0.01 | 0 | C
311411 | 1005361 | 2023 |  | GP-Fuel Billing Meter Records Reconcile | Natural Gas (Weighted U.S. Average) | Nitrous Oxide (Co2 eq) | 2.9 | 0 | C
311411 | 1005361 | 2023 | SCCT (CT (Turbine, simple cycle combustion)) | New Gas Turbine Cogen System (EU 019) | Natural Gas (Weighted U.S. Average) | Carbon Dioxide Biogenic | 0 | 0 | C
311411 | 1005361 | 2023 | SCCT (CT (Turbine, simple cycle combustion)) | New Gas Turbine Cogen System (EU 019) | Natural Gas (Weighted U.S. Average) | Carbon Dioxide Non-Biogenic | 10749.7 | 0 | C
311411 | 1005361 | 2023 | SCCT (CT (Turbine, simple cycle combustion)) | New Gas Turbine Cogen System (EU 019) | Natural Gas (Weighted U.S. Average) | Carbon Dioxide Total | 10749.7 | 0 | C
311411 | 1005361 | 2023 | SCCT (CT (Turbine, simple cycle combustion)) | New Gas Turbine Cogen System (EU 019) | Natural Gas (Weighted U.S. Average) | Methane | 0.2 | 0 | C
311411 | 1005361 | 2023 | SCCT (CT (Turbine, simple cycle combustion)) | New Gas Turbine Cogen System (EU 019) | Natural Gas (Weighted U.S. Average) | Methane (Co2 eq) | 5.1 | 0 | C
311411 | 1005361 | 2023 | SCCT (CT (Turbine, simple cycle combustion)) | New Gas Turbine Cogen System (EU 019) | Natural Gas (Weighted U.S. Average) | Nitrous Oxide | 0.02 | 0 | C
311411 | 1005361 | 2023 | SCCT (CT (Turbine, simple cycle combustion)) | New Gas Turbine Cogen System (EU 019) | Natural Gas (Weighted U.S. Average) | Nitrous Oxide (Co2 eq) | 6 | 0 | C
311411 | 1005361 | 2023 | SCCT (CT (Turbine, simple cycle combustion)) | New Gas Turbine Cogen System (EU 020) | Natural Gas (Weighted U.S. Average) | Carbon Dioxide Biogenic | 0 | 0 | C
311411 | 1005361 | 2023 | SCCT (CT (Turbine, simple cycle combustion)) | New Gas Turbine Cogen System (EU 020) | Natural Gas (Weighted U.S. Average) | Carbon Dioxide Non-Biogenic | 20061 | 0 | C
311411 | 1005361 | 2023 | SCCT (CT (Turbine, simple cycle combustion)) | New Gas Turbine Cogen System (EU 020) | Natural Gas (Weighted U.S. Average) | Carbon Dioxide Total | 20061 | 0 | C
311411 | 1005361 | 2023 | SCCT (CT (Turbine, simple cycle combustion)) | New Gas Turbine Cogen System (EU 020) | Natural Gas (Weighted U.S. Average) | Methane | 0.38 | 0 | C
311411 | 1005361 | 2023 | SCCT (CT (Turbine, simple cycle combustion)) | New Gas Turbine Cogen System (EU 020) | Natural Gas (Weighted U.S. Average) | Methane (Co2 eq) | 9.5 | 0 | C
311411 | 1005361 | 2023 | SCCT (CT (Turbine, simple cycle combustion)) | New Gas Turbine Cogen System (EU 020) | Natural Gas (Weighted U.S. Average) | Nitrous Oxide | 0.038 | 0 | C
311411 | 1005361 | 2023 | SCCT (CT (Turbine, simple cycle combustion)) | New Gas Turbine Cogen System (EU 020) | Natural Gas (Weighted U.S. Average) | Nitrous Oxide (Co2 eq) | 11.3 | 0 | C
325193 | 1005369 | 2023 |  | GP-Natural Gas | Natural Gas (Weighted U.S. Average) | Carbon Dioxide Biogenic | 0 | 0 | C
325193 | 1005369 | 2023 |  | GP-Natural Gas | Natural Gas (Weighted U.S. Average) | Carbon Dioxide Non-Biogenic | 99793.7 | 0 | C
325193 | 1005369 | 2023 |  | GP-Natural Gas | Natural Gas (Weighted U.S. Average) | Carbon Dioxide Total | 99793.7 | 0 | C
325193 | 1005369 | 2023 |  | GP-Natural Gas | Natural Gas (Weighted U.S. Average) | Methane | 1.88 | 0 | C
325193 | 1005369 | 2023 |  | GP-Natural Gas | Natural Gas (Weighted U.S. Average) | Methane (Co2 eq) | 47 | 0 | C
325193 | 1005369 | 2023 |  | GP-Natural Gas | Natural Gas (Weighted U.S. Average) | Nitrous Oxide | 0.188 | 0 | C
325193 | 1005369 | 2023 |  | GP-Natural Gas | Natural Gas (Weighted U.S. Average) | Nitrous Oxide (Co2 eq) | 56 | 0 | C
325193 | 1005374 | 2023 |  | GP- South Unit Boilers | Natural Gas (Weighted U.S. Average) | Carbon Dioxide Biogenic | 0 | 0 | C
325193 | 1005374 | 2023 |  | GP- South Unit Boilers | Natural Gas (Weighted U.S. Average) | Carbon Dioxide Non-Biogenic | 249706.8 | 0 | C
325193 | 1005374 | 2023 |  | GP- South Unit Boilers | Natural Gas (Weighted U.S. Average) | Carbon Dioxide Total | 249706.8 | 0 | C
325193 | 1005374 | 2023 |  | GP- South Unit Boilers | Natural Gas (Weighted U.S. Average) | Methane | 4.71 | 0 | C
325193 | 1005374 | 2023 |  | GP- South Unit Boilers | Natural Gas (Weighted U.S. Average) | Methane (Co2 eq) | 117.7 | 0 | C
325193 | 1005374 | 2023 |  | GP- South Unit Boilers | Natural Gas (Weighted U.S. Average) | Nitrous Oxide | 0.471 | 0 | C
325193 | 1005374 | 2023 |  | GP- South Unit Boilers | Natural Gas (Weighted U.S. Average) | Nitrous Oxide (Co2 eq) | 140.2 | 0 | C
325193 | 1005374 | 2023 |  | GP- South Unit Thermal Oxidizers | Natural Gas (Weighted U.S. Average) | Carbon Dioxide Biogenic | 0 | 0 | C
325193 | 1005374 | 2023 |  | GP- South Unit Thermal Oxidizers | Natural Gas (Weighted U.S. Average) | Carbon Dioxide Non-Biogenic | 9279.4 | 0 | C
325193 | 1005374 | 2023 |  | GP- South Unit Thermal Oxidizers | Natural Gas (Weighted U.S. Average) | Carbon Dioxide Total | 9279.4 | 0 | C
325193 | 1005374 | 2023 |  | GP- South Unit Thermal Oxidizers | Natural Gas (Weighted U.S. Average) | Methane | 0.17 | 0 | C
325193 | 1005374 | 2023 |  | GP- South Unit Thermal Oxidizers | Natural Gas (Weighted U.S. Average) | Methane (Co2 eq) | 4.4 | 0 | C
325193 | 1005374 | 2023 |  | GP- South Unit Thermal Oxidizers | Natural Gas (Weighted U.S. Average) | Nitrous Oxide | 0.017 | 0 | C
325193 | 1005374 | 2023 |  | GP- South Unit Thermal Oxidizers | Natural Gas (Weighted U.S. Average) | Nitrous Oxide (Co2 eq) | 5.2 | 0 | C
325193 | 1005374 | 2023 |  | GP-Boilers | Natural Gas (Weighted U.S. Average) | Carbon Dioxide Biogenic | 0 | 0 | C
325193 | 1005374 | 2023 |  | GP-Boilers | Natural Gas (Weighted U.S. Average) | Carbon Dioxide Non-Biogenic | 240262.9 | 0 | C
325193 | 1005374 | 2023 |  | GP-Boilers | Natural Gas (Weighted U.S. Average) | Carbon Dioxide Total | 240262.9 | 0 | C
325193 | 1005374 | 2023 |  | GP-Boilers | Natural Gas (Weighted U.S. Average) | Methane | 4.53 | 0 | C
325193 | 1005374 | 2023 |  | GP-Boilers | Natural Gas (Weighted U.S. Average) | Methane (Co2 eq) | 113.2 | 0 | C
325193 | 1005374 | 2023 |  | GP-Boilers | Natural Gas (Weighted U.S. Average) | Nitrous Oxide | 0.453 | 0 | C
325193 | 1005374 | 2023 |  | GP-Boilers | Natural Gas (Weighted U.S. Average) | Nitrous Oxide (Co2 eq) | 134.9 | 0 | C
325193 | 1005374 | 2023 |  | GP-SCRUBBER RTOS | Natural Gas (Weighted U.S. Average) | Carbon Dioxide Biogenic | 0 | 0 | C
325193 | 1005374 | 2023 |  | GP-SCRUBBER RTOS | Natural Gas (Weighted U.S. Average) | Carbon Dioxide Non-Biogenic | 338.7 | 0 | C
325193 | 1005374 | 2023 |  | GP-SCRUBBER RTOS | Natural Gas (Weighted U.S. Average) | Carbon Dioxide Total | 338.7 | 0 | C
325193 | 1005374 | 2023 |  | GP-SCRUBBER RTOS | Natural Gas (Weighted U.S. Average) | Methane | 0.01 | 0 | C
325193 | 1005374 | 2023 |  | GP-SCRUBBER RTOS | Natural Gas (Weighted U.S. Average) | Methane (Co2 eq) | 0.2 | 0 | C
325193 | 1005374 | 2023 |  | GP-SCRUBBER RTOS | Natural Gas (Weighted U.S. Average) | Nitrous Oxide | 0.001 | 0 | C
325193 | 1005374 | 2023 |  | GP-SCRUBBER RTOS | Natural Gas (Weighted U.S. Average) | Nitrous Oxide (Co2 eq) | 0.2 | 0 | C
325193 | 1005374 | 2023 |  | GP-Thermal Oxidizers | Natural Gas (Weighted U.S. Average) | Carbon Dioxide Biogenic | 0 | 0 | C
325193 | 1005374 | 2023 |  | GP-Thermal Oxidizers | Natural Gas (Weighted U.S. Average) | Carbon Dioxide Non-Biogenic | 5014.7 | 0 | C
325193 | 1005374 | 2023 |  | GP-Thermal Oxidizers | Natural Gas (Weighted U.S. Average) | Carbon Dioxide Total | 5014.7 | 0 | C
325193 | 1005374 | 2023 |  | GP-Thermal Oxidizers | Natural Gas (Weighted U.S. Average) | Methane | 0.09 | 0 | C
325193 | 1005374 | 2023 |  | GP-Thermal Oxidizers | Natural Gas (Weighted U.S. Average) | Methane (Co2 eq) | 2.4 | 0 | C
325193 | 1005374 | 2023 |  | GP-Thermal Oxidizers | Natural Gas (Weighted U.S. Average) | Nitrous Oxide | 0.009 | 0 | C
325193 | 1005374 | 2023 |  | GP-Thermal Oxidizers | Natural Gas (Weighted U.S. Average) | Nitrous Oxide (Co2 eq) | 2.8 | 0 | C
325130 | 1005378 | 2023 |  | CP-001 | Natural Gas (Weighted U.S. Average) | Carbon Dioxide Biogenic | 0 | 439988000 | C
325130 | 1005378 | 2023 |  | CP-001 | Natural Gas (Weighted U.S. Average) | Carbon Dioxide Non-Biogenic | 24053.8 | 439988000 | C
325130 | 1005378 | 2023 |  | CP-001 | Natural Gas (Weighted U.S. Average) | Carbon Dioxide Total | 24053.8 | 439988000 | C
325130 | 1005378 | 2023 |  | CP-001 | Natural Gas (Weighted U.S. Average) | Methane | 0.45 | 439988000 | C
325130 | 1005378 | 2023 |  | CP-001 | Natural Gas (Weighted U.S. Average) | Methane (Co2 eq) | 11.3 | 439988000 | C
325130 | 1005378 | 2023 |  | CP-001 | Natural Gas (Weighted U.S. Average) | Nitrous Oxide | 0.045 | 439988000 | C
325130 | 1005378 | 2023 |  | CP-001 | Natural Gas (Weighted U.S. Average) | Nitrous Oxide (Co2 eq) | 13.5 | 439988000 | C
325193 | 1005382 | 2023 |  | GP-POET Cloverdale | Natural Gas (Weighted U.S. Average) | Carbon Dioxide Biogenic | 0 | 0 | C
325193 | 1005382 | 2023 |  | GP-POET Cloverdale | Natural Gas (Weighted U.S. Average) | Carbon Dioxide Non-Biogenic | 29803.7 | 0 | C
325193 | 1005382 | 2023 |  | GP-POET Cloverdale | Natural Gas (Weighted U.S. Average) | Carbon Dioxide Total | 29803.7 | 0 | C
325193 | 1005382 | 2023 |  | GP-POET Cloverdale | Natural Gas (Weighted U.S. Average) | Methane | 0.56 | 0 | C
325193 | 1005382 | 2023 |  | GP-POET Cloverdale | Natural Gas (Weighted U.S. Average) | Methane (Co2 eq) | 14 | 0 | C
325193 | 1005382 | 2023 |  | GP-POET Cloverdale | Natural Gas (Weighted U.S. Average) | Nitrous Oxide | 0.056 | 0 | C
325193 | 1005382 | 2023 |  | GP-POET Cloverdale | Natural Gas (Weighted U.S. Average) | Nitrous Oxide (Co2 eq) | 16.7 | 0 | C
311615 | 1005383 | 2023 |  | CP- Natural Gas | Natural Gas (Weighted U.S. Average) | Carbon Dioxide Biogenic | 0 | 0 | C
311615 | 1005383 | 2023 |  | CP- Natural Gas | Natural Gas (Weighted U.S. Average) | Carbon Dioxide Non-Biogenic | 17104.4 | 0 | C
311615 | 1005383 | 2023 |  | CP- Natural Gas | Natural Gas (Weighted U.S. Average) | Carbon Dioxide Total | 17104.4 | 0 | C
311615 | 1005383 | 2023 |  | CP- Natural Gas | Natural Gas (Weighted U.S. Average) | Methane | 0.32 | 0 | C
311615 | 1005383 | 2023 |  | CP- Natural Gas | Natural Gas (Weighted U.S. Average) | Methane (Co2 eq) | 8.1 | 0 | C
311615 | 1005383 | 2023 |  | CP- Natural Gas | Natural Gas (Weighted U.S. Average) | Nitrous Oxide | 0.032 | 0 | C
311615 | 1005383 | 2023 |  | CP- Natural Gas | Natural Gas (Weighted U.S. Average) | Nitrous Oxide (Co2 eq) | 9.6 | 0 | C
311615 | 1005383 | 2023 |  | GP-Generators | Distillate Fuel Oil No. 2 | Carbon Dioxide Biogenic | 0 | 7966.57 | C
311615 | 1005383 | 2023 |  | GP-Generators | Distillate Fuel Oil No. 2 | Carbon Dioxide Non-Biogenic | 81.3 | 7966.57 | C
311615 | 1005383 | 2023 |  | GP-Generators | Distillate Fuel Oil No. 2 | Carbon Dioxide Total | 81.3 | 7966.57 | C
311615 | 1005383 | 2023 |  | GP-Generators | Distillate Fuel Oil No. 2 | Methane | 0 | 7966.57 | C
311615 | 1005383 | 2023 |  | GP-Generators | Distillate Fuel Oil No. 2 | Methane (Co2 eq) | 0.1 | 7966.57 | C
311615 | 1005383 | 2023 |  | GP-Generators | Distillate Fuel Oil No. 2 | Nitrous Oxide | 0.001 | 7966.57 | C
311615 | 1005383 | 2023 |  | GP-Generators | Distillate Fuel Oil No. 2 | Nitrous Oxide (Co2 eq) | 0.2 | 7966.57 | C
325193 | 1005386 | 2023 |  | CP-001 | Natural Gas (Weighted U.S. Average) | Carbon Dioxide Biogenic | 0 | 0 | C
325193 | 1005386 | 2023 |  | CP-001 | Natural Gas (Weighted U.S. Average) | Carbon Dioxide Non-Biogenic | 182969.1 | 0 | C
325193 | 1005386 | 2023 |  | CP-001 | Natural Gas (Weighted U.S. Average) | Carbon Dioxide Total | 182969.1 | 0 | C
325193 | 1005386 | 2023 |  | CP-001 | Natural Gas (Weighted U.S. Average) | Methane | 3.45 | 0 | C
325193 | 1005386 | 2023 |  | CP-001 | Natural Gas (Weighted U.S. Average) | Methane (Co2 eq) | 86.2 | 0 | C
325193 | 1005386 | 2023 |  | CP-001 | Natural Gas (Weighted U.S. Average) | Nitrous Oxide | 0.345 | 0 | C
325193 | 1005386 | 2023 |  | CP-001 | Natural Gas (Weighted U.S. Average) | Nitrous Oxide (Co2 eq) | 102.8 | 0 | C
311611 | 1005415 | 2023 |  | CP-Main Gas | Natural Gas (Weighted U.S. Average) | Carbon Dioxide Biogenic | 0 | 0 | C
311611 | 1005415 | 2023 |  | CP-Main Gas | Natural Gas (Weighted U.S. Average) | Carbon Dioxide Non-Biogenic | 27726.4 | 0 | C
311611 | 1005415 | 2023 |  | CP-Main Gas | Natural Gas (Weighted U.S. Average) | Carbon Dioxide Total | 27726.4 | 0 | C
311611 | 1005415 | 2023 |  | CP-Main Gas | Natural Gas (Weighted U.S. Average) | Methane | 0.52 | 0 | C
311611 | 1005415 | 2023 |  | CP-Main Gas | Natural Gas (Weighted U.S. Average) | Methane (Co2 eq) | 13.1 | 0 | C
311611 | 1005415 | 2023 |  | CP-Main Gas | Natural Gas (Weighted U.S. Average) | Nitrous Oxide | 0.052 | 0 | C
311611 | 1005415 | 2023 |  | CP-Main Gas | Natural Gas (Weighted U.S. Average) | Nitrous Oxide (Co2 eq) | 15.6 | 0 | C
322110 | 1005422 | 2023 |  | GP- Mill Emissions | Natural Gas (Weighted U.S. Average) | Carbon Dioxide Biogenic | 0 | 0 | C
322110 | 1005422 | 2023 |  | GP- Mill Emissions | Natural Gas (Weighted U.S. Average) | Carbon Dioxide Non-Biogenic | 13610.1 | 0 | C
322110 | 1005422 | 2023 |  | GP- Mill Emissions | Natural Gas (Weighted U.S. Average) | Carbon Dioxide Total | 13610.1 | 0 | C
322110 | 1005422 | 2023 |  | GP- Mill Emissions | Natural Gas (Weighted U.S. Average) | Methane | 0.26 | 0 | C
322110 | 1005422 | 2023 |  | GP- Mill Emissions | Natural Gas (Weighted U.S. Average) | Methane (Co2 eq) | 6.4 | 0 | C
322110 | 1005422 | 2023 |  | GP- Mill Emissions | Natural Gas (Weighted U.S. Average) | Nitrous Oxide | 0.026 | 0 | C
322110 | 1005422 | 2023 |  | GP- Mill Emissions | Natural Gas (Weighted U.S. Average) | Nitrous Oxide (Co2 eq) | 7.6 | 0 | C
311919 | 1005424 | 2023 |  | GP-Facility Wide Sources | Distillate Fuel Oil No. 2 | Carbon Dioxide Biogenic | 0 | 259.73 | C
311919 | 1005424 | 2023 |  | GP-Facility Wide Sources | Distillate Fuel Oil No. 2 | Carbon Dioxide Non-Biogenic | 2.7 | 259.73 | C
311919 | 1005424 | 2023 |  | GP-Facility Wide Sources | Distillate Fuel Oil No. 2 | Carbon Dioxide Total | 2.7 | 259.73 | C
311919 | 1005424 | 2023 |  | GP-Facility Wide Sources | Distillate Fuel Oil No. 2 | Methane | 0 | 259.73 | C
311919 | 1005424 | 2023 |  | GP-Facility Wide Sources | Distillate Fuel Oil No. 2 | Methane (Co2 eq) | 0 | 259.73 | C
311919 | 1005424 | 2023 |  | GP-Facility Wide Sources | Distillate Fuel Oil No. 2 | Nitrous Oxide | 0 | 259.73 | C
311919 | 1005424 | 2023 |  | GP-Facility Wide Sources | Distillate Fuel Oil No. 2 | Nitrous Oxide (Co2 eq) | 0 | 259.73 | C
311919 | 1005424 | 2023 |  | GP-Facility Wide Sources | Natural Gas (Weighted U.S. Average) | Carbon Dioxide Biogenic | 0 | 485316000 | C
311919 | 1005424 | 2023 |  | GP-Facility Wide Sources | Natural Gas (Weighted U.S. Average) | Carbon Dioxide Non-Biogenic | 26600.6 | 485316000 | C
311919 | 1005424 | 2023 |  | GP-Facility Wide Sources | Natural Gas (Weighted U.S. Average) | Carbon Dioxide Total | 26600.6 | 485316000 | C
311919 | 1005424 | 2023 |  | GP-Facility Wide Sources | Natural Gas (Weighted U.S. Average) | Methane | 0.5 | 485316000 | C
311919 | 1005424 | 2023 |  | GP-Facility Wide Sources | Natural Gas (Weighted U.S. Average) | Methane (Co2 eq) | 12.5 | 485316000 | C
311919 | 1005424 | 2023 |  | GP-Facility Wide Sources | Natural Gas (Weighted U.S. Average) | Nitrous Oxide | 0.05 | 485316000 | C
311919 | 1005424 | 2023 |  | GP-Facility Wide Sources | Natural Gas (Weighted U.S. Average) | Nitrous Oxide (Co2 eq) | 14.9 | 485316000 | C
325220 | 1005425 | 2023 |  | GP-BOILERS | Natural Gas (Weighted U.S. Average) | Carbon Dioxide Biogenic | 0 | 0 | C
325220 | 1005425 | 2023 |  | GP-BOILERS | Natural Gas (Weighted U.S. Average) | Carbon Dioxide Non-Biogenic | 40689.2 | 0 | C
325220 | 1005425 | 2023 |  | GP-BOILERS | Natural Gas (Weighted U.S. Average) | Carbon Dioxide Total | 40689.2 | 0 | C
325220 | 1005425 | 2023 |  | GP-BOILERS | Natural Gas (Weighted U.S. Average) | Methane | 0.77 | 0 | C
325220 | 1005425 | 2023 |  | GP-BOILERS | Natural Gas (Weighted U.S. Average) | Methane (Co2 eq) | 19.2 | 0 | C
325220 | 1005425 | 2023 |  | GP-BOILERS | Natural Gas (Weighted U.S. Average) | Nitrous Oxide | 0.077 | 0 | C
325220 | 1005425 | 2023 |  | GP-BOILERS | Natural Gas (Weighted U.S. Average) | Nitrous Oxide (Co2 eq) | 22.9 | 0 | C
311942 | 1005434 | 2023 | OB (Boiler, other) | EU-01 | Natural Gas (Weighted U.S. Average) | Carbon Dioxide Biogenic | 0 | 844817100 | C
311942 | 1005434 | 2023 | OB (Boiler, other) | EU-01 | Natural Gas (Weighted U.S. Average) | Carbon Dioxide Non-Biogenic | 46914.6 | 844817100 | C
311942 | 1005434 | 2023 | OB (Boiler, other) | EU-01 | Natural Gas (Weighted U.S. Average) | Carbon Dioxide Total | 46914.6 | 844817100 | C
311942 | 1005434 | 2023 | OB (Boiler, other) | EU-01 | Natural Gas (Weighted U.S. Average) | Methane | 0.88 | 844817100 | C
311942 | 1005434 | 2023 | OB (Boiler, other) | EU-01 | Natural Gas (Weighted U.S. Average) | Methane (Co2 eq) | 22.1 | 844817100 | C
311942 | 1005434 | 2023 | OB (Boiler, other) | EU-01 | Natural Gas (Weighted U.S. Average) | Nitrous Oxide | 0.088 | 844817100 | C
311942 | 1005434 | 2023 | OB (Boiler, other) | EU-01 | Natural Gas (Weighted U.S. Average) | Nitrous Oxide (Co2 eq) | 26.3 | 844817100 | C
325199 | 1005465 | 2023 | OB (Boiler, other) | C-Boiler | Natural Gas (Weighted U.S. Average) | Carbon Dioxide Biogenic | 0 | 171649542 | C
325199 | 1005465 | 2023 | OB (Boiler, other) | C-Boiler | Natural Gas (Weighted U.S. Average) | Carbon Dioxide Non-Biogenic | 9344.5 | 171649542 | C
325199 | 1005465 | 2023 | OB (Boiler, other) | C-Boiler | Natural Gas (Weighted U.S. Average) | Carbon Dioxide Total | 9344.5 | 171649542 | C
325199 | 1005465 | 2023 | OB (Boiler, other) | C-Boiler | Natural Gas (Weighted U.S. Average) | Methane | 0.18 | 171649542 | C
325199 | 1005465 | 2023 | OB (Boiler, other) | C-Boiler | Natural Gas (Weighted U.S. Average) | Methane (Co2 eq) | 4.4 | 171649542 | C
325199 | 1005465 | 2023 | OB (Boiler, other) | C-Boiler | Natural Gas (Weighted U.S. Average) | Nitrous Oxide | 0.018 | 171649542 | C
325199 | 1005465 | 2023 | OB (Boiler, other) | C-Boiler | Natural Gas (Weighted U.S. Average) | Nitrous Oxide (Co2 eq) | 5.2 | 171649542 | C
325199 | 1005465 | 2023 | OB (Boiler, other) | D-Boiler | Natural Gas (Weighted U.S. Average) | Carbon Dioxide Biogenic | 0 | 180302945 | C
325199 | 1005465 | 2023 | OB (Boiler, other) | D-Boiler | Natural Gas (Weighted U.S. Average) | Carbon Dioxide Non-Biogenic | 9815.6 | 180302945 | C
325199 | 1005465 | 2023 | OB (Boiler, other) | D-Boiler | Natural Gas (Weighted U.S. Average) | Carbon Dioxide Total | 9815.6 | 180302945 | C
325199 | 1005465 | 2023 | OB (Boiler, other) | D-Boiler | Natural Gas (Weighted U.S. Average) | Methane | 0.18 | 180302945 | C
325199 | 1005465 | 2023 | OB (Boiler, other) | D-Boiler | Natural Gas (Weighted U.S. Average) | Methane (Co2 eq) | 4.6 | 180302945 | C
325199 | 1005465 | 2023 | OB (Boiler, other) | D-Boiler | Natural Gas (Weighted U.S. Average) | Nitrous Oxide | 0.018 | 180302945 | C
325199 | 1005465 | 2023 | OB (Boiler, other) | D-Boiler | Natural Gas (Weighted U.S. Average) | Nitrous Oxide (Co2 eq) | 5.5 | 180302945 | C
325199 | 1005465 | 2023 | OB (Boiler, other) | E-Boiler | Natural Gas (Weighted U.S. Average) | Carbon Dioxide Biogenic | 0 | 511247521 | C
325199 | 1005465 | 2023 | OB (Boiler, other) | E-Boiler | Natural Gas (Weighted U.S. Average) | Carbon Dioxide Non-Biogenic | 27832.1 | 511247521 | C
325199 | 1005465 | 2023 | OB (Boiler, other) | E-Boiler | Natural Gas (Weighted U.S. Average) | Carbon Dioxide Total | 27832.1 | 511247521 | C
325199 | 1005465 | 2023 | OB (Boiler, other) | E-Boiler | Natural Gas (Weighted U.S. Average) | Methane | 0.52 | 511247521 | C
325199 | 1005465 | 2023 | OB (Boiler, other) | E-Boiler | Natural Gas (Weighted U.S. Average) | Methane (Co2 eq) | 13.1 | 511247521 | C
325199 | 1005465 | 2023 | OB (Boiler, other) | E-Boiler | Natural Gas (Weighted U.S. Average) | Nitrous Oxide | 0.052 | 511247521 | C
325199 | 1005465 | 2023 | OB (Boiler, other) | E-Boiler | Natural Gas (Weighted U.S. Average) | Nitrous Oxide (Co2 eq) | 15.6 | 511247521 | C
325199 | 1005465 | 2023 |  | GP-Aux Boilers | Natural Gas (Weighted U.S. Average) | Carbon Dioxide Biogenic | 0 | 276859477 | C
325199 | 1005465 | 2023 |  | GP-Aux Boilers | Natural Gas (Weighted U.S. Average) | Carbon Dioxide Non-Biogenic | 15072.1 | 276859477 | C
325199 | 1005465 | 2023 |  | GP-Aux Boilers | Natural Gas (Weighted U.S. Average) | Carbon Dioxide Total | 15072.1 | 276859477 | C
325199 | 1005465 | 2023 |  | GP-Aux Boilers | Natural Gas (Weighted U.S. Average) | Methane | 0.28 | 276859477 | C
325199 | 1005465 | 2023 |  | GP-Aux Boilers | Natural Gas (Weighted U.S. Average) | Methane (Co2 eq) | 7.1 | 276859477 | C
325199 | 1005465 | 2023 |  | GP-Aux Boilers | Natural Gas (Weighted U.S. Average) | Nitrous Oxide | 0.028 | 276859477 | C
325199 | 1005465 | 2023 |  | GP-Aux Boilers | Natural Gas (Weighted U.S. Average) | Nitrous Oxide (Co2 eq) | 8.5 | 276859477 | C
325193 | 1005476 | 2023 |  | GP-1 | Natural Gas (Weighted U.S. Average) | Carbon Dioxide Biogenic | 0 | 0 | C
325193 | 1005476 | 2023 |  | GP-1 | Natural Gas (Weighted U.S. Average) | Carbon Dioxide Non-Biogenic | 48327.1 | 0 | C
325193 | 1005476 | 2023 |  | GP-1 | Natural Gas (Weighted U.S. Average) | Carbon Dioxide Total | 48327.1 | 0 | C
325193 | 1005476 | 2023 |  | GP-1 | Natural Gas (Weighted U.S. Average) | Methane | 0.91 | 0 | C
325193 | 1005476 | 2023 |  | GP-1 | Natural Gas (Weighted U.S. Average) | Methane (Co2 eq) | 22.8 | 0 | C
325193 | 1005476 | 2023 |  | GP-1 | Natural Gas (Weighted U.S. Average) | Nitrous Oxide | 0.091 | 0 | C
325193 | 1005476 | 2023 |  | GP-1 | Natural Gas (Weighted U.S. Average) | Nitrous Oxide (Co2 eq) | 27.1 | 0 | C
311221 | 1005479 | 2023 |  | GP- CWS Drover | Natural Gas (Weighted U.S. Average) | Carbon Dioxide Biogenic | 0 | 0 | C
311221 | 1005479 | 2023 |  | GP- CWS Drover | Natural Gas (Weighted U.S. Average) | Carbon Dioxide Non-Biogenic | 1012.9 | 0 | C
311221 | 1005479 | 2023 |  | GP- CWS Drover | Natural Gas (Weighted U.S. Average) | Carbon Dioxide Total | 1012.9 | 0 | C
311221 | 1005479 | 2023 |  | GP- CWS Drover | Natural Gas (Weighted U.S. Average) | Methane | 0.02 | 0 | C
311221 | 1005479 | 2023 |  | GP- CWS Drover | Natural Gas (Weighted U.S. Average) | Methane (Co2 eq) | 0.5 | 0 | C
311221 | 1005479 | 2023 |  | GP- CWS Drover | Natural Gas (Weighted U.S. Average) | Nitrous Oxide | 0.002 | 0 | C
311221 | 1005479 | 2023 |  | GP- CWS Drover | Natural Gas (Weighted U.S. Average) | Nitrous Oxide (Co2 eq) | 0.6 | 0 | C
311221 | 1005479 | 2023 |  | GP- SD | Natural Gas (Weighted U.S. Average) | Carbon Dioxide Biogenic | 0 | 0 | C
311221 | 1005479 | 2023 |  | GP- SD | Natural Gas (Weighted U.S. Average) | Carbon Dioxide Non-Biogenic | 12264.6 | 0 | C
311221 | 1005479 | 2023 |  | GP- SD | Natural Gas (Weighted U.S. Average) | Carbon Dioxide Total | 12264.6 | 0 | C
311221 | 1005479 | 2023 |  | GP- SD | Natural Gas (Weighted U.S. Average) | Methane | 0.23 | 0 | C
311221 | 1005479 | 2023 |  | GP- SD | Natural Gas (Weighted U.S. Average) | Methane (Co2 eq) | 5.8 | 0 | C
311221 | 1005479 | 2023 |  | GP- SD | Natural Gas (Weighted U.S. Average) | Nitrous Oxide | 0.023 | 0 | C
311221 | 1005479 | 2023 |  | GP- SD | Natural Gas (Weighted U.S. Average) | Nitrous Oxide (Co2 eq) | 6.9 | 0 | C
311221 | 1005479 | 2023 |  | GP- SFD RSP | Natural Gas (Weighted U.S. Average) | Carbon Dioxide Biogenic | 0 | 0 | C
311221 | 1005479 | 2023 |  | GP- SFD RSP | Natural Gas (Weighted U.S. Average) | Carbon Dioxide Non-Biogenic | 13879.7 | 0 | C
311221 | 1005479 | 2023 |  | GP- SFD RSP | Natural Gas (Weighted U.S. Average) | Carbon Dioxide Total | 13879.7 | 0 | C
311221 | 1005479 | 2023 |  | GP- SFD RSP | Natural Gas (Weighted U.S. Average) | Methane | 0.26 | 0 | C
311221 | 1005479 | 2023 |  | GP- SFD RSP | Natural Gas (Weighted U.S. Average) | Methane (Co2 eq) | 6.5 | 0 | C
311221 | 1005479 | 2023 |  | GP- SFD RSP | Natural Gas (Weighted U.S. Average) | Nitrous Oxide | 0.026 | 0 | C
311221 | 1005479 | 2023 |  | GP- SFD RSP | Natural Gas (Weighted U.S. Average) | Nitrous Oxide (Co2 eq) | 7.8 | 0 | C
311221 | 1005479 | 2023 |  | GP-BPD | Natural Gas (Weighted U.S. Average) | Carbon Dioxide Biogenic | 0 | 0 | C
311221 | 1005479 | 2023 |  | GP-BPD | Natural Gas (Weighted U.S. Average) | Carbon Dioxide Non-Biogenic | 19592.6 | 0 | C
311221 | 1005479 | 2023 |  | GP-BPD | Natural Gas (Weighted U.S. Average) | Carbon Dioxide Total | 19592.6 | 0 | C
311221 | 1005479 | 2023 |  | GP-BPD | Natural Gas (Weighted U.S. Average) | Methane | 0.37 | 0 | C
311221 | 1005479 | 2023 |  | GP-BPD | Natural Gas (Weighted U.S. Average) | Methane (Co2 eq) | 9.2 | 0 | C
311221 | 1005479 | 2023 |  | GP-BPD | Natural Gas (Weighted U.S. Average) | Nitrous Oxide | 0.037 | 0 | C
311221 | 1005479 | 2023 |  | GP-BPD | Natural Gas (Weighted U.S. Average) | Nitrous Oxide (Co2 eq) | 11 | 0 | C
311221 | 1005479 | 2023 |  | GP-Emergency Fire Pump Engines | Distillate Fuel Oil No. 2 | Carbon Dioxide Biogenic | 0 | 2742.18 | C
311221 | 1005479 | 2023 |  | GP-Emergency Fire Pump Engines | Distillate Fuel Oil No. 2 | Carbon Dioxide Non-Biogenic | 28 | 2742.18 | C
311221 | 1005479 | 2023 |  | GP-Emergency Fire Pump Engines | Distillate Fuel Oil No. 2 | Carbon Dioxide Total | 28 | 2742.18 | C
311221 | 1005479 | 2023 |  | GP-Emergency Fire Pump Engines | Distillate Fuel Oil No. 2 | Methane | 0 | 2742.18 | C
311221 | 1005479 | 2023 |  | GP-Emergency Fire Pump Engines | Distillate Fuel Oil No. 2 | Methane (Co2 eq) | 0 | 2742.18 | C
311221 | 1005479 | 2023 |  | GP-Emergency Fire Pump Engines | Distillate Fuel Oil No. 2 | Nitrous Oxide | 0 | 2742.18 | C
311221 | 1005479 | 2023 |  | GP-Emergency Fire Pump Engines | Distillate Fuel Oil No. 2 | Nitrous Oxide (Co2 eq) | 0.1 | 2742.18 | C
311221 | 1005479 | 2023 |  | GP-Portable Heaters | Distillate Fuel Oil No. 2 | Carbon Dioxide Biogenic | 0 | 1694.6 | C
311221 | 1005479 | 2023 |  | GP-Portable Heaters | Distillate Fuel Oil No. 2 | Carbon Dioxide Non-Biogenic | 17.3 | 1694.6 | C
311221 | 1005479 | 2023 |  | GP-Portable Heaters | Distillate Fuel Oil No. 2 | Carbon Dioxide Total | 17.3 | 1694.6 | C
311221 | 1005479 | 2023 |  | GP-Portable Heaters | Distillate Fuel Oil No. 2 | Methane | 0 | 1694.6 | C
311221 | 1005479 | 2023 |  | GP-Portable Heaters | Distillate Fuel Oil No. 2 | Methane (Co2 eq) | 0 | 1694.6 | C
311221 | 1005479 | 2023 |  | GP-Portable Heaters | Distillate Fuel Oil No. 2 | Nitrous Oxide | 0 | 1694.6 | C
311221 | 1005479 | 2023 |  | GP-Portable Heaters | Distillate Fuel Oil No. 2 | Nitrous Oxide (Co2 eq) | 0 | 1694.6 | C
311221 | 1005479 | 2023 |  | GP-Portable Heaters | Kerosene | Carbon Dioxide Biogenic | 0 | 1129.7 | C
311221 | 1005479 | 2023 |  | GP-Portable Heaters | Kerosene | Carbon Dioxide Non-Biogenic | 11.5 | 1129.7 | C
311221 | 1005479 | 2023 |  | GP-Portable Heaters | Kerosene | Carbon Dioxide Total | 11.5 | 1129.7 | C
311221 | 1005479 | 2023 |  | GP-Portable Heaters | Kerosene | Methane | 0 | 1129.7 | C
311221 | 1005479 | 2023 |  | GP-Portable Heaters | Kerosene | Methane (Co2 eq) | 0 | 1129.7 | C
311221 | 1005479 | 2023 |  | GP-Portable Heaters | Kerosene | Nitrous Oxide | 0 | 1129.7 | C
311221 | 1005479 | 2023 |  | GP-Portable Heaters | Kerosene | Nitrous Oxide (Co2 eq) | 0 | 1129.7 | C
311221 | 1005479 | 2023 |  | GP-SFD PA | Natural Gas (Weighted U.S. Average) | Carbon Dioxide Biogenic | 0 | 0 | C
311221 | 1005479 | 2023 |  | GP-SFD PA | Natural Gas (Weighted U.S. Average) | Carbon Dioxide Non-Biogenic | 14073.6 | 0 | C
311221 | 1005479 | 2023 |  | GP-SFD PA | Natural Gas (Weighted U.S. Average) | Carbon Dioxide Total | 14073.6 | 0 | C
311221 | 1005479 | 2023 |  | GP-SFD PA | Natural Gas (Weighted U.S. Average) | Methane | 0.27 | 0 | C
311221 | 1005479 | 2023 |  | GP-SFD PA | Natural Gas (Weighted U.S. Average) | Methane (Co2 eq) | 6.6 | 0 | C
311221 | 1005479 | 2023 |  | GP-SFD PA | Natural Gas (Weighted U.S. Average) | Nitrous Oxide | 0.027 | 0 | C
311221 | 1005479 | 2023 |  | GP-SFD PA | Natural Gas (Weighted U.S. Average) | Nitrous Oxide (Co2 eq) | 7.9 | 0 | C
325311 | 1005502 | 2023 |  | Ammonia Plant |  | Carbon Dioxide | 457458.9 |  | G
325311 | 1005502 | 2023 |  | GP-1 | Natural Gas (Weighted U.S. Average) | Carbon Dioxide Biogenic | 0 | 0 | C
325311 | 1005502 | 2023 |  | GP-1 | Natural Gas (Weighted U.S. Average) | Carbon Dioxide Non-Biogenic | 95220.3 | 0 | C
325311 | 1005502 | 2023 |  | GP-1 | Natural Gas (Weighted U.S. Average) | Carbon Dioxide Total | 95220.3 | 0 | C
325311 | 1005502 | 2023 |  | GP-1 | Natural Gas (Weighted U.S. Average) | Methane | 1.79 | 0 | C
325311 | 1005502 | 2023 |  | GP-1 | Natural Gas (Weighted U.S. Average) | Methane (Co2 eq) | 44.9 | 0 | C
325311 | 1005502 | 2023 |  | GP-1 | Natural Gas (Weighted U.S. Average) | Nitrous Oxide | 0.179 | 0 | C
325311 | 1005502 | 2023 |  | GP-1 | Natural Gas (Weighted U.S. Average) | Nitrous Oxide (Co2 eq) | 53.5 | 0 | C
325311 | 1005502 | 2023 | PRH (Process Heater) | R-1 | Natural Gas (Weighted U.S. Average) | Carbon Dioxide Biogenic | 0 | 0 | C
325311 | 1005502 | 2023 | PRH (Process Heater) | R-1 | Natural Gas (Weighted U.S. Average) | Carbon Dioxide Non-Biogenic | 184814.9 | 0 | C
325311 | 1005502 | 2023 | PRH (Process Heater) | R-1 | Natural Gas (Weighted U.S. Average) | Carbon Dioxide Total | 184814.9 | 0 | C
325311 | 1005502 | 2023 | PRH (Process Heater) | R-1 | Natural Gas (Weighted U.S. Average) | Methane | 3.48 | 0 | C
325311 | 1005502 | 2023 | PRH (Process Heater) | R-1 | Natural Gas (Weighted U.S. Average) | Methane (Co2 eq) | 87.1 | 0 | C
325311 | 1005502 | 2023 | PRH (Process Heater) | R-1 | Natural Gas (Weighted U.S. Average) | Nitrous Oxide | 0.348 | 0 | C
325311 | 1005502 | 2023 | PRH (Process Heater) | R-1 | Natural Gas (Weighted U.S. Average) | Nitrous Oxide (Co2 eq) | 103.8 | 0 | C
325311 | 1005502 | 2023 |  | Tower 1 |  | Nitrous Oxide | 182.79 |  | V
325311 | 1005502 | 2023 |  | Tower 2 |  | Nitrous Oxide | 51.55 |  | V
311942 | 1005513 | 2023 | OB (Boiler, other) | U-BLR01 | Natural Gas (Weighted U.S. Average) | Carbon Dioxide Biogenic | 0 | 0 | C
311942 | 1005513 | 2023 | OB (Boiler, other) | U-BLR01 | Natural Gas (Weighted U.S. Average) | Carbon Dioxide Non-Biogenic | 47887.6 | 0 | C
311942 | 1005513 | 2023 | OB (Boiler, other) | U-BLR01 | Natural Gas (Weighted U.S. Average) | Carbon Dioxide Total | 47887.6 | 0 | C
311942 | 1005513 | 2023 | OB (Boiler, other) | U-BLR01 | Natural Gas (Weighted U.S. Average) | Methane | 0.9 | 0 | C
311942 | 1005513 | 2023 | OB (Boiler, other) | U-BLR01 | Natural Gas (Weighted U.S. Average) | Methane (Co2 eq) | 22.6 | 0 | C
311942 | 1005513 | 2023 | OB (Boiler, other) | U-BLR01 | Natural Gas (Weighted U.S. Average) | Nitrous Oxide | 0.09 | 0 | C
311942 | 1005513 | 2023 | OB (Boiler, other) | U-BLR01 | Natural Gas (Weighted U.S. Average) | Nitrous Oxide (Co2 eq) | 26.9 | 0 | C
311423 | 1005517 | 2023 |  | CP-1 | Natural Gas (Weighted U.S. Average) | Carbon Dioxide Biogenic | 0 | 0 | C
311423 | 1005517 | 2023 |  | CP-1 | Natural Gas (Weighted U.S. Average) | Carbon Dioxide Non-Biogenic | 49080.9 | 0 | C
311423 | 1005517 | 2023 |  | CP-1 | Natural Gas (Weighted U.S. Average) | Carbon Dioxide Total | 49080.9 | 0 | C
311423 | 1005517 | 2023 |  | CP-1 | Natural Gas (Weighted U.S. Average) | Methane | 0.93 | 0 | C
311423 | 1005517 | 2023 |  | CP-1 | Natural Gas (Weighted U.S. Average) | Methane (Co2 eq) | 23.1 | 0 | C
311423 | 1005517 | 2023 |  | CP-1 | Natural Gas (Weighted U.S. Average) | Nitrous Oxide | 0.093 | 0 | C
311423 | 1005517 | 2023 |  | CP-1 | Natural Gas (Weighted U.S. Average) | Nitrous Oxide (Co2 eq) | 27.6 | 0 | C
311423 | 1005517 | 2023 |  | CP-2 | Natural Gas (Weighted U.S. Average) | Carbon Dioxide Biogenic | 0 | 0 | C
311423 | 1005517 | 2023 |  | CP-2 | Natural Gas (Weighted U.S. Average) | Carbon Dioxide Non-Biogenic | 5963.1 | 0 | C
311423 | 1005517 | 2023 |  | CP-2 | Natural Gas (Weighted U.S. Average) | Carbon Dioxide Total | 5963.1 | 0 | C
311423 | 1005517 | 2023 |  | CP-2 | Natural Gas (Weighted U.S. Average) | Methane | 0.11 | 0 | C
311423 | 1005517 | 2023 |  | CP-2 | Natural Gas (Weighted U.S. Average) | Methane (Co2 eq) | 2.8 | 0 | C
311423 | 1005517 | 2023 |  | CP-2 | Natural Gas (Weighted U.S. Average) | Nitrous Oxide | 0.011 | 0 | C
311423 | 1005517 | 2023 |  | CP-2 | Natural Gas (Weighted U.S. Average) | Nitrous Oxide (Co2 eq) | 3.3 | 0 | C
311423 | 1005517 | 2023 | HWH (Heater, hot water) | Comfort/HW Heaters | Natural Gas (Weighted U.S. Average) | Carbon Dioxide Biogenic | 0 | 0 | C
311423 | 1005517 | 2023 | HWH (Heater, hot water) | Comfort/HW Heaters | Natural Gas (Weighted U.S. Average) | Carbon Dioxide Non-Biogenic | 232.4 | 0 | C
311423 | 1005517 | 2023 | HWH (Heater, hot water) | Comfort/HW Heaters | Natural Gas (Weighted U.S. Average) | Carbon Dioxide Total | 232.4 | 0 | C
311423 | 1005517 | 2023 | HWH (Heater, hot water) | Comfort/HW Heaters | Natural Gas (Weighted U.S. Average) | Methane | 0 | 0 | C
311423 | 1005517 | 2023 | HWH (Heater, hot water) | Comfort/HW Heaters | Natural Gas (Weighted U.S. Average) | Methane (Co2 eq) | 0.1 | 0 | C
311423 | 1005517 | 2023 | HWH (Heater, hot water) | Comfort/HW Heaters | Natural Gas (Weighted U.S. Average) | Nitrous Oxide | 0 | 0 | C
311423 | 1005517 | 2023 | HWH (Heater, hot water) | Comfort/HW Heaters | Natural Gas (Weighted U.S. Average) | Nitrous Oxide (Co2 eq) | 0.1 | 0 | C
311611 | 1005520 | 2023 |  | CP- Air Compressor | Distillate Fuel Oil No. 2 | Carbon Dioxide Biogenic | 0 | 7290.6 | C
311611 | 1005520 | 2023 |  | CP- Air Compressor | Distillate Fuel Oil No. 2 | Carbon Dioxide Non-Biogenic | 74.4 | 7290.6 | C
311611 | 1005520 | 2023 |  | CP- Air Compressor | Distillate Fuel Oil No. 2 | Carbon Dioxide Total | 74.4 | 7290.6 | C
311611 | 1005520 | 2023 |  | CP- Air Compressor | Distillate Fuel Oil No. 2 | Methane | 0 | 7290.6 | C
311611 | 1005520 | 2023 |  | CP- Air Compressor | Distillate Fuel Oil No. 2 | Methane (Co2 eq) | 0.1 | 7290.6 | C
311611 | 1005520 | 2023 |  | CP- Air Compressor | Distillate Fuel Oil No. 2 | Nitrous Oxide | 0.001 | 7290.6 | C
311611 | 1005520 | 2023 |  | CP- Air Compressor | Distillate Fuel Oil No. 2 | Nitrous Oxide (Co2 eq) | 0.2 | 7290.6 | C
311611 | 1005520 | 2023 |  | CP-Boiler #5 | Natural Gas (Weighted U.S. Average) | Carbon Dioxide Biogenic | 0 | 0 | C
311611 | 1005520 | 2023 |  | CP-Boiler #5 | Natural Gas (Weighted U.S. Average) | Carbon Dioxide Non-Biogenic | 30174.1 | 0 | C
311611 | 1005520 | 2023 |  | CP-Boiler #5 | Natural Gas (Weighted U.S. Average) | Carbon Dioxide Total | 30174.1 | 0 | C
311611 | 1005520 | 2023 |  | CP-Boiler #5 | Natural Gas (Weighted U.S. Average) | Methane | 0.57 | 0 | C
311611 | 1005520 | 2023 |  | CP-Boiler #5 | Natural Gas (Weighted U.S. Average) | Methane (Co2 eq) | 14.2 | 0 | C
311611 | 1005520 | 2023 |  | CP-Boiler #5 | Natural Gas (Weighted U.S. Average) | Nitrous Oxide | 0.057 | 0 | C
311611 | 1005520 | 2023 |  | CP-Boiler #5 | Natural Gas (Weighted U.S. Average) | Nitrous Oxide (Co2 eq) | 16.9 | 0 | C
325199 | 1005523 | 2023 |  | GP-Stack | Natural Gas (Weighted U.S. Average) | Carbon Dioxide Biogenic | 0 | 0 | C
325199 | 1005523 | 2023 |  | GP-Stack | Natural Gas (Weighted U.S. Average) | Carbon Dioxide Non-Biogenic | 10001.7 | 0 | C
325199 | 1005523 | 2023 |  | GP-Stack | Natural Gas (Weighted U.S. Average) | Carbon Dioxide Total | 10001.7 | 0 | C
325199 | 1005523 | 2023 |  | GP-Stack | Natural Gas (Weighted U.S. Average) | Methane | 0.19 | 0 | C
325199 | 1005523 | 2023 |  | GP-Stack | Natural Gas (Weighted U.S. Average) | Methane (Co2 eq) | 4.7 | 0 | C
325199 | 1005523 | 2023 |  | GP-Stack | Natural Gas (Weighted U.S. Average) | Nitrous Oxide | 0.019 | 0 | C
325199 | 1005523 | 2023 |  | GP-Stack | Natural Gas (Weighted U.S. Average) | Nitrous Oxide (Co2 eq) | 5.6 | 0 | C
325193 | 1005526 | 2023 |  | GP-01 | Natural Gas (Weighted U.S. Average) | Carbon Dioxide Biogenic | 0 | 0 | C
325193 | 1005526 | 2023 |  | GP-01 | Natural Gas (Weighted U.S. Average) | Carbon Dioxide Non-Biogenic | 159343.1 | 0 | C
325193 | 1005526 | 2023 |  | GP-01 | Natural Gas (Weighted U.S. Average) | Carbon Dioxide Total | 159343.1 | 0 | C
325193 | 1005526 | 2023 |  | GP-01 | Natural Gas (Weighted U.S. Average) | Methane | 3 | 0 | C
325193 | 1005526 | 2023 |  | GP-01 | Natural Gas (Weighted U.S. Average) | Methane (Co2 eq) | 75.1 | 0 | C
325193 | 1005526 | 2023 |  | GP-01 | Natural Gas (Weighted U.S. Average) | Nitrous Oxide | 0.3 | 0 | C
325193 | 1005526 | 2023 |  | GP-01 | Natural Gas (Weighted U.S. Average) | Nitrous Oxide (Co2 eq) | 89.5 | 0 | C
325180 | 1005537 | 2023 |  | GP-NG Combustion Sources | Natural Gas (Weighted U.S. Average) | Carbon Dioxide Biogenic | 0 | 0 | C
325180 | 1005537 | 2023 |  | GP-NG Combustion Sources | Natural Gas (Weighted U.S. Average) | Carbon Dioxide Non-Biogenic | 1404.8 | 0 | C
325180 | 1005537 | 2023 |  | GP-NG Combustion Sources | Natural Gas (Weighted U.S. Average) | Carbon Dioxide Total | 1404.8 | 0 | C
325180 | 1005537 | 2023 |  | GP-NG Combustion Sources | Natural Gas (Weighted U.S. Average) | Methane | 0.03 | 0 | C
325180 | 1005537 | 2023 |  | GP-NG Combustion Sources | Natural Gas (Weighted U.S. Average) | Methane (Co2 eq) | 0.7 | 0 | C
325180 | 1005537 | 2023 |  | GP-NG Combustion Sources | Natural Gas (Weighted U.S. Average) | Nitrous Oxide | 0.003 | 0 | C
325180 | 1005537 | 2023 |  | GP-NG Combustion Sources | Natural Gas (Weighted U.S. Average) | Nitrous Oxide (Co2 eq) | 0.8 | 0 | C
325180 | 1005537 | 2023 | FLR (Flare) | U8 Acetylene Flare | Fuel Gas | Carbon Dioxide Biogenic | 0 | 1301217 | C
325180 | 1005537 | 2023 | FLR (Flare) | U8 Acetylene Flare | Fuel Gas | Carbon Dioxide Non-Biogenic | 134.9 | 1301217 | C
325180 | 1005537 | 2023 | FLR (Flare) | U8 Acetylene Flare | Fuel Gas | Carbon Dioxide Total | 134.9 | 1301217 | C
325180 | 1005537 | 2023 | FLR (Flare) | U8 Acetylene Flare | Fuel Gas | Methane | 0.01 | 1301217 | C
325180 | 1005537 | 2023 | FLR (Flare) | U8 Acetylene Flare | Fuel Gas | Methane (Co2 eq) | 0.1 | 1301217 | C
325180 | 1005537 | 2023 | FLR (Flare) | U8 Acetylene Flare | Fuel Gas | Nitrous Oxide | 0.001 | 1301217 | C
325180 | 1005537 | 2023 | FLR (Flare) | U8 Acetylene Flare | Fuel Gas | Nitrous Oxide (Co2 eq) | 0.3 | 1301217 | C
325110 | 1005564 | 2023 |  | GP-ALL | Natural Gas (Weighted U.S. Average) | Carbon Dioxide Biogenic | 0 | 3069703000 | C
325110 | 1005564 | 2023 |  | GP-ALL | Natural Gas (Weighted U.S. Average) | Carbon Dioxide Non-Biogenic | 166015.4 | 3069703000 | C
325110 | 1005564 | 2023 |  | GP-ALL | Natural Gas (Weighted U.S. Average) | Carbon Dioxide Total | 166015.4 | 3069703000 | C
325110 | 1005564 | 2023 |  | GP-ALL | Natural Gas (Weighted U.S. Average) | Methane | 3.13 | 3069703000 | C
325110 | 1005564 | 2023 |  | GP-ALL | Natural Gas (Weighted U.S. Average) | Methane (Co2 eq) | 78.2 | 3069703000 | C
325110 | 1005564 | 2023 |  | GP-ALL | Natural Gas (Weighted U.S. Average) | Nitrous Oxide | 0.313 | 3069703000 | C
325110 | 1005564 | 2023 |  | GP-ALL | Natural Gas (Weighted U.S. Average) | Nitrous Oxide (Co2 eq) | 93.2 | 3069703000 | C
325414 | 1005577 | 2023 |  | GP-CogenNeb | Natural Gas (Weighted U.S. Average) | Carbon Dioxide Biogenic | 0 | 896250800 | C
325414 | 1005577 | 2023 |  | GP-CogenNeb | Natural Gas (Weighted U.S. Average) | Carbon Dioxide Non-Biogenic | 49677.2 | 896250800 | C
325414 | 1005577 | 2023 |  | GP-CogenNeb | Natural Gas (Weighted U.S. Average) | Carbon Dioxide Total | 49677.2 | 896250800 | C
325414 | 1005577 | 2023 |  | GP-CogenNeb | Natural Gas (Weighted U.S. Average) | Methane | 0.94 | 896250800 | C
325414 | 1005577 | 2023 |  | GP-CogenNeb | Natural Gas (Weighted U.S. Average) | Methane (Co2 eq) | 23.4 | 896250800 | C
325414 | 1005577 | 2023 |  | GP-CogenNeb | Natural Gas (Weighted U.S. Average) | Nitrous Oxide | 0.094 | 896250800 | C
325414 | 1005577 | 2023 |  | GP-CogenNeb | Natural Gas (Weighted U.S. Average) | Nitrous Oxide (Co2 eq) | 27.9 | 896250800 | C
322130 | 1005579 | 2023 |  | GP-01 | Distillate Fuel Oil No. 2 | Carbon Dioxide Biogenic | 0 | 0 | C
322130 | 1005579 | 2023 |  | GP-01 | Distillate Fuel Oil No. 2 | Carbon Dioxide Non-Biogenic | 0 | 0 | C
322130 | 1005579 | 2023 |  | GP-01 | Distillate Fuel Oil No. 2 | Carbon Dioxide Total | 0 | 0 | C
322130 | 1005579 | 2023 |  | GP-01 | Distillate Fuel Oil No. 2 | Methane | 0 | 0 | C
322130 | 1005579 | 2023 |  | GP-01 | Distillate Fuel Oil No. 2 | Methane (Co2 eq) | 0 | 0 | C
322130 | 1005579 | 2023 |  | GP-01 | Distillate Fuel Oil No. 2 | Nitrous Oxide | 0 | 0 | C
322130 | 1005579 | 2023 |  | GP-01 | Distillate Fuel Oil No. 2 | Nitrous Oxide (Co2 eq) | 0 | 0 | C
322130 | 1005579 | 2023 | Pulp Mill Lime Kiln | No. 1 Lime Kiln |  | Carbon Dioxide Biogenic (Spent Liquor) | 0 |  | AA
322130 | 1005579 | 2023 | Pulp Mill Lime Kiln | No. 1 Lime Kiln |  | Carbon Dioxide Non-Biogenic | 27618.8 |  | AA
322130 | 1005579 | 2023 | Pulp Mill Lime Kiln | No. 1 Lime Kiln |  | Methane | 1.41 |  | AA
322130 | 1005579 | 2023 | Pulp Mill Lime Kiln | No. 1 Lime Kiln |  | Methane Spent Liquor | 0 |  | AA
322130 | 1005579 | 2023 | Pulp Mill Lime Kiln | No. 1 Lime Kiln |  | Nitrous Oxide | 0 |  | AA
322130 | 1005579 | 2023 | Pulp Mill Lime Kiln | No. 1 Lime Kiln |  | Nitrous Oxide Spent Liquor | 0 |  | AA
322130 | 1005579 | 2023 | Pulp Mill Lime Kiln | No. 2 Lime Kiln |  | Carbon Dioxide Biogenic (Spent Liquor) | 0 |  | AA
322130 | 1005579 | 2023 | Pulp Mill Lime Kiln | No. 2 Lime Kiln |  | Carbon Dioxide Non-Biogenic | 21699.2 |  | AA
322130 | 1005579 | 2023 | Pulp Mill Lime Kiln | No. 2 Lime Kiln |  | Methane | 1.1 |  | AA
322130 | 1005579 | 2023 | Pulp Mill Lime Kiln | No. 2 Lime Kiln |  | Methane Spent Liquor | 0 |  | AA
322130 | 1005579 | 2023 | Pulp Mill Lime Kiln | No. 2 Lime Kiln |  | Nitrous Oxide | 0 |  | AA
322130 | 1005579 | 2023 | Pulp Mill Lime Kiln | No. 2 Lime Kiln |  | Nitrous Oxide Spent Liquor | 0 |  | AA
322130 | 1005579 | 2023 | Chemical Recovery Furnace | No. 4 Recovery Furnace |  | Carbon Dioxide Biogenic (Spent Liquor) | 328143.3 |  | AA | [9 empty] | 48 | 1977 | ALSTOM | 2.7 |  | 2 | D | 1250 | 1200 | 900
322130 | 1005579 | 2023 | Chemical Recovery Furnace | No. 4 Recovery Furnace |  | Carbon Dioxide Non-Biogenic | 26795.6 |  | AA | [9 empty] | 48 | 1977 | ALSTOM | 2.7 |  | 2 | D | 1250 | 1200 | 900
322130 | 1005579 | 2023 | Chemical Recovery Furnace | No. 4 Recovery Furnace |  | Methane | 0.51 |  | AA | [9 empty] | 48 | 1977 | ALSTOM | 2.7 |  | 2 | D | 1250 | 1200 | 900
322130 | 1005579 | 2023 | Chemical Recovery Furnace | No. 4 Recovery Furnace |  | Methane Spent Liquor | 6.6 |  | AA | [9 empty] | 48 | 1977 | ALSTOM | 2.7 |  | 2 | D | 1250 | 1200 | 900
322130 | 1005579 | 2023 | Chemical Recovery Furnace | No. 4 Recovery Furnace |  | Nitrous Oxide | 0.051 |  | AA | [9 empty] | 48 | 1977 | ALSTOM | 2.7 |  | 2 | D | 1250 | 1200 | 900
322130 | 1005579 | 2023 | Chemical Recovery Furnace | No. 4 Recovery Furnace |  | Nitrous Oxide Spent Liquor | 1.46 |  | AA | [9 empty] | 48 | 1977 | ALSTOM | 2.7 |  | 2 | D | 1250 | 1200 | 900
322130 | 1005579 | 2023 | Chemical Recovery Furnace | No. 5 Recovery Furnace |  | Carbon Dioxide Biogenic (Spent Liquor) | 681263.6 |  | AA | [9 empty] | 33 | 1992 | B&W | 3 |  | 1 | SR | 1450 | 1225
322130 | 1005579 | 2023 | Chemical Recovery Furnace | No. 5 Recovery Furnace |  | Carbon Dioxide Non-Biogenic | 35283.9 |  | AA | [9 empty] | 33 | 1992 | B&W | 3 |  | 1 | SR | 1450 | 1225
322130 | 1005579 | 2023 | Chemical Recovery Furnace | No. 5 Recovery Furnace |  | Methane | 0.67 |  | AA | [9 empty] | 33 | 1992 | B&W | 3 |  | 1 | SR | 1450 | 1225
322130 | 1005579 | 2023 | Chemical Recovery Furnace | No. 5 Recovery Furnace |  | Methane Spent Liquor | 13.82 |  | AA | [9 empty] | 33 | 1992 | B&W | 3 |  | 1 | SR | 1450 | 1225
322130 | 1005579 | 2023 | Chemical Recovery Furnace | No. 5 Recovery Furnace |  | Nitrous Oxide | 0.068 |  | AA | [9 empty] | 33 | 1992 | B&W | 3 |  | 1 | SR | 1450 | 1225
322130 | 1005579 | 2023 | Chemical Recovery Furnace | No. 5 Recovery Furnace |  | Nitrous Oxide Spent Liquor | 3.054 |  | AA | [9 empty] | 33 | 1992 | B&W | 3 |  | 1 | SR | 1450 | 1225
322130 | 1005579 | 2023 | OB (Boiler, other) | PB-11 | Natural Gas (Weighted U.S. Average) | Carbon Dioxide Biogenic | 0 | 0 | C
322130 | 1005579 | 2023 | OB (Boiler, other) | PB-11 | Natural Gas (Weighted U.S. Average) | Carbon Dioxide Non-Biogenic | 3195.4 | 0 | C
322130 | 1005579 | 2023 | OB (Boiler, other) | PB-11 | Natural Gas (Weighted U.S. Average) | Carbon Dioxide Total | 3195.4 | 0 | C
322130 | 1005579 | 2023 | OB (Boiler, other) | PB-11 | Natural Gas (Weighted U.S. Average) | Methane | 0.06 | 0 | C
322130 | 1005579 | 2023 | OB (Boiler, other) | PB-11 | Natural Gas (Weighted U.S. Average) | Methane (Co2 eq) | 1.5 | 0 | C
322130 | 1005579 | 2023 | OB (Boiler, other) | PB-11 | Natural Gas (Weighted U.S. Average) | Nitrous Oxide | 0.006 | 0 | C
322130 | 1005579 | 2023 | OB (Boiler, other) | PB-11 | Natural Gas (Weighted U.S. Average) | Nitrous Oxide (Co2 eq) | 1.8 | 0 | C
322130 | 1005579 | 2023 | S (Stoker Boiler) | PB10 | Distillate Fuel Oil No. 2 | Carbon Dioxide Biogenic | 0 | 0 | C
322130 | 1005579 | 2023 | S (Stoker Boiler) | PB10 | Distillate Fuel Oil No. 2 | Carbon Dioxide Non-Biogenic | 0 | 0 | C
322130 | 1005579 | 2023 | S (Stoker Boiler) | PB10 | Distillate Fuel Oil No. 2 | Carbon Dioxide Total | 0 | 0 | C
322130 | 1005579 | 2023 | S (Stoker Boiler) | PB10 | Distillate Fuel Oil No. 2 | Methane | 0 | 0 | C
322130 | 1005579 | 2023 | S (Stoker Boiler) | PB10 | Distillate Fuel Oil No. 2 | Methane (Co2 eq) | 0 | 0 | C
322130 | 1005579 | 2023 | S (Stoker Boiler) | PB10 | Distillate Fuel Oil No. 2 | Nitrous Oxide | 0 | 0 | C
322130 | 1005579 | 2023 | S (Stoker Boiler) | PB10 | Distillate Fuel Oil No. 2 | Nitrous Oxide (Co2 eq) | 0 | 0 | C
322130 | 1005579 | 2023 | S (Stoker Boiler) | PB10 | Natural Gas (Weighted U.S. Average) | Carbon Dioxide Biogenic | 0 | 0 | C
322130 | 1005579 | 2023 | S (Stoker Boiler) | PB10 | Natural Gas (Weighted U.S. Average) | Carbon Dioxide Non-Biogenic | 0 | 0 | C
322130 | 1005579 | 2023 | S (Stoker Boiler) | PB10 | Natural Gas (Weighted U.S. Average) | Carbon Dioxide Total | 0 | 0 | C
322130 | 1005579 | 2023 | S (Stoker Boiler) | PB10 | Natural Gas (Weighted U.S. Average) | Methane | 1.65 | 0 | C
322130 | 1005579 | 2023 | S (Stoker Boiler) | PB10 | Natural Gas (Weighted U.S. Average) | Methane (Co2 eq) | 41.2 | 0 | C
322130 | 1005579 | 2023 | S (Stoker Boiler) | PB10 | Natural Gas (Weighted U.S. Average) | Nitrous Oxide | 0.165 | 0 | C
322130 | 1005579 | 2023 | S (Stoker Boiler) | PB10 | Natural Gas (Weighted U.S. Average) | Nitrous Oxide (Co2 eq) | 49.1 | 0 | C
322130 | 1005579 | 2023 | S (Stoker Boiler) | PB10 | Residual Fuel Oil No. 6 | Carbon Dioxide Biogenic | 0 | 0 | C
322130 | 1005579 | 2023 | S (Stoker Boiler) | PB10 | Residual Fuel Oil No. 6 | Carbon Dioxide Non-Biogenic | 0 | 0 | C
322130 | 1005579 | 2023 | S (Stoker Boiler) | PB10 | Residual Fuel Oil No. 6 | Carbon Dioxide Total | 0 | 0 | C
322130 | 1005579 | 2023 | S (Stoker Boiler) | PB10 | Residual Fuel Oil No. 6 | Methane | 0 | 0 | C
322130 | 1005579 | 2023 | S (Stoker Boiler) | PB10 | Residual Fuel Oil No. 6 | Methane (Co2 eq) | 0 | 0 | C
322130 | 1005579 | 2023 | S (Stoker Boiler) | PB10 | Residual Fuel Oil No. 6 | Nitrous Oxide | 0 | 0 | C
322130 | 1005579 | 2023 | S (Stoker Boiler) | PB10 | Residual Fuel Oil No. 6 | Nitrous Oxide (Co2 eq) | 0 | 0 | C
322130 | 1005579 | 2023 | S (Stoker Boiler) | PB10 | Wood and Wood Residuals (dry basis) | Carbon Dioxide Biogenic | 0 | 0 | C
322130 | 1005579 | 2023 | S (Stoker Boiler) | PB10 | Wood and Wood Residuals (dry basis) | Carbon Dioxide Non-Biogenic | 0 | 0 | C
322130 | 1005579 | 2023 | S (Stoker Boiler) | PB10 | Wood and Wood Residuals (dry basis) | Carbon Dioxide Total | 0 | 0 | C
322130 | 1005579 | 2023 | S (Stoker Boiler) | PB10 | Wood and Wood Residuals (dry basis) | Methane | 22.09 | 0 | C
322130 | 1005579 | 2023 | S (Stoker Boiler) | PB10 | Wood and Wood Residuals (dry basis) | Methane (Co2 eq) | 552.2 | 0 | C
322130 | 1005579 | 2023 | S (Stoker Boiler) | PB10 | Wood and Wood Residuals (dry basis) | Nitrous Oxide | 11.044 | 0 | C
322130 | 1005579 | 2023 | S (Stoker Boiler) | PB10 | Wood and Wood Residuals (dry basis) | Nitrous Oxide (Co2 eq) | 3291.1 | 0 | C
322130 | 1005579 | 2023 | PCT (Pulverized coal, tangentially-fired) | PB8 | Bituminous | Carbon Dioxide Biogenic | 0 | 0 | C
322130 | 1005579 | 2023 | PCT (Pulverized coal, tangentially-fired) | PB8 | Bituminous | Carbon Dioxide Non-Biogenic | 0 | 0 | C
322130 | 1005579 | 2023 | PCT (Pulverized coal, tangentially-fired) | PB8 | Bituminous | Carbon Dioxide Total | 0 | 0 | C
322130 | 1005579 | 2023 | PCT (Pulverized coal, tangentially-fired) | PB8 | Bituminous | Methane | 4.72 | 0 | C
322130 | 1005579 | 2023 | PCT (Pulverized coal, tangentially-fired) | PB8 | Bituminous | Methane (Co2 eq) | 117.9 | 0 | C
322130 | 1005579 | 2023 | PCT (Pulverized coal, tangentially-fired) | PB8 | Bituminous | Nitrous Oxide | 0.686 | 0 | C
322130 | 1005579 | 2023 | PCT (Pulverized coal, tangentially-fired) | PB8 | Bituminous | Nitrous Oxide (Co2 eq) | 204.4 | 0 | C
322130 | 1005579 | 2023 | PCT (Pulverized coal, tangentially-fired) | PB8 | Distillate Fuel Oil No. 2 | Carbon Dioxide Biogenic | 0 | 0 | C
322130 | 1005579 | 2023 | PCT (Pulverized coal, tangentially-fired) | PB8 | Distillate Fuel Oil No. 2 | Carbon Dioxide Non-Biogenic | 0 | 0 | C
322130 | 1005579 | 2023 | PCT (Pulverized coal, tangentially-fired) | PB8 | Distillate Fuel Oil No. 2 | Carbon Dioxide Total | 0 | 0 | C
322130 | 1005579 | 2023 | PCT (Pulverized coal, tangentially-fired) | PB8 | Distillate Fuel Oil No. 2 | Methane | 0 | 0 | C
322130 | 1005579 | 2023 | PCT (Pulverized coal, tangentially-fired) | PB8 | Distillate Fuel Oil No. 2 | Methane (Co2 eq) | 0.1 | 0 | C
322130 | 1005579 | 2023 | PCT (Pulverized coal, tangentially-fired) | PB8 | Distillate Fuel Oil No. 2 | Nitrous Oxide | 0.001 | 0 | C
322130 | 1005579 | 2023 | PCT (Pulverized coal, tangentially-fired) | PB8 | Distillate Fuel Oil No. 2 | Nitrous Oxide (Co2 eq) | 0.3 | 0 | C
322130 | 1005579 | 2023 | PCT (Pulverized coal, tangentially-fired) | PB8 | Natural Gas (Weighted U.S. Average) | Carbon Dioxide Biogenic | 0 | 0 | C
322130 | 1005579 | 2023 | PCT (Pulverized coal, tangentially-fired) | PB8 | Natural Gas (Weighted U.S. Average) | Carbon Dioxide Non-Biogenic | 0 | 0 | C
322130 | 1005579 | 2023 | PCT (Pulverized coal, tangentially-fired) | PB8 | Natural Gas (Weighted U.S. Average) | Carbon Dioxide Total | 0 | 0 | C
322130 | 1005579 | 2023 | PCT (Pulverized coal, tangentially-fired) | PB8 | Natural Gas (Weighted U.S. Average) | Methane | 3.18 | 0 | C
322130 | 1005579 | 2023 | PCT (Pulverized coal, tangentially-fired) | PB8 | Natural Gas (Weighted U.S. Average) | Methane (Co2 eq) | 79.4 | 0 | C
322130 | 1005579 | 2023 | PCT (Pulverized coal, tangentially-fired) | PB8 | Natural Gas (Weighted U.S. Average) | Nitrous Oxide | 0.318 | 0 | C
322130 | 1005579 | 2023 | PCT (Pulverized coal, tangentially-fired) | PB8 | Natural Gas (Weighted U.S. Average) | Nitrous Oxide (Co2 eq) | 94.7 | 0 | C
322130 | 1005579 | 2023 | PCT (Pulverized coal, tangentially-fired) | PB8 | Residual Fuel Oil No. 6 | Carbon Dioxide Biogenic | 0 | 0 | C
322130 | 1005579 | 2023 | PCT (Pulverized coal, tangentially-fired) | PB8 | Residual Fuel Oil No. 6 | Carbon Dioxide Non-Biogenic | 0 | 0 | C
322130 | 1005579 | 2023 | PCT (Pulverized coal, tangentially-fired) | PB8 | Residual Fuel Oil No. 6 | Carbon Dioxide Total | 0 | 0 | C
322130 | 1005579 | 2023 | PCT (Pulverized coal, tangentially-fired) | PB8 | Residual Fuel Oil No. 6 | Methane | 0.01 | 0 | C
322130 | 1005579 | 2023 | PCT (Pulverized coal, tangentially-fired) | PB8 | Residual Fuel Oil No. 6 | Methane (Co2 eq) | 0.1 | 0 | C
322130 | 1005579 | 2023 | PCT (Pulverized coal, tangentially-fired) | PB8 | Residual Fuel Oil No. 6 | Nitrous Oxide | 0.001 | 0 | C
322130 | 1005579 | 2023 | PCT (Pulverized coal, tangentially-fired) | PB8 | Residual Fuel Oil No. 6 | Nitrous Oxide (Co2 eq) | 0.3 | 0 | C
325193 | 1005586 | 2023 |  | GP-STRU 1 | Natural Gas (Weighted U.S. Average) | Carbon Dioxide Biogenic | 0 | 0 | C
325193 | 1005586 | 2023 |  | GP-STRU 1 | Natural Gas (Weighted U.S. Average) | Carbon Dioxide Non-Biogenic | 81525.9 | 0 | C
325193 | 1005586 | 2023 |  | GP-STRU 1 | Natural Gas (Weighted U.S. Average) | Carbon Dioxide Total | 81525.9 | 0 | C
325193 | 1005586 | 2023 |  | GP-STRU 1 | Natural Gas (Weighted U.S. Average) | Methane | 1.54 | 0 | C
325193 | 1005586 | 2023 |  | GP-STRU 1 | Natural Gas (Weighted U.S. Average) | Methane (Co2 eq) | 38.4 | 0 | C
325193 | 1005586 | 2023 |  | GP-STRU 1 | Natural Gas (Weighted U.S. Average) | Nitrous Oxide | 0.154 | 0 | C
325193 | 1005586 | 2023 |  | GP-STRU 1 | Natural Gas (Weighted U.S. Average) | Nitrous Oxide (Co2 eq) | 45.8 | 0 | C
325199 | 1005604 | 2023 |  | CP-Natural Gas Units | Natural Gas (Weighted U.S. Average) | Carbon Dioxide Biogenic | 0 | 0 | C
325199 | 1005604 | 2023 |  | CP-Natural Gas Units | Natural Gas (Weighted U.S. Average) | Carbon Dioxide Non-Biogenic | 70932.2 | 0 | C
325199 | 1005604 | 2023 |  | CP-Natural Gas Units | Natural Gas (Weighted U.S. Average) | Carbon Dioxide Total | 70932.2 | 0 | C
325199 | 1005604 | 2023 |  | CP-Natural Gas Units | Natural Gas (Weighted U.S. Average) | Methane | 1.34 | 0 | C
325199 | 1005604 | 2023 |  | CP-Natural Gas Units | Natural Gas (Weighted U.S. Average) | Methane (Co2 eq) | 33.4 | 0 | C
325199 | 1005604 | 2023 |  | CP-Natural Gas Units | Natural Gas (Weighted U.S. Average) | Nitrous Oxide | 0.134 | 0 | C
325199 | 1005604 | 2023 |  | CP-Natural Gas Units | Natural Gas (Weighted U.S. Average) | Nitrous Oxide (Co2 eq) | 39.8 | 0 | C
325130 | 1005608 | 2023 |  | CP- Hamilton Facility | Natural Gas (Weighted U.S. Average) | Carbon Dioxide Biogenic | 0 | 0 | C
325130 | 1005608 | 2023 |  | CP- Hamilton Facility | Natural Gas (Weighted U.S. Average) | Carbon Dioxide Non-Biogenic | 145954 | 0 | C
325130 | 1005608 | 2023 |  | CP- Hamilton Facility | Natural Gas (Weighted U.S. Average) | Carbon Dioxide Total | 145954 | 0 | C
325130 | 1005608 | 2023 |  | CP- Hamilton Facility | Natural Gas (Weighted U.S. Average) | Methane | 2.75 | 0 | C
325130 | 1005608 | 2023 |  | CP- Hamilton Facility | Natural Gas (Weighted U.S. Average) | Methane (Co2 eq) | 68.8 | 0 | C
325130 | 1005608 | 2023 |  | CP- Hamilton Facility | Natural Gas (Weighted U.S. Average) | Nitrous Oxide | 0.275 | 0 | C
325130 | 1005608 | 2023 |  | CP- Hamilton Facility | Natural Gas (Weighted U.S. Average) | Nitrous Oxide (Co2 eq) | 82 | 0 | C
325212 | 1005623 | 2023 | OB (Boiler, other) | Boiler 5 | Natural Gas (Weighted U.S. Average) | Carbon Dioxide Biogenic | 0 | 512533000 | C
325212 | 1005623 | 2023 | OB (Boiler, other) | Boiler 5 | Natural Gas (Weighted U.S. Average) | Carbon Dioxide Non-Biogenic | 27902.1 | 512533000 | C
325212 | 1005623 | 2023 | OB (Boiler, other) | Boiler 5 | Natural Gas (Weighted U.S. Average) | Carbon Dioxide Total | 27902.1 | 512533000 | C
325212 | 1005623 | 2023 | OB (Boiler, other) | Boiler 5 | Natural Gas (Weighted U.S. Average) | Methane | 0.53 | 512533000 | C
325212 | 1005623 | 2023 | OB (Boiler, other) | Boiler 5 | Natural Gas (Weighted U.S. Average) | Methane (Co2 eq) | 13.1 | 512533000 | C
325212 | 1005623 | 2023 | OB (Boiler, other) | Boiler 5 | Natural Gas (Weighted U.S. Average) | Nitrous Oxide | 0.053 | 512533000 | C
325212 | 1005623 | 2023 | OB (Boiler, other) | Boiler 5 | Natural Gas (Weighted U.S. Average) | Nitrous Oxide (Co2 eq) | 15.7 | 512533000 | C
325212 | 1005623 | 2023 |  | GP- Boilers1 - 4 | Natural Gas (Weighted U.S. Average) | Carbon Dioxide Biogenic | 0 | 614847000 | C
325212 | 1005623 | 2023 |  | GP- Boilers1 - 4 | Natural Gas (Weighted U.S. Average) | Carbon Dioxide Non-Biogenic | 33472 | 614847000 | C
325212 | 1005623 | 2023 |  | GP- Boilers1 - 4 | Natural Gas (Weighted U.S. Average) | Carbon Dioxide Total | 33472 | 614847000 | C
325212 | 1005623 | 2023 |  | GP- Boilers1 - 4 | Natural Gas (Weighted U.S. Average) | Methane | 0.63 | 614847000 | C
325212 | 1005623 | 2023 |  | GP- Boilers1 - 4 | Natural Gas (Weighted U.S. Average) | Methane (Co2 eq) | 15.8 | 614847000 | C
325212 | 1005623 | 2023 |  | GP- Boilers1 - 4 | Natural Gas (Weighted U.S. Average) | Nitrous Oxide | 0.063 | 614847000 | C
325212 | 1005623 | 2023 |  | GP- Boilers1 - 4 | Natural Gas (Weighted U.S. Average) | Nitrous Oxide (Co2 eq) | 18.8 | 614847000 | C
325212 | 1005623 | 2023 |  | GP-Diesel Driven Engines (RICE) | Distillate Fuel Oil No. 2 | Carbon Dioxide Biogenic | 0 | 0 | C
325212 | 1005623 | 2023 |  | GP-Diesel Driven Engines (RICE) | Distillate Fuel Oil No. 2 | Carbon Dioxide Non-Biogenic | 300.3 | 0 | C
325212 | 1005623 | 2023 |  | GP-Diesel Driven Engines (RICE) | Distillate Fuel Oil No. 2 | Carbon Dioxide Total | 300.3 | 0 | C
325212 | 1005623 | 2023 |  | GP-Diesel Driven Engines (RICE) | Distillate Fuel Oil No. 2 | Methane | 0.01 | 0 | C
325212 | 1005623 | 2023 |  | GP-Diesel Driven Engines (RICE) | Distillate Fuel Oil No. 2 | Methane (Co2 eq) | 0.3 | 0 | C
325212 | 1005623 | 2023 |  | GP-Diesel Driven Engines (RICE) | Distillate Fuel Oil No. 2 | Nitrous Oxide | 0.002 | 0 | C
325212 | 1005623 | 2023 |  | GP-Diesel Driven Engines (RICE) | Distillate Fuel Oil No. 2 | Nitrous Oxide (Co2 eq) | 0.7 | 0 | C
325212 | 1005623 | 2023 | K (Kiln) | S-CBLK | Natural Gas (Weighted U.S. Average) | Carbon Dioxide Biogenic | 0 | 16584420 | C
325212 | 1005623 | 2023 | K (Kiln) | S-CBLK | Natural Gas (Weighted U.S. Average) | Carbon Dioxide Non-Biogenic | 902.8 | 16584420 | C
325212 | 1005623 | 2023 | K (Kiln) | S-CBLK | Natural Gas (Weighted U.S. Average) | Carbon Dioxide Total | 902.8 | 16584420 | C
325212 | 1005623 | 2023 | K (Kiln) | S-CBLK | Natural Gas (Weighted U.S. Average) | Methane | 0.02 | 16584420 | C
325212 | 1005623 | 2023 | K (Kiln) | S-CBLK | Natural Gas (Weighted U.S. Average) | Methane (Co2 eq) | 0.4 | 16584420 | C
325212 | 1005623 | 2023 | K (Kiln) | S-CBLK | Natural Gas (Weighted U.S. Average) | Nitrous Oxide | 0.002 | 16584420 | C
325212 | 1005623 | 2023 | K (Kiln) | S-CBLK | Natural Gas (Weighted U.S. Average) | Nitrous Oxide (Co2 eq) | 0.5 | 16584420 | C
311611 | 1005624 | 2023 |  | GP- three boilers | Distillate Fuel Oil No. 2 | Carbon Dioxide Biogenic | 0 | 15829 | C
311611 | 1005624 | 2023 |  | GP- three boilers | Distillate Fuel Oil No. 2 | Carbon Dioxide Non-Biogenic | 161.6 | 15829 | C
311611 | 1005624 | 2023 |  | GP- three boilers | Distillate Fuel Oil No. 2 | Carbon Dioxide Total | 161.6 | 15829 | C
311611 | 1005624 | 2023 |  | GP- three boilers | Distillate Fuel Oil No. 2 | Methane | 0.01 | 15829 | C
311611 | 1005624 | 2023 |  | GP- three boilers | Distillate Fuel Oil No. 2 | Methane (Co2 eq) | 0.2 | 15829 | C
311611 | 1005624 | 2023 |  | GP- three boilers | Distillate Fuel Oil No. 2 | Nitrous Oxide | 0.001 | 15829 | C
311611 | 1005624 | 2023 |  | GP- three boilers | Distillate Fuel Oil No. 2 | Nitrous Oxide (Co2 eq) | 0.4 | 15829 | C
311611 | 1005624 | 2023 |  | GP- three boilers | Natural Gas (Weighted U.S. Average) | Carbon Dioxide Biogenic | 0 | 699935000 | C
311611 | 1005624 | 2023 |  | GP- three boilers | Natural Gas (Weighted U.S. Average) | Carbon Dioxide Non-Biogenic | 38104.2 | 699935000 | C
311611 | 1005624 | 2023 |  | GP- three boilers | Natural Gas (Weighted U.S. Average) | Carbon Dioxide Total | 38104.2 | 699935000 | C
311611 | 1005624 | 2023 |  | GP- three boilers | Natural Gas (Weighted U.S. Average) | Methane | 0.72 | 699935000 | C
311611 | 1005624 | 2023 |  | GP- three boilers | Natural Gas (Weighted U.S. Average) | Methane (Co2 eq) | 17.9 | 699935000 | C
311611 | 1005624 | 2023 |  | GP- three boilers | Natural Gas (Weighted U.S. Average) | Nitrous Oxide | 0.072 | 699935000 | C
311611 | 1005624 | 2023 |  | GP- three boilers | Natural Gas (Weighted U.S. Average) | Nitrous Oxide (Co2 eq) | 21.4 | 699935000 | C
311611 | 1005624 | 2023 |  | GP- three boilers | Rendered Animal Fat | Carbon Dioxide Biogenic | 0 | 17630 | C
311611 | 1005624 | 2023 |  | GP- three boilers | Rendered Animal Fat | Carbon Dioxide Non-Biogenic | 156.6 | 17630 | C
311611 | 1005624 | 2023 |  | GP- three boilers | Rendered Animal Fat | Carbon Dioxide Total | 156.6 | 17630 | C
311611 | 1005624 | 2023 |  | GP- three boilers | Rendered Animal Fat | Methane | 0 | 17630 | C
311611 | 1005624 | 2023 |  | GP- three boilers | Rendered Animal Fat | Methane (Co2 eq) | 0.1 | 17630 | C
311611 | 1005624 | 2023 |  | GP- three boilers | Rendered Animal Fat | Nitrous Oxide | 0 | 17630 | C
311611 | 1005624 | 2023 |  | GP- three boilers | Rendered Animal Fat | Nitrous Oxide (Co2 eq) | 0.1 | 17630 | C
325193 | 1005626 | 2023 |  | GP-TO/Dryers | Natural Gas (Weighted U.S. Average) | Carbon Dioxide Biogenic | 0 | 0 | C
325193 | 1005626 | 2023 |  | GP-TO/Dryers | Natural Gas (Weighted U.S. Average) | Carbon Dioxide Non-Biogenic | 173871.5 | 0 | C
325193 | 1005626 | 2023 |  | GP-TO/Dryers | Natural Gas (Weighted U.S. Average) | Carbon Dioxide Total | 173871.5 | 0 | C
325193 | 1005626 | 2023 |  | GP-TO/Dryers | Natural Gas (Weighted U.S. Average) | Methane | 3.28 | 0 | C
325193 | 1005626 | 2023 |  | GP-TO/Dryers | Natural Gas (Weighted U.S. Average) | Methane (Co2 eq) | 81.9 | 0 | C
325193 | 1005626 | 2023 |  | GP-TO/Dryers | Natural Gas (Weighted U.S. Average) | Nitrous Oxide | 0.328 | 0 | C
325193 | 1005626 | 2023 |  | GP-TO/Dryers | Natural Gas (Weighted U.S. Average) | Nitrous Oxide (Co2 eq) | 97.7 | 0 | C
325180 | 1005640 | 2023 |  | GP-Facility Wide Combustion Sources | Natural Gas (Weighted U.S. Average) | Carbon Dioxide Biogenic | 0 | 0 | C
325180 | 1005640 | 2023 |  | GP-Facility Wide Combustion Sources | Natural Gas (Weighted U.S. Average) | Carbon Dioxide Non-Biogenic | 99829.4 | 0 | C
325180 | 1005640 | 2023 |  | GP-Facility Wide Combustion Sources | Natural Gas (Weighted U.S. Average) | Carbon Dioxide Total | 99829.4 | 0 | C
325180 | 1005640 | 2023 |  | GP-Facility Wide Combustion Sources | Natural Gas (Weighted U.S. Average) | Methane | 1.88 | 0 | C
325180 | 1005640 | 2023 |  | GP-Facility Wide Combustion Sources | Natural Gas (Weighted U.S. Average) | Methane (Co2 eq) | 47 | 0 | C
325180 | 1005640 | 2023 |  | GP-Facility Wide Combustion Sources | Natural Gas (Weighted U.S. Average) | Nitrous Oxide | 0.188 | 0 | C
325180 | 1005640 | 2023 |  | GP-Facility Wide Combustion Sources | Natural Gas (Weighted U.S. Average) | Nitrous Oxide (Co2 eq) | 56.1 | 0 | C
311411 | 1005651 | 2023 |  | GP-Combustion Equipment | Natural Gas (Weighted U.S. Average) | Carbon Dioxide Biogenic | 0 | 0 | C
311411 | 1005651 | 2023 |  | GP-Combustion Equipment | Natural Gas (Weighted U.S. Average) | Carbon Dioxide Non-Biogenic | 36417.3 | 0 | C
311411 | 1005651 | 2023 |  | GP-Combustion Equipment | Natural Gas (Weighted U.S. Average) | Carbon Dioxide Total | 36417.3 | 0 | C
311411 | 1005651 | 2023 |  | GP-Combustion Equipment | Natural Gas (Weighted U.S. Average) | Methane | 0.69 | 0 | C
311411 | 1005651 | 2023 |  | GP-Combustion Equipment | Natural Gas (Weighted U.S. Average) | Methane (Co2 eq) | 17.2 | 0 | C
311411 | 1005651 | 2023 |  | GP-Combustion Equipment | Natural Gas (Weighted U.S. Average) | Nitrous Oxide | 0.069 | 0 | C
311411 | 1005651 | 2023 |  | GP-Combustion Equipment | Natural Gas (Weighted U.S. Average) | Nitrous Oxide (Co2 eq) | 20.5 | 0 | C
322130 | 1005653 | 2023 | OB (Boiler, other) | B-1 | Natural Gas (Weighted U.S. Average) | Carbon Dioxide Biogenic | 0 | 0 | C
322130 | 1005653 | 2023 | OB (Boiler, other) | B-1 | Natural Gas (Weighted U.S. Average) | Carbon Dioxide Non-Biogenic | 6443.6 | 0 | C
322130 | 1005653 | 2023 | OB (Boiler, other) | B-1 | Natural Gas (Weighted U.S. Average) | Carbon Dioxide Total | 6443.6 | 0 | C
322130 | 1005653 | 2023 | OB (Boiler, other) | B-1 | Natural Gas (Weighted U.S. Average) | Methane | 0.12 | 0 | C
322130 | 1005653 | 2023 | OB (Boiler, other) | B-1 | Natural Gas (Weighted U.S. Average) | Methane (Co2 eq) | 3 | 0 | C
322130 | 1005653 | 2023 | OB (Boiler, other) | B-1 | Natural Gas (Weighted U.S. Average) | Nitrous Oxide | 0.012 | 0 | C
322130 | 1005653 | 2023 | OB (Boiler, other) | B-1 | Natural Gas (Weighted U.S. Average) | Nitrous Oxide (Co2 eq) | 3.6 | 0 | C
322130 | 1005653 | 2023 | Pulp Mill Lime Kiln | Lime Kiln |  | Carbon Dioxide Biogenic (Spent Liquor) | 0 |  | AA
322130 | 1005653 | 2023 | Pulp Mill Lime Kiln | Lime Kiln |  | Carbon Dioxide Non-Biogenic | 38454 |  | AA
322130 | 1005653 | 2023 | Pulp Mill Lime Kiln | Lime Kiln |  | Methane | 1.96 |  | AA
322130 | 1005653 | 2023 | Pulp Mill Lime Kiln | Lime Kiln |  | Methane Spent Liquor | 0 |  | AA
322130 | 1005653 | 2023 | Pulp Mill Lime Kiln | Lime Kiln |  | Nitrous Oxide | 0 |  | AA
322130 | 1005653 | 2023 | Pulp Mill Lime Kiln | Lime Kiln |  | Nitrous Oxide Spent Liquor | 0 |  | AA
322130 | 1005653 | 2023 | S (Stoker Boiler) | Power Boiler No. 10C | Natural Gas (Weighted U.S. Average) | Carbon Dioxide Biogenic | 0 | 0 | C
322130 | 1005653 | 2023 | S (Stoker Boiler) | Power Boiler No. 10C | Natural Gas (Weighted U.S. Average) | Carbon Dioxide Non-Biogenic | 7204.4 | 0 | C
322130 | 1005653 | 2023 | S (Stoker Boiler) | Power Boiler No. 10C | Natural Gas (Weighted U.S. Average) | Carbon Dioxide Total | 7204.4 | 0 | C
322130 | 1005653 | 2023 | S (Stoker Boiler) | Power Boiler No. 10C | Natural Gas (Weighted U.S. Average) | Methane | 0.14 | 0 | C
322130 | 1005653 | 2023 | S (Stoker Boiler) | Power Boiler No. 10C | Natural Gas (Weighted U.S. Average) | Methane (Co2 eq) | 3.4 | 0 | C
322130 | 1005653 | 2023 | S (Stoker Boiler) | Power Boiler No. 10C | Natural Gas (Weighted U.S. Average) | Nitrous Oxide | 0.014 | 0 | C
322130 | 1005653 | 2023 | S (Stoker Boiler) | Power Boiler No. 10C | Natural Gas (Weighted U.S. Average) | Nitrous Oxide (Co2 eq) | 4 | 0 | C
322130 | 1005653 | 2023 | S (Stoker Boiler) | Power Boiler No. 10C | Wood and Wood Residuals (dry basis) | Carbon Dioxide Biogenic | 181818.4 | 0 | C
322130 | 1005653 | 2023 | S (Stoker Boiler) | Power Boiler No. 10C | Wood and Wood Residuals (dry basis) | Carbon Dioxide Non-Biogenic | 0 | 0 | C
322130 | 1005653 | 2023 | S (Stoker Boiler) | Power Boiler No. 10C | Wood and Wood Residuals (dry basis) | Carbon Dioxide Total | 181818.4 | 0 | C
322130 | 1005653 | 2023 | S (Stoker Boiler) | Power Boiler No. 10C | Wood and Wood Residuals (dry basis) | Methane | 13.96 | 0 | C
322130 | 1005653 | 2023 | S (Stoker Boiler) | Power Boiler No. 10C | Wood and Wood Residuals (dry basis) | Methane (Co2 eq) | 348.9 | 0 | C
322130 | 1005653 | 2023 | S (Stoker Boiler) | Power Boiler No. 10C | Wood and Wood Residuals (dry basis) | Nitrous Oxide | 6.978 | 0 | C
322130 | 1005653 | 2023 | S (Stoker Boiler) | Power Boiler No. 10C | Wood and Wood Residuals (dry basis) | Nitrous Oxide (Co2 eq) | 2079.5 | 0 | C
322130 | 1005653 | 2023 | S (Stoker Boiler) | Power Boiler No. 12 | Natural Gas (Weighted U.S. Average) | Carbon Dioxide Biogenic | 0 | 0 | C
322130 | 1005653 | 2023 | S (Stoker Boiler) | Power Boiler No. 12 | Natural Gas (Weighted U.S. Average) | Carbon Dioxide Non-Biogenic | 24674 | 0 | C
322130 | 1005653 | 2023 | S (Stoker Boiler) | Power Boiler No. 12 | Natural Gas (Weighted U.S. Average) | Carbon Dioxide Total | 24674 | 0 | C
322130 | 1005653 | 2023 | S (Stoker Boiler) | Power Boiler No. 12 | Natural Gas (Weighted U.S. Average) | Methane | 0.47 | 0 | C
322130 | 1005653 | 2023 | S (Stoker Boiler) | Power Boiler No. 12 | Natural Gas (Weighted U.S. Average) | Methane (Co2 eq) | 11.6 | 0 | C
322130 | 1005653 | 2023 | S (Stoker Boiler) | Power Boiler No. 12 | Natural Gas (Weighted U.S. Average) | Nitrous Oxide | 0.047 | 0 | C
322130 | 1005653 | 2023 | S (Stoker Boiler) | Power Boiler No. 12 | Natural Gas (Weighted U.S. Average) | Nitrous Oxide (Co2 eq) | 13.9 | 0 | C
322130 | 1005653 | 2023 | S (Stoker Boiler) | Power Boiler No. 12 | Wood and Wood Residuals (dry basis) | Carbon Dioxide Biogenic | 281509.1 | 0 | C
322130 | 1005653 | 2023 | S (Stoker Boiler) | Power Boiler No. 12 | Wood and Wood Residuals (dry basis) | Carbon Dioxide Non-Biogenic | 0 | 0 | C
322130 | 1005653 | 2023 | S (Stoker Boiler) | Power Boiler No. 12 | Wood and Wood Residuals (dry basis) | Carbon Dioxide Total | 281509.1 | 0 | C
322130 | 1005653 | 2023 | S (Stoker Boiler) | Power Boiler No. 12 | Wood and Wood Residuals (dry basis) | Methane | 21.61 | 0 | C
322130 | 1005653 | 2023 | S (Stoker Boiler) | Power Boiler No. 12 | Wood and Wood Residuals (dry basis) | Methane (Co2 eq) | 540.2 | 0 | C
322130 | 1005653 | 2023 | S (Stoker Boiler) | Power Boiler No. 12 | Wood and Wood Residuals (dry basis) | Nitrous Oxide | 10.804 | 0 | C
322130 | 1005653 | 2023 | S (Stoker Boiler) | Power Boiler No. 12 | Wood and Wood Residuals (dry basis) | Nitrous Oxide (Co2 eq) | 3219.6 | 0 | C
322130 | 1005653 | 2023 | Chemical Recovery Furnace | Recovery Furnace No. 20 |  | Carbon Dioxide Biogenic (Spent Liquor) | 361329.3 |  | AA | [9 empty] | 44 | 1981 | B&W | 2.31 |  | 2 | D | 1000 | 880 | 825
322130 | 1005653 | 2023 | Chemical Recovery Furnace | Recovery Furnace No. 20 |  | Carbon Dioxide Non-Biogenic | 11752.1 |  | AA | [9 empty] | 44 | 1981 | B&W | 2.31 |  | 2 | D | 1000 | 880 | 825
322130 | 1005653 | 2023 | Chemical Recovery Furnace | Recovery Furnace No. 20 |  | Methane | 0.22 |  | AA | [9 empty] | 44 | 1981 | B&W | 2.31 |  | 2 | D | 1000 | 880 | 825
322130 | 1005653 | 2023 | Chemical Recovery Furnace | Recovery Furnace No. 20 |  | Methane Spent Liquor | 7.27 |  | AA | [9 empty] | 44 | 1981 | B&W | 2.31 |  | 2 | D | 1000 | 880 | 825
322130 | 1005653 | 2023 | Chemical Recovery Furnace | Recovery Furnace No. 20 |  | Nitrous Oxide | 0.022 |  | AA | [9 empty] | 44 | 1981 | B&W | 2.31 |  | 2 | D | 1000 | 880 | 825
322130 | 1005653 | 2023 | Chemical Recovery Furnace | Recovery Furnace No. 20 |  | Nitrous Oxide Spent Liquor | 1.608 |  | AA | [9 empty] | 44 | 1981 | B&W | 2.31 |  | 2 | D | 1000 | 880 | 825
322130 | 1005653 | 2023 | Chemical Recovery Furnace | Recovery Furnace No. 21 |  | Carbon Dioxide Biogenic (Spent Liquor) | 484101.9 |  | AA | [9 empty] | 35 | 1990 | B&W | 3.3 |  | 1 | SR | 1050 | 875 | 825
322130 | 1005653 | 2023 | Chemical Recovery Furnace | Recovery Furnace No. 21 |  | Carbon Dioxide Non-Biogenic | 4649.6 |  | AA | [9 empty] | 35 | 1990 | B&W | 3.3 |  | 1 | SR | 1050 | 875 | 825
322130 | 1005653 | 2023 | Chemical Recovery Furnace | Recovery Furnace No. 21 |  | Methane | 0.09 |  | AA | [9 empty] | 35 | 1990 | B&W | 3.3 |  | 1 | SR | 1050 | 875 | 825
322130 | 1005653 | 2023 | Chemical Recovery Furnace | Recovery Furnace No. 21 |  | Methane Spent Liquor | 9.74 |  | AA | [9 empty] | 35 | 1990 | B&W | 3.3 |  | 1 | SR | 1050 | 875 | 825
322130 | 1005653 | 2023 | Chemical Recovery Furnace | Recovery Furnace No. 21 |  | Nitrous Oxide | 0.009 |  | AA | [9 empty] | 35 | 1990 | B&W | 3.3 |  | 1 | SR | 1050 | 875 | 825
322130 | 1005653 | 2023 | Chemical Recovery Furnace | Recovery Furnace No. 21 |  | Nitrous Oxide Spent Liquor | 2.154 |  | AA | [9 empty] | 35 | 1990 | B&W | 3.3 |  | 1 | SR | 1050 | 875 | 825
311423 | 1005655 | 2023 |  | GP-PLANTWIDE | Natural Gas (Weighted U.S. Average) | Carbon Dioxide Biogenic | 0 | 0 | C
311423 | 1005655 | 2023 |  | GP-PLANTWIDE | Natural Gas (Weighted U.S. Average) | Carbon Dioxide Non-Biogenic | 44775.3 | 0 | C
311423 | 1005655 | 2023 |  | GP-PLANTWIDE | Natural Gas (Weighted U.S. Average) | Carbon Dioxide Total | 44775.3 | 0 | C
311423 | 1005655 | 2023 |  | GP-PLANTWIDE | Natural Gas (Weighted U.S. Average) | Methane | 0.84 | 0 | C
311423 | 1005655 | 2023 |  | GP-PLANTWIDE | Natural Gas (Weighted U.S. Average) | Methane (Co2 eq) | 21.1 | 0 | C
311423 | 1005655 | 2023 |  | GP-PLANTWIDE | Natural Gas (Weighted U.S. Average) | Nitrous Oxide | 0.084 | 0 | C
311423 | 1005655 | 2023 |  | GP-PLANTWIDE | Natural Gas (Weighted U.S. Average) | Nitrous Oxide (Co2 eq) | 25.1 | 0 | C
311514 | 1005657 | 2023 |  | CP-1 | Natural Gas (Weighted U.S. Average) | Carbon Dioxide Biogenic | 0 | 313884086.5 | C
311514 | 1005657 | 2023 |  | CP-1 | Natural Gas (Weighted U.S. Average) | Carbon Dioxide Non-Biogenic | 16671.3 | 313884086.5 | C
311514 | 1005657 | 2023 |  | CP-1 | Natural Gas (Weighted U.S. Average) | Carbon Dioxide Total | 16671.3 | 313884086.5 | C
311514 | 1005657 | 2023 |  | CP-1 | Natural Gas (Weighted U.S. Average) | Methane | 0.31 | 313884086.5 | C
311514 | 1005657 | 2023 |  | CP-1 | Natural Gas (Weighted U.S. Average) | Methane (Co2 eq) | 7.8 | 313884086.5 | C
311514 | 1005657 | 2023 |  | CP-1 | Natural Gas (Weighted U.S. Average) | Nitrous Oxide | 0.031 | 313884086.5 | C
311514 | 1005657 | 2023 |  | CP-1 | Natural Gas (Weighted U.S. Average) | Nitrous Oxide (Co2 eq) | 9.4 | 313884086.5 | C
311514 | 1005657 | 2023 | CCCT (CC (Turbine, combined cycle)) | Cogeneration Gas Turbine | Natural Gas (Weighted U.S. Average) | Carbon Dioxide Biogenic | 0 | 582872965 | C
311514 | 1005657 | 2023 | CCCT (CC (Turbine, combined cycle)) | Cogeneration Gas Turbine | Natural Gas (Weighted U.S. Average) | Carbon Dioxide Non-Biogenic | 30958.2 | 582872965 | C
311514 | 1005657 | 2023 | CCCT (CC (Turbine, combined cycle)) | Cogeneration Gas Turbine | Natural Gas (Weighted U.S. Average) | Carbon Dioxide Total | 30958.2 | 582872965 | C
311514 | 1005657 | 2023 | CCCT (CC (Turbine, combined cycle)) | Cogeneration Gas Turbine | Natural Gas (Weighted U.S. Average) | Methane | 0.58 | 582872965 | C
311514 | 1005657 | 2023 | CCCT (CC (Turbine, combined cycle)) | Cogeneration Gas Turbine | Natural Gas (Weighted U.S. Average) | Methane (Co2 eq) | 14.6 | 582872965 | C
311514 | 1005657 | 2023 | CCCT (CC (Turbine, combined cycle)) | Cogeneration Gas Turbine | Natural Gas (Weighted U.S. Average) | Nitrous Oxide | 0.058 | 582872965 | C
311514 | 1005657 | 2023 | CCCT (CC (Turbine, combined cycle)) | Cogeneration Gas Turbine | Natural Gas (Weighted U.S. Average) | Nitrous Oxide (Co2 eq) | 17.4 | 582872965 | C
311514 | 1005658 | 2023 |  | CP-1 | Natural Gas (Weighted U.S. Average) | Carbon Dioxide Biogenic | 0 | 0 | C
311514 | 1005658 | 2023 |  | CP-1 | Natural Gas (Weighted U.S. Average) | Carbon Dioxide Non-Biogenic | 32611.1 | 0 | C
311514 | 1005658 | 2023 |  | CP-1 | Natural Gas (Weighted U.S. Average) | Carbon Dioxide Total | 32611.1 | 0 | C
311514 | 1005658 | 2023 |  | CP-1 | Natural Gas (Weighted U.S. Average) | Methane | 0.61 | 0 | C
311514 | 1005658 | 2023 |  | CP-1 | Natural Gas (Weighted U.S. Average) | Methane (Co2 eq) | 15.4 | 0 | C
311514 | 1005658 | 2023 |  | CP-1 | Natural Gas (Weighted U.S. Average) | Nitrous Oxide | 0.061 | 0 | C
311514 | 1005658 | 2023 |  | CP-1 | Natural Gas (Weighted U.S. Average) | Nitrous Oxide (Co2 eq) | 18.3 | 0 | C
311514 | 1005659 | 2023 |  | CP-1 | Natural Gas (Weighted U.S. Average) | Carbon Dioxide Biogenic | 0 | 0 | C
311514 | 1005659 | 2023 |  | CP-1 | Natural Gas (Weighted U.S. Average) | Carbon Dioxide Non-Biogenic | 65693.8 | 0 | C
311514 | 1005659 | 2023 |  | CP-1 | Natural Gas (Weighted U.S. Average) | Carbon Dioxide Total | 65693.8 | 0 | C
311514 | 1005659 | 2023 |  | CP-1 | Natural Gas (Weighted U.S. Average) | Methane | 1.24 | 0 | C
311514 | 1005659 | 2023 |  | CP-1 | Natural Gas (Weighted U.S. Average) | Methane (Co2 eq) | 30.9 | 0 | C
311514 | 1005659 | 2023 |  | CP-1 | Natural Gas (Weighted U.S. Average) | Nitrous Oxide | 0.124 | 0 | C
311514 | 1005659 | 2023 |  | CP-1 | Natural Gas (Weighted U.S. Average) | Nitrous Oxide (Co2 eq) | 36.9 | 0 | C
311221 | 1005661 | 2023 | CFB (Boiler, circulating fluidized bed) | CFB-8 | Mixed (Industrial sector) | Carbon Dioxide Biogenic | 0 | 0 | C
311221 | 1005661 | 2023 | CFB (Boiler, circulating fluidized bed) | CFB-8 | Mixed (Industrial sector) | Carbon Dioxide Non-Biogenic | 0 | 0 | C
311221 | 1005661 | 2023 | CFB (Boiler, circulating fluidized bed) | CFB-8 | Mixed (Industrial sector) | Carbon Dioxide Total | 0 | 0 | C
311221 | 1005661 | 2023 | CFB (Boiler, circulating fluidized bed) | CFB-8 | Mixed (Industrial sector) | Methane | 93.22 | 0 | C
311221 | 1005661 | 2023 | CFB (Boiler, circulating fluidized bed) | CFB-8 | Mixed (Industrial sector) | Methane (Co2 eq) | 2330.6 | 0 | C
311221 | 1005661 | 2023 | CFB (Boiler, circulating fluidized bed) | CFB-8 | Mixed (Industrial sector) | Nitrous Oxide | 13.56 | 0 | C
311221 | 1005661 | 2023 | CFB (Boiler, circulating fluidized bed) | CFB-8 | Mixed (Industrial sector) | Nitrous Oxide (Co2 eq) | 4040.8 | 0 | C
311221 | 1005661 | 2023 | CFB (Boiler, circulating fluidized bed) | CFB-8 | Natural Gas (Weighted U.S. Average) | Carbon Dioxide Biogenic | 0 | 0 | C
311221 | 1005661 | 2023 | CFB (Boiler, circulating fluidized bed) | CFB-8 | Natural Gas (Weighted U.S. Average) | Carbon Dioxide Non-Biogenic | 0 | 0 | C
311221 | 1005661 | 2023 | CFB (Boiler, circulating fluidized bed) | CFB-8 | Natural Gas (Weighted U.S. Average) | Carbon Dioxide Total | 0 | 0 | C
311221 | 1005661 | 2023 | CFB (Boiler, circulating fluidized bed) | CFB-8 | Natural Gas (Weighted U.S. Average) | Methane | 0.01 | 0 | C
311221 | 1005661 | 2023 | CFB (Boiler, circulating fluidized bed) | CFB-8 | Natural Gas (Weighted U.S. Average) | Methane (Co2 eq) | 0.2 | 0 | C
311221 | 1005661 | 2023 | CFB (Boiler, circulating fluidized bed) | CFB-8 | Natural Gas (Weighted U.S. Average) | Nitrous Oxide | 0.001 | 0 | C
311221 | 1005661 | 2023 | CFB (Boiler, circulating fluidized bed) | CFB-8 | Natural Gas (Weighted U.S. Average) | Nitrous Oxide (Co2 eq) | 0.3 | 0 | C
311221 | 1005661 | 2023 | CFB (Boiler, circulating fluidized bed) | CFB-9 | Mixed (Industrial sector) | Carbon Dioxide Biogenic | 0 | 0 | C
311221 | 1005661 | 2023 | CFB (Boiler, circulating fluidized bed) | CFB-9 | Mixed (Industrial sector) | Carbon Dioxide Non-Biogenic | 0 | 0 | C
311221 | 1005661 | 2023 | CFB (Boiler, circulating fluidized bed) | CFB-9 | Mixed (Industrial sector) | Carbon Dioxide Total | 0 | 0 | C
311221 | 1005661 | 2023 | CFB (Boiler, circulating fluidized bed) | CFB-9 | Mixed (Industrial sector) | Methane | 90.51 | 0 | C
311221 | 1005661 | 2023 | CFB (Boiler, circulating fluidized bed) | CFB-9 | Mixed (Industrial sector) | Methane (Co2 eq) | 2262.8 | 0 | C
311221 | 1005661 | 2023 | CFB (Boiler, circulating fluidized bed) | CFB-9 | Mixed (Industrial sector) | Nitrous Oxide | 13.166 | 0 | C
311221 | 1005661 | 2023 | CFB (Boiler, circulating fluidized bed) | CFB-9 | Mixed (Industrial sector) | Nitrous Oxide (Co2 eq) | 3923.3 | 0 | C
311221 | 1005661 | 2023 | CFB (Boiler, circulating fluidized bed) | CFB-9 | Natural Gas (Weighted U.S. Average) | Carbon Dioxide Biogenic | 0 | 0 | C
311221 | 1005661 | 2023 | CFB (Boiler, circulating fluidized bed) | CFB-9 | Natural Gas (Weighted U.S. Average) | Carbon Dioxide Non-Biogenic | 0 | 0 | C
311221 | 1005661 | 2023 | CFB (Boiler, circulating fluidized bed) | CFB-9 | Natural Gas (Weighted U.S. Average) | Carbon Dioxide Total | 0 | 0 | C
311221 | 1005661 | 2023 | CFB (Boiler, circulating fluidized bed) | CFB-9 | Natural Gas (Weighted U.S. Average) | Methane | 0 | 0 | C
311221 | 1005661 | 2023 | CFB (Boiler, circulating fluidized bed) | CFB-9 | Natural Gas (Weighted U.S. Average) | Methane (Co2 eq) | 0.1 | 0 | C
311221 | 1005661 | 2023 | CFB (Boiler, circulating fluidized bed) | CFB-9 | Natural Gas (Weighted U.S. Average) | Nitrous Oxide | 0 | 0 | C
311221 | 1005661 | 2023 | CFB (Boiler, circulating fluidized bed) | CFB-9 | Natural Gas (Weighted U.S. Average) | Nitrous Oxide (Co2 eq) | 0.1 | 0 | C
311221 | 1005661 | 2023 |  | CP-1 | Natural Gas (Weighted U.S. Average) | Carbon Dioxide Biogenic | 0 | 0 | C
311221 | 1005661 | 2023 |  | CP-1 | Natural Gas (Weighted U.S. Average) | Carbon Dioxide Non-Biogenic | 421397.9 | 0 | C
311221 | 1005661 | 2023 |  | CP-1 | Natural Gas (Weighted U.S. Average) | Carbon Dioxide Total | 421397.9 | 0 | C
311221 | 1005661 | 2023 |  | CP-1 | Natural Gas (Weighted U.S. Average) | Methane | 7.94 | 0 | C
311221 | 1005661 | 2023 |  | CP-1 | Natural Gas (Weighted U.S. Average) | Methane (Co2 eq) | 198.5 | 0 | C
311221 | 1005661 | 2023 |  | CP-1 | Natural Gas (Weighted U.S. Average) | Nitrous Oxide | 0.794 | 0 | C
311221 | 1005661 | 2023 |  | CP-1 | Natural Gas (Weighted U.S. Average) | Nitrous Oxide (Co2 eq) | 236.7 | 0 | C
311221 | 1005661 | 2023 |  | CP-2 | Other Biomass Gases | Carbon Dioxide Biogenic | 16479.4 | 0 | C
311221 | 1005661 | 2023 |  | CP-2 | Other Biomass Gases | Carbon Dioxide Non-Biogenic | 0 | 0 | C
311221 | 1005661 | 2023 |  | CP-2 | Other Biomass Gases | Carbon Dioxide Total | 16479.4 | 0 | C
311221 | 1005661 | 2023 |  | CP-2 | Other Biomass Gases | Methane | 1.01 | 0 | C
311221 | 1005661 | 2023 |  | CP-2 | Other Biomass Gases | Methane (Co2 eq) | 25.3 | 0 | C
311221 | 1005661 | 2023 |  | CP-2 | Other Biomass Gases | Nitrous Oxide | 0.199 | 0 | C
311221 | 1005661 | 2023 |  | CP-2 | Other Biomass Gases | Nitrous Oxide (Co2 eq) | 59.4 | 0 | C
311221 | 1005661 | 2023 |  | CS-1 | Mixed (Industrial sector) | Carbon Dioxide Biogenic | 0 | 0 | C
311221 | 1005661 | 2023 |  | CS-1 | Mixed (Industrial sector) | Carbon Dioxide Non-Biogenic | 0 | 0 | C
311221 | 1005661 | 2023 |  | CS-1 | Mixed (Industrial sector) | Carbon Dioxide Total | 0 | 0 | C
311221 | 1005661 | 2023 |  | CS-1 | Mixed (Industrial sector) | Methane | 132.49 | 0 | C
311221 | 1005661 | 2023 |  | CS-1 | Mixed (Industrial sector) | Methane (Co2 eq) | 3312.2 | 0 | C
311221 | 1005661 | 2023 |  | CS-1 | Mixed (Industrial sector) | Nitrous Oxide | 19.271 | 0 | C
311221 | 1005661 | 2023 |  | CS-1 | Mixed (Industrial sector) | Nitrous Oxide (Co2 eq) | 5742.7 | 0 | C
311221 | 1005661 | 2023 |  | CS-1 | Natural Gas (Weighted U.S. Average) | Carbon Dioxide Biogenic | 0 | 0 | C
311221 | 1005661 | 2023 |  | CS-1 | Natural Gas (Weighted U.S. Average) | Carbon Dioxide Non-Biogenic | 0 | 0 | C
311221 | 1005661 | 2023 |  | CS-1 | Natural Gas (Weighted U.S. Average) | Carbon Dioxide Total | 0 | 0 | C
311221 | 1005661 | 2023 |  | CS-1 | Natural Gas (Weighted U.S. Average) | Methane | 0.03 | 0 | C
311221 | 1005661 | 2023 |  | CS-1 | Natural Gas (Weighted U.S. Average) | Methane (Co2 eq) | 0.7 | 0 | C
311221 | 1005661 | 2023 |  | CS-1 | Natural Gas (Weighted U.S. Average) | Nitrous Oxide | 0.003 | 0 | C
311221 | 1005661 | 2023 |  | CS-1 | Natural Gas (Weighted U.S. Average) | Nitrous Oxide (Co2 eq) | 0.9 | 0 | C
311221 | 1005661 | 2023 |  | CS-1 | Tires | Carbon Dioxide Biogenic | 0 | 0 | C
311221 | 1005661 | 2023 |  | CS-1 | Tires | Carbon Dioxide Non-Biogenic | 0 | 0 | C
311221 | 1005661 | 2023 |  | CS-1 | Tires | Carbon Dioxide Total | 0 | 0 | C
311221 | 1005661 | 2023 |  | CS-1 | Tires | Methane | 0 | 0 | C
311221 | 1005661 | 2023 |  | CS-1 | Tires | Methane (Co2 eq) | 0 | 0 | C
311221 | 1005661 | 2023 |  | CS-1 | Tires | Nitrous Oxide | 0 | 0 | C
311221 | 1005661 | 2023 |  | CS-1 | Tires | Nitrous Oxide (Co2 eq) | 0 | 0 | C
311221 | 1005661 | 2023 |  | CS-2 | Mixed (Industrial sector) | Carbon Dioxide Biogenic | 0 | 0 | C
311221 | 1005661 | 2023 |  | CS-2 | Mixed (Industrial sector) | Carbon Dioxide Non-Biogenic | 0 | 0 | C
311221 | 1005661 | 2023 |  | CS-2 | Mixed (Industrial sector) | Carbon Dioxide Total | 0 | 0 | C
311221 | 1005661 | 2023 |  | CS-2 | Mixed (Industrial sector) | Methane | 78.22 | 0 | C
311221 | 1005661 | 2023 |  | CS-2 | Mixed (Industrial sector) | Methane (Co2 eq) | 1955.5 | 0 | C
311221 | 1005661 | 2023 |  | CS-2 | Mixed (Industrial sector) | Nitrous Oxide | 11.377 | 0 | C
311221 | 1005661 | 2023 |  | CS-2 | Mixed (Industrial sector) | Nitrous Oxide (Co2 eq) | 3390.4 | 0 | C
311221 | 1005661 | 2023 |  | CS-2 | Natural Gas (Weighted U.S. Average) | Carbon Dioxide Biogenic | 0 | 0 | C
311221 | 1005661 | 2023 |  | CS-2 | Natural Gas (Weighted U.S. Average) | Carbon Dioxide Non-Biogenic | 0 | 0 | C
311221 | 1005661 | 2023 |  | CS-2 | Natural Gas (Weighted U.S. Average) | Carbon Dioxide Total | 0 | 0 | C
311221 | 1005661 | 2023 |  | CS-2 | Natural Gas (Weighted U.S. Average) | Methane | 0.03 | 0 | C
311221 | 1005661 | 2023 |  | CS-2 | Natural Gas (Weighted U.S. Average) | Methane (Co2 eq) | 0.7 | 0 | C
311221 | 1005661 | 2023 |  | CS-2 | Natural Gas (Weighted U.S. Average) | Nitrous Oxide | 0.003 | 0 | C
311221 | 1005661 | 2023 |  | CS-2 | Natural Gas (Weighted U.S. Average) | Nitrous Oxide (Co2 eq) | 0.9 | 0 | C
311221 | 1005661 | 2023 |  | CS-2 | Tires | Carbon Dioxide Biogenic | 0 | 0 | C
311221 | 1005661 | 2023 |  | CS-2 | Tires | Carbon Dioxide Non-Biogenic | 0 | 0 | C
311221 | 1005661 | 2023 |  | CS-2 | Tires | Carbon Dioxide Total | 0 | 0 | C
311221 | 1005661 | 2023 |  | CS-2 | Tires | Methane | 0 | 0 | C
311221 | 1005661 | 2023 |  | CS-2 | Tires | Methane (Co2 eq) | 0 | 0 | C
311221 | 1005661 | 2023 |  | CS-2 | Tires | Nitrous Oxide | 0 | 0 | C
311221 | 1005661 | 2023 |  | CS-2 | Tires | Nitrous Oxide (Co2 eq) | 0 | 0 | C
311221 | 1005661 | 2023 | RICE (Reciprocating internal combustion engine) | Diesel Generator at Vitamin E Plant | Distillate Fuel Oil No. 2 | Carbon Dioxide Biogenic | 0 | 0 | C
311221 | 1005661 | 2023 | RICE (Reciprocating internal combustion engine) | Diesel Generator at Vitamin E Plant | Distillate Fuel Oil No. 2 | Carbon Dioxide Non-Biogenic | 15.2 | 0 | C
311221 | 1005661 | 2023 | RICE (Reciprocating internal combustion engine) | Diesel Generator at Vitamin E Plant | Distillate Fuel Oil No. 2 | Carbon Dioxide Total | 15.2 | 0 | C
311221 | 1005661 | 2023 | RICE (Reciprocating internal combustion engine) | Diesel Generator at Vitamin E Plant | Distillate Fuel Oil No. 2 | Methane | 0 | 0 | C
311221 | 1005661 | 2023 | RICE (Reciprocating internal combustion engine) | Diesel Generator at Vitamin E Plant | Distillate Fuel Oil No. 2 | Methane (Co2 eq) | 0 | 0 | C
311221 | 1005661 | 2023 | RICE (Reciprocating internal combustion engine) | Diesel Generator at Vitamin E Plant | Distillate Fuel Oil No. 2 | Nitrous Oxide | 0 | 0 | C
311221 | 1005661 | 2023 | RICE (Reciprocating internal combustion engine) | Diesel Generator at Vitamin E Plant | Distillate Fuel Oil No. 2 | Nitrous Oxide (Co2 eq) | 0 | 0 | C
325110 | 1005675 | 2023 |  | GP-COMBUSTUNITS | Natural Gas (Weighted U.S. Average) | Carbon Dioxide Biogenic | 0 | 757344000 | C
325110 | 1005675 | 2023 |  | GP-COMBUSTUNITS | Natural Gas (Weighted U.S. Average) | Carbon Dioxide Non-Biogenic | 40799.4 | 757344000 | C
325110 | 1005675 | 2023 |  | GP-COMBUSTUNITS | Natural Gas (Weighted U.S. Average) | Carbon Dioxide Total | 40799.4 | 757344000 | C
325110 | 1005675 | 2023 |  | GP-COMBUSTUNITS | Natural Gas (Weighted U.S. Average) | Methane | 0.77 | 757344000 | C
325110 | 1005675 | 2023 |  | GP-COMBUSTUNITS | Natural Gas (Weighted U.S. Average) | Methane (Co2 eq) | 19.2 | 757344000 | C
325110 | 1005675 | 2023 |  | GP-COMBUSTUNITS | Natural Gas (Weighted U.S. Average) | Nitrous Oxide | 0.077 | 757344000 | C
325110 | 1005675 | 2023 |  | GP-COMBUSTUNITS | Natural Gas (Weighted U.S. Average) | Nitrous Oxide (Co2 eq) | 22.9 | 757344000 | C
311919 | 1005677 | 2023 |  | GP-CP1A CP1B CP10A and NPB85 | Natural Gas (Weighted U.S. Average) | Carbon Dioxide Biogenic | 0 | 755269800 | C
311919 | 1005677 | 2023 |  | GP-CP1A CP1B CP10A and NPB85 | Natural Gas (Weighted U.S. Average) | Carbon Dioxide Non-Biogenic | 41116.6 | 755269800 | C
311919 | 1005677 | 2023 |  | GP-CP1A CP1B CP10A and NPB85 | Natural Gas (Weighted U.S. Average) | Carbon Dioxide Total | 41116.6 | 755269800 | C
311919 | 1005677 | 2023 |  | GP-CP1A CP1B CP10A and NPB85 | Natural Gas (Weighted U.S. Average) | Methane | 0.77 | 755269800 | C
311919 | 1005677 | 2023 |  | GP-CP1A CP1B CP10A and NPB85 | Natural Gas (Weighted U.S. Average) | Methane (Co2 eq) | 19.4 | 755269800 | C
311919 | 1005677 | 2023 |  | GP-CP1A CP1B CP10A and NPB85 | Natural Gas (Weighted U.S. Average) | Nitrous Oxide | 0.077 | 755269800 | C
311919 | 1005677 | 2023 |  | GP-CP1A CP1B CP10A and NPB85 | Natural Gas (Weighted U.S. Average) | Nitrous Oxide (Co2 eq) | 23.1 | 755269800 | C
311919 | 1005677 | 2023 |  | GP-Natural Gas Units | Natural Gas (Weighted U.S. Average) | Carbon Dioxide Biogenic | 0 | 293795700 | C
311919 | 1005677 | 2023 |  | GP-Natural Gas Units | Natural Gas (Weighted U.S. Average) | Carbon Dioxide Non-Biogenic | 15994.1 | 293795700 | C
311919 | 1005677 | 2023 |  | GP-Natural Gas Units | Natural Gas (Weighted U.S. Average) | Carbon Dioxide Total | 15994.1 | 293795700 | C
311919 | 1005677 | 2023 |  | GP-Natural Gas Units | Natural Gas (Weighted U.S. Average) | Methane | 0.3 | 293795700 | C
311919 | 1005677 | 2023 |  | GP-Natural Gas Units | Natural Gas (Weighted U.S. Average) | Methane (Co2 eq) | 7.5 | 293795700 | C
311919 | 1005677 | 2023 |  | GP-Natural Gas Units | Natural Gas (Weighted U.S. Average) | Nitrous Oxide | 0.03 | 293795700 | C
311919 | 1005677 | 2023 |  | GP-Natural Gas Units | Natural Gas (Weighted U.S. Average) | Nitrous Oxide (Co2 eq) | 9 | 293795700 | C
325193 | 1005683 | 2023 |  | GP-TO/Dryers | Landfill Gas | Carbon Dioxide Biogenic | 11319.6 | 448230000 | C
325193 | 1005683 | 2023 |  | GP-TO/Dryers | Landfill Gas | Carbon Dioxide Non-Biogenic | 0 | 448230000 | C
325193 | 1005683 | 2023 |  | GP-TO/Dryers | Landfill Gas | Carbon Dioxide Total | 11319.6 | 448230000 | C
325193 | 1005683 | 2023 |  | GP-TO/Dryers | Landfill Gas | Methane | 0.7 | 448230000 | C
325193 | 1005683 | 2023 |  | GP-TO/Dryers | Landfill Gas | Methane (Co2 eq) | 17.4 | 448230000 | C
325193 | 1005683 | 2023 |  | GP-TO/Dryers | Landfill Gas | Nitrous Oxide | 0.137 | 448230000 | C
325193 | 1005683 | 2023 |  | GP-TO/Dryers | Landfill Gas | Nitrous Oxide (Co2 eq) | 40.8 | 448230000 | C
325193 | 1005683 | 2023 |  | GP-TO/Dryers | Natural Gas (Weighted U.S. Average) | Carbon Dioxide Biogenic | 0 | 0 | C
325193 | 1005683 | 2023 |  | GP-TO/Dryers | Natural Gas (Weighted U.S. Average) | Carbon Dioxide Non-Biogenic | 104962.8 | 0 | C
325193 | 1005683 | 2023 |  | GP-TO/Dryers | Natural Gas (Weighted U.S. Average) | Carbon Dioxide Total | 104962.8 | 0 | C
325193 | 1005683 | 2023 |  | GP-TO/Dryers | Natural Gas (Weighted U.S. Average) | Methane | 1.98 | 0 | C
325193 | 1005683 | 2023 |  | GP-TO/Dryers | Natural Gas (Weighted U.S. Average) | Methane (Co2 eq) | 49.5 | 0 | C
325193 | 1005683 | 2023 |  | GP-TO/Dryers | Natural Gas (Weighted U.S. Average) | Nitrous Oxide | 0.198 | 0 | C
325193 | 1005683 | 2023 |  | GP-TO/Dryers | Natural Gas (Weighted U.S. Average) | Nitrous Oxide (Co2 eq) | 59 | 0 | C
311611 | 1005686 | 2023 |  | CP-1 | Natural Gas (Weighted U.S. Average) | Carbon Dioxide Biogenic | 0 | 0 | C
311611 | 1005686 | 2023 |  | CP-1 | Natural Gas (Weighted U.S. Average) | Carbon Dioxide Non-Biogenic | 47091.7 | 0 | C
311611 | 1005686 | 2023 |  | CP-1 | Natural Gas (Weighted U.S. Average) | Carbon Dioxide Total | 47091.7 | 0 | C
311611 | 1005686 | 2023 |  | CP-1 | Natural Gas (Weighted U.S. Average) | Methane | 0.89 | 0 | C
311611 | 1005686 | 2023 |  | CP-1 | Natural Gas (Weighted U.S. Average) | Methane (Co2 eq) | 22.2 | 0 | C
311611 | 1005686 | 2023 |  | CP-1 | Natural Gas (Weighted U.S. Average) | Nitrous Oxide | 0.089 | 0 | C
311611 | 1005686 | 2023 |  | CP-1 | Natural Gas (Weighted U.S. Average) | Nitrous Oxide (Co2 eq) | 26.4 | 0 | C
311611 | 1005686 | 2023 |  | CP-2 | Other Biomass Gases | Carbon Dioxide Biogenic | 805 | 21359840 | C
311611 | 1005686 | 2023 |  | CP-2 | Other Biomass Gases | Carbon Dioxide Non-Biogenic | 0.2 | 21359840 | C
311611 | 1005686 | 2023 |  | CP-2 | Other Biomass Gases | Carbon Dioxide Total | 805.2 | 21359840 | C
311611 | 1005686 | 2023 |  | CP-2 | Other Biomass Gases | Methane | 0.05 | 21359840 | C
311611 | 1005686 | 2023 |  | CP-2 | Other Biomass Gases | Methane (Co2 eq) | 1.2 | 21359840 | C
311611 | 1005686 | 2023 |  | CP-2 | Other Biomass Gases | Nitrous Oxide | 0.01 | 21359840 | C
311611 | 1005686 | 2023 |  | CP-2 | Other Biomass Gases | Nitrous Oxide (Co2 eq) | 2.9 | 21359840 | C
311224 | 1005694 | 2023 |  | GP-01 | Natural Gas (Weighted U.S. Average) | Carbon Dioxide Biogenic | 0 | 0 | C
311224 | 1005694 | 2023 |  | GP-01 | Natural Gas (Weighted U.S. Average) | Carbon Dioxide Non-Biogenic | 63905.1 | 0 | C
311224 | 1005694 | 2023 |  | GP-01 | Natural Gas (Weighted U.S. Average) | Carbon Dioxide Total | 63905.1 | 0 | C
311224 | 1005694 | 2023 |  | GP-01 | Natural Gas (Weighted U.S. Average) | Methane | 1.2 | 0 | C
311224 | 1005694 | 2023 |  | GP-01 | Natural Gas (Weighted U.S. Average) | Methane (Co2 eq) | 30.1 | 0 | C
311224 | 1005694 | 2023 |  | GP-01 | Natural Gas (Weighted U.S. Average) | Nitrous Oxide | 0.12 | 0 | C
311224 | 1005694 | 2023 |  | GP-01 | Natural Gas (Weighted U.S. Average) | Nitrous Oxide (Co2 eq) | 35.9 | 0 | C
322120 | 1005706 | 2023 |  | CS-001 | Bituminous | Carbon Dioxide Biogenic | 0 | 0 | C
322120 | 1005706 | 2023 |  | CS-001 | Bituminous | Carbon Dioxide Non-Biogenic | 0 | 0 | C
322120 | 1005706 | 2023 |  | CS-001 | Bituminous | Carbon Dioxide Total | 0 | 0 | C
322120 | 1005706 | 2023 |  | CS-001 | Bituminous | Methane | 0 | 0 | C
322120 | 1005706 | 2023 |  | CS-001 | Bituminous | Methane (Co2 eq) | 0 | 0 | C
322120 | 1005706 | 2023 |  | CS-001 | Bituminous | Nitrous Oxide | 0 | 0 | C
322120 | 1005706 | 2023 |  | CS-001 | Bituminous | Nitrous Oxide (Co2 eq) | 0 | 0 | C
322120 | 1005706 | 2023 |  | CS-001 | Distillate Fuel Oil No. 2 | Carbon Dioxide Biogenic | 0 | 0 | C
322120 | 1005706 | 2023 |  | CS-001 | Distillate Fuel Oil No. 2 | Carbon Dioxide Non-Biogenic | 0 | 0 | C
322120 | 1005706 | 2023 |  | CS-001 | Distillate Fuel Oil No. 2 | Carbon Dioxide Total | 0 | 0 | C
322120 | 1005706 | 2023 |  | CS-001 | Distillate Fuel Oil No. 2 | Methane | 0 | 0 | C
322120 | 1005706 | 2023 |  | CS-001 | Distillate Fuel Oil No. 2 | Methane (Co2 eq) | 0 | 0 | C
322120 | 1005706 | 2023 |  | CS-001 | Distillate Fuel Oil No. 2 | Nitrous Oxide | 0 | 0 | C
322120 | 1005706 | 2023 |  | CS-001 | Distillate Fuel Oil No. 2 | Nitrous Oxide (Co2 eq) | 0 | 0 | C
322120 | 1005706 | 2023 |  | CS-001 | Natural Gas (Weighted U.S. Average) | Carbon Dioxide Biogenic | 0 | 0 | C
322120 | 1005706 | 2023 |  | CS-001 | Natural Gas (Weighted U.S. Average) | Carbon Dioxide Non-Biogenic | 0 | 0 | C
322120 | 1005706 | 2023 |  | CS-001 | Natural Gas (Weighted U.S. Average) | Carbon Dioxide Total | 0 | 0 | C
322120 | 1005706 | 2023 |  | CS-001 | Natural Gas (Weighted U.S. Average) | Methane | 2.35 | 0 | C
322120 | 1005706 | 2023 |  | CS-001 | Natural Gas (Weighted U.S. Average) | Methane (Co2 eq) | 58.7 | 0 | C
322120 | 1005706 | 2023 |  | CS-001 | Natural Gas (Weighted U.S. Average) | Nitrous Oxide | 0.235 | 0 | C
322120 | 1005706 | 2023 |  | CS-001 | Natural Gas (Weighted U.S. Average) | Nitrous Oxide (Co2 eq) | 70 | 0 | C
322120 | 1005706 | 2023 | Chemical Recovery Furnace | Chemical Recovery Furnace |  | Carbon Dioxide Biogenic (Spent Liquor) | 372470.1 |  | AA | [9 empty] | 32 | 1993 | KV/TAM | 2.2 | 2.8 | 1 | D | 1600 | 1250 | 900
322120 | 1005706 | 2023 | Chemical Recovery Furnace | Chemical Recovery Furnace |  | Carbon Dioxide Non-Biogenic | 10564.6 |  | AA | [9 empty] | 32 | 1993 | KV/TAM | 2.2 | 2.8 | 1 | D | 1600 | 1250 | 900
322120 | 1005706 | 2023 | Chemical Recovery Furnace | Chemical Recovery Furnace |  | Methane | 0.2 |  | AA | [9 empty] | 32 | 1993 | KV/TAM | 2.2 | 2.8 | 1 | D | 1600 | 1250 | 900
322120 | 1005706 | 2023 | Chemical Recovery Furnace | Chemical Recovery Furnace |  | Methane Spent Liquor | 7.55 |  | AA | [9 empty] | 32 | 1993 | KV/TAM | 2.2 | 2.8 | 1 | D | 1600 | 1250 | 900
322120 | 1005706 | 2023 | Chemical Recovery Furnace | Chemical Recovery Furnace |  | Nitrous Oxide | 0.02 |  | AA | [9 empty] | 32 | 1993 | KV/TAM | 2.2 | 2.8 | 1 | D | 1600 | 1250 | 900
322120 | 1005706 | 2023 | Chemical Recovery Furnace | Chemical Recovery Furnace |  | Nitrous Oxide Spent Liquor | 1.67 |  | AA | [9 empty] | 32 | 1993 | KV/TAM | 2.2 | 2.8 | 1 | D | 1600 | 1250 | 900
322120 | 1005706 | 2023 |  | GP-001 | Natural Gas (Weighted U.S. Average) | Carbon Dioxide Biogenic | 0 | 0 | C
322120 | 1005706 | 2023 |  | GP-001 | Natural Gas (Weighted U.S. Average) | Carbon Dioxide Non-Biogenic | 7830.1 | 0 | C
322120 | 1005706 | 2023 |  | GP-001 | Natural Gas (Weighted U.S. Average) | Carbon Dioxide Total | 7830.1 | 0 | C
322120 | 1005706 | 2023 |  | GP-001 | Natural Gas (Weighted U.S. Average) | Methane | 0.15 | 0 | C
322120 | 1005706 | 2023 |  | GP-001 | Natural Gas (Weighted U.S. Average) | Methane (Co2 eq) | 3.7 | 0 | C
322120 | 1005706 | 2023 |  | GP-001 | Natural Gas (Weighted U.S. Average) | Nitrous Oxide | 0.015 | 0 | C
322120 | 1005706 | 2023 |  | GP-001 | Natural Gas (Weighted U.S. Average) | Nitrous Oxide (Co2 eq) | 4.4 | 0 | C
322120 | 1005706 | 2023 | Pulp Mill Lime Kiln | Lime Kiln |  | Carbon Dioxide Biogenic (Spent Liquor) | 0 |  | AA
322120 | 1005706 | 2023 | Pulp Mill Lime Kiln | Lime Kiln |  | Carbon Dioxide Non-Biogenic | 18508.4 |  | AA
322120 | 1005706 | 2023 | Pulp Mill Lime Kiln | Lime Kiln |  | Methane | 0.94 |  | AA
322120 | 1005706 | 2023 | Pulp Mill Lime Kiln | Lime Kiln |  | Methane Spent Liquor | 0 |  | AA
322120 | 1005706 | 2023 | Pulp Mill Lime Kiln | Lime Kiln |  | Nitrous Oxide | 0 |  | AA
322120 | 1005706 | 2023 | Pulp Mill Lime Kiln | Lime Kiln |  | Nitrous Oxide Spent Liquor | 0 |  | AA
311313 | 1005707 | 2023 |  | CP-02 | Natural Gas (Weighted U.S. Average) | Carbon Dioxide Biogenic | 0 | 3161670000 | C
311313 | 1005707 | 2023 |  | CP-02 | Natural Gas (Weighted U.S. Average) | Carbon Dioxide Non-Biogenic | 179920.5 | 3161670000 | C
311313 | 1005707 | 2023 |  | CP-02 | Natural Gas (Weighted U.S. Average) | Carbon Dioxide Total | 179920.5 | 3161670000 | C
311313 | 1005707 | 2023 |  | CP-02 | Natural Gas (Weighted U.S. Average) | Methane | 3.39 | 3161670000 | C
311313 | 1005707 | 2023 |  | CP-02 | Natural Gas (Weighted U.S. Average) | Methane (Co2 eq) | 84.8 | 3161670000 | C
311313 | 1005707 | 2023 |  | CP-02 | Natural Gas (Weighted U.S. Average) | Nitrous Oxide | 0.339 | 3161670000 | C
311313 | 1005707 | 2023 |  | CP-02 | Natural Gas (Weighted U.S. Average) | Nitrous Oxide (Co2 eq) | 101 | 3161670000 | C
311313 | 1005707 | 2023 |  | GP-01 | Anthracite | Carbon Dioxide Biogenic | 0 | 3305 | C
311313 | 1005707 | 2023 |  | GP-01 | Anthracite | Carbon Dioxide Non-Biogenic | 8598.2 | 3305 | C
311313 | 1005707 | 2023 |  | GP-01 | Anthracite | Carbon Dioxide Total | 8598.2 | 3305 | C
311313 | 1005707 | 2023 |  | GP-01 | Anthracite | Methane | 0.91 | 3305 | C
311313 | 1005707 | 2023 |  | GP-01 | Anthracite | Methane (Co2 eq) | 22.8 | 3305 | C
311313 | 1005707 | 2023 |  | GP-01 | Anthracite | Nitrous Oxide | 0.133 | 3305 | C
311313 | 1005707 | 2023 |  | GP-01 | Anthracite | Nitrous Oxide (Co2 eq) | 39.5 | 3305 | C
311313 | 1005712 | 2023 |  | CP-1 | Natural Gas (Weighted U.S. Average) | Carbon Dioxide Biogenic | 0 | 0 | C
311313 | 1005712 | 2023 |  | CP-1 | Natural Gas (Weighted U.S. Average) | Carbon Dioxide Non-Biogenic | 181587.2 | 0 | C
311313 | 1005712 | 2023 |  | CP-1 | Natural Gas (Weighted U.S. Average) | Carbon Dioxide Total | 181587.2 | 0 | C
311313 | 1005712 | 2023 |  | CP-1 | Natural Gas (Weighted U.S. Average) | Methane | 3.42 | 0 | C
311313 | 1005712 | 2023 |  | CP-1 | Natural Gas (Weighted U.S. Average) | Methane (Co2 eq) | 85.6 | 0 | C
311313 | 1005712 | 2023 |  | CP-1 | Natural Gas (Weighted U.S. Average) | Nitrous Oxide | 0.342 | 0 | C
311313 | 1005712 | 2023 |  | CP-1 | Natural Gas (Weighted U.S. Average) | Nitrous Oxide (Co2 eq) | 102 | 0 | C
311313 | 1005712 | 2023 |  | GP-1 | Anthracite | Carbon Dioxide Biogenic | 0 | 2666 | C
311313 | 1005712 | 2023 |  | GP-1 | Anthracite | Carbon Dioxide Non-Biogenic | 6935.8 | 2666 | C
311313 | 1005712 | 2023 |  | GP-1 | Anthracite | Carbon Dioxide Total | 6935.8 | 2666 | C
311313 | 1005712 | 2023 |  | GP-1 | Anthracite | Methane | 0.74 | 2666 | C
311313 | 1005712 | 2023 |  | GP-1 | Anthracite | Methane (Co2 eq) | 18.4 | 2666 | C
311313 | 1005712 | 2023 |  | GP-1 | Anthracite | Nitrous Oxide | 0.107 | 2666 | C
311313 | 1005712 | 2023 |  | GP-1 | Anthracite | Nitrous Oxide (Co2 eq) | 31.9 | 2666 | C
311313 | 1005712 | 2023 | S (Stoker Boiler) | S-B1 | Bituminous | Carbon Dioxide Biogenic | 0 | 0 | C
311313 | 1005712 | 2023 | S (Stoker Boiler) | S-B1 | Bituminous | Carbon Dioxide Non-Biogenic | 0 | 0 | C
311313 | 1005712 | 2023 | S (Stoker Boiler) | S-B1 | Bituminous | Carbon Dioxide Total | 0 | 0 | C
311313 | 1005712 | 2023 | S (Stoker Boiler) | S-B1 | Bituminous | Methane | 0 | 0 | C
311313 | 1005712 | 2023 | S (Stoker Boiler) | S-B1 | Bituminous | Methane (Co2 eq) | 0 | 0 | C
311313 | 1005712 | 2023 | S (Stoker Boiler) | S-B1 | Bituminous | Nitrous Oxide | 0 | 0 | C
311313 | 1005712 | 2023 | S (Stoker Boiler) | S-B1 | Bituminous | Nitrous Oxide (Co2 eq) | 0 | 0 | C
311313 | 1005712 | 2023 | PCWW (Pulverized coal, wall-fired, wet bottom) | S-B2 | Subbituminous | Carbon Dioxide Biogenic | 0 | 0 | C
311313 | 1005712 | 2023 | PCWW (Pulverized coal, wall-fired, wet bottom) | S-B2 | Subbituminous | Carbon Dioxide Non-Biogenic | 0 | 0 | C
311313 | 1005712 | 2023 | PCWW (Pulverized coal, wall-fired, wet bottom) | S-B2 | Subbituminous | Carbon Dioxide Total | 0 | 0 | C
311313 | 1005712 | 2023 | PCWW (Pulverized coal, wall-fired, wet bottom) | S-B2 | Subbituminous | Methane | 0 | 0 | C
311313 | 1005712 | 2023 | PCWW (Pulverized coal, wall-fired, wet bottom) | S-B2 | Subbituminous | Methane (Co2 eq) | 0 | 0 | C
311313 | 1005712 | 2023 | PCWW (Pulverized coal, wall-fired, wet bottom) | S-B2 | Subbituminous | Nitrous Oxide | 0 | 0 | C
311313 | 1005712 | 2023 | PCWW (Pulverized coal, wall-fired, wet bottom) | S-B2 | Subbituminous | Nitrous Oxide (Co2 eq) | 0 | 0 | C
311313 | 1005712 | 2023 | PD (Product or intermediate product dryer) | S-D1 | Subbituminous | Carbon Dioxide Biogenic | 0 | 0 | C
311313 | 1005712 | 2023 | PD (Product or intermediate product dryer) | S-D1 | Subbituminous | Carbon Dioxide Non-Biogenic | 0 | 0 | C
311313 | 1005712 | 2023 | PD (Product or intermediate product dryer) | S-D1 | Subbituminous | Carbon Dioxide Total | 0 | 0 | C
311313 | 1005712 | 2023 | PD (Product or intermediate product dryer) | S-D1 | Subbituminous | Methane | 0 | 0 | C
311313 | 1005712 | 2023 | PD (Product or intermediate product dryer) | S-D1 | Subbituminous | Methane (Co2 eq) | 0 | 0 | C
311313 | 1005712 | 2023 | PD (Product or intermediate product dryer) | S-D1 | Subbituminous | Nitrous Oxide | 0 | 0 | C
311313 | 1005712 | 2023 | PD (Product or intermediate product dryer) | S-D1 | Subbituminous | Nitrous Oxide (Co2 eq) | 0 | 0 | C
325120 | 1005721 | 2023 |  | GP-1 | Natural Gas (Weighted U.S. Average) | Carbon Dioxide Biogenic | 0 | 844594879 | C
325120 | 1005721 | 2023 |  | GP-1 | Natural Gas (Weighted U.S. Average) | Carbon Dioxide Non-Biogenic | 45979.4 | 844594879 | C
325120 | 1005721 | 2023 |  | GP-1 | Natural Gas (Weighted U.S. Average) | Carbon Dioxide Total | 45979.4 | 844594879 | C
325120 | 1005721 | 2023 |  | GP-1 | Natural Gas (Weighted U.S. Average) | Methane | 0.87 | 844594879 | C
325120 | 1005721 | 2023 |  | GP-1 | Natural Gas (Weighted U.S. Average) | Methane (Co2 eq) | 21.7 | 844594879 | C
325120 | 1005721 | 2023 |  | GP-1 | Natural Gas (Weighted U.S. Average) | Nitrous Oxide | 0.087 | 844594879 | C
325120 | 1005721 | 2023 |  | GP-1 | Natural Gas (Weighted U.S. Average) | Nitrous Oxide (Co2 eq) | 25.8 | 844594879 | C
325120 | 1005721 | 2023 |  | GP-2 | Distillate Fuel Oil No. 2 | Carbon Dioxide Biogenic | 0 | 0 | C
325120 | 1005721 | 2023 |  | GP-2 | Distillate Fuel Oil No. 2 | Carbon Dioxide Non-Biogenic | 0 | 0 | C
325120 | 1005721 | 2023 |  | GP-2 | Distillate Fuel Oil No. 2 | Carbon Dioxide Total | 0 | 0 | C
325120 | 1005721 | 2023 |  | GP-2 | Distillate Fuel Oil No. 2 | Methane | 0 | 0 | C
325120 | 1005721 | 2023 |  | GP-2 | Distillate Fuel Oil No. 2 | Methane (Co2 eq) | 0 | 0 | C
325120 | 1005721 | 2023 |  | GP-2 | Distillate Fuel Oil No. 2 | Nitrous Oxide | 0 | 0 | C
325120 | 1005721 | 2023 |  | GP-2 | Distillate Fuel Oil No. 2 | Nitrous Oxide (Co2 eq) | 0 | 0 | C
325193 | 1005727 | 2023 |  | CP-1 | Natural Gas (Weighted U.S. Average) | Carbon Dioxide Biogenic | 0 | 0 | C
325193 | 1005727 | 2023 |  | CP-1 | Natural Gas (Weighted U.S. Average) | Carbon Dioxide Non-Biogenic | 107714.3 | 0 | C
325193 | 1005727 | 2023 |  | CP-1 | Natural Gas (Weighted U.S. Average) | Carbon Dioxide Total | 107714.3 | 0 | C
325193 | 1005727 | 2023 |  | CP-1 | Natural Gas (Weighted U.S. Average) | Methane | 2.03 | 0 | C
325193 | 1005727 | 2023 |  | CP-1 | Natural Gas (Weighted U.S. Average) | Methane (Co2 eq) | 50.8 | 0 | C
325193 | 1005727 | 2023 |  | CP-1 | Natural Gas (Weighted U.S. Average) | Nitrous Oxide | 0.203 | 0 | C
325193 | 1005727 | 2023 |  | CP-1 | Natural Gas (Weighted U.S. Average) | Nitrous Oxide (Co2 eq) | 60.5 | 0 | C
325193 | 1005727 | 2023 | RICE (Reciprocating internal combustion engine) | Generator | Distillate Fuel Oil No. 2 | Carbon Dioxide Biogenic | 0 | 2452 | C
325193 | 1005727 | 2023 | RICE (Reciprocating internal combustion engine) | Generator | Distillate Fuel Oil No. 2 | Carbon Dioxide Non-Biogenic | 25 | 2452 | C
325193 | 1005727 | 2023 | RICE (Reciprocating internal combustion engine) | Generator | Distillate Fuel Oil No. 2 | Carbon Dioxide Total | 25 | 2452 | C
325193 | 1005727 | 2023 | RICE (Reciprocating internal combustion engine) | Generator | Distillate Fuel Oil No. 2 | Methane | 0 | 2452 | C
325193 | 1005727 | 2023 | RICE (Reciprocating internal combustion engine) | Generator | Distillate Fuel Oil No. 2 | Methane (Co2 eq) | 0 | 2452 | C
325193 | 1005727 | 2023 | RICE (Reciprocating internal combustion engine) | Generator | Distillate Fuel Oil No. 2 | Nitrous Oxide | 0 | 2452 | C
325193 | 1005727 | 2023 | RICE (Reciprocating internal combustion engine) | Generator | Distillate Fuel Oil No. 2 | Nitrous Oxide (Co2 eq) | 0.1 | 2452 | C
322120 | 1005732 | 2023 |  | GP-01 | Distillate Fuel Oil No. 2 | Carbon Dioxide Biogenic | 0 | 0 | C
322120 | 1005732 | 2023 |  | GP-01 | Distillate Fuel Oil No. 2 | Carbon Dioxide Non-Biogenic | 39.5 | 0 | C
322120 | 1005732 | 2023 |  | GP-01 | Distillate Fuel Oil No. 2 | Carbon Dioxide Total | 39.5 | 0 | C
322120 | 1005732 | 2023 |  | GP-01 | Distillate Fuel Oil No. 2 | Methane | 0 | 0 | C
322120 | 1005732 | 2023 |  | GP-01 | Distillate Fuel Oil No. 2 | Methane (Co2 eq) | 0 | 0 | C
322120 | 1005732 | 2023 |  | GP-01 | Distillate Fuel Oil No. 2 | Nitrous Oxide | 0 | 0 | C
322120 | 1005732 | 2023 |  | GP-01 | Distillate Fuel Oil No. 2 | Nitrous Oxide (Co2 eq) | 0.1 | 0 | C
322120 | 1005732 | 2023 | Pulp Mill Lime Kiln | Lime Kiln |  | Carbon Dioxide Biogenic (Spent Liquor) | 0 |  | AA
322120 | 1005732 | 2023 | Pulp Mill Lime Kiln | Lime Kiln |  | Carbon Dioxide Non-Biogenic | 20444.3 |  | AA
322120 | 1005732 | 2023 | Pulp Mill Lime Kiln | Lime Kiln |  | Methane | 0.99 |  | AA
322120 | 1005732 | 2023 | Pulp Mill Lime Kiln | Lime Kiln |  | Methane Spent Liquor | 0 |  | AA
322120 | 1005732 | 2023 | Pulp Mill Lime Kiln | Lime Kiln |  | Nitrous Oxide | 0 |  | AA
322120 | 1005732 | 2023 | Pulp Mill Lime Kiln | Lime Kiln |  | Nitrous Oxide Spent Liquor | 0 |  | AA
322120 | 1005732 | 2023 | S (Stoker Boiler) | No. 10 Power Boiler | Natural Gas (Weighted U.S. Average) | Carbon Dioxide Biogenic | 0 | 0 | C
322120 | 1005732 | 2023 | S (Stoker Boiler) | No. 10 Power Boiler | Natural Gas (Weighted U.S. Average) | Carbon Dioxide Non-Biogenic | 6945.5 | 0 | C
322120 | 1005732 | 2023 | S (Stoker Boiler) | No. 10 Power Boiler | Natural Gas (Weighted U.S. Average) | Carbon Dioxide Total | 6945.5 | 0 | C
322120 | 1005732 | 2023 | S (Stoker Boiler) | No. 10 Power Boiler | Natural Gas (Weighted U.S. Average) | Methane | 0.13 | 0 | C
322120 | 1005732 | 2023 | S (Stoker Boiler) | No. 10 Power Boiler | Natural Gas (Weighted U.S. Average) | Methane (Co2 eq) | 3.3 | 0 | C
322120 | 1005732 | 2023 | S (Stoker Boiler) | No. 10 Power Boiler | Natural Gas (Weighted U.S. Average) | Nitrous Oxide | 0.013 | 0 | C
322120 | 1005732 | 2023 | S (Stoker Boiler) | No. 10 Power Boiler | Natural Gas (Weighted U.S. Average) | Nitrous Oxide (Co2 eq) | 3.9 | 0 | C
322120 | 1005732 | 2023 | S (Stoker Boiler) | No. 10 Power Boiler | Residual Fuel Oil No. 5 | Carbon Dioxide Biogenic | 0 | 0 | C
322120 | 1005732 | 2023 | S (Stoker Boiler) | No. 10 Power Boiler | Residual Fuel Oil No. 5 | Carbon Dioxide Non-Biogenic | 3060 | 0 | C
322120 | 1005732 | 2023 | S (Stoker Boiler) | No. 10 Power Boiler | Residual Fuel Oil No. 5 | Carbon Dioxide Total | 3060 | 0 | C
322120 | 1005732 | 2023 | S (Stoker Boiler) | No. 10 Power Boiler | Residual Fuel Oil No. 5 | Methane | 0.12 | 0 | C
322120 | 1005732 | 2023 | S (Stoker Boiler) | No. 10 Power Boiler | Residual Fuel Oil No. 5 | Methane (Co2 eq) | 3 | 0 | C
322120 | 1005732 | 2023 | S (Stoker Boiler) | No. 10 Power Boiler | Residual Fuel Oil No. 5 | Nitrous Oxide | 0.024 | 0 | C
322120 | 1005732 | 2023 | S (Stoker Boiler) | No. 10 Power Boiler | Residual Fuel Oil No. 5 | Nitrous Oxide (Co2 eq) | 7.2 | 0 | C
322120 | 1005732 | 2023 | S (Stoker Boiler) | No. 10 Power Boiler | Wood and Wood Residuals (dry basis) | Carbon Dioxide Biogenic | 200403 | 0 | C
322120 | 1005732 | 2023 | S (Stoker Boiler) | No. 10 Power Boiler | Wood and Wood Residuals (dry basis) | Carbon Dioxide Non-Biogenic | 0 | 0 | C
322120 | 1005732 | 2023 | S (Stoker Boiler) | No. 10 Power Boiler | Wood and Wood Residuals (dry basis) | Carbon Dioxide Total | 200403 | 0 | C
322120 | 1005732 | 2023 | S (Stoker Boiler) | No. 10 Power Boiler | Wood and Wood Residuals (dry basis) | Methane | 15.38 | 0 | C
322120 | 1005732 | 2023 | S (Stoker Boiler) | No. 10 Power Boiler | Wood and Wood Residuals (dry basis) | Methane (Co2 eq) | 384.6 | 0 | C
322120 | 1005732 | 2023 | S (Stoker Boiler) | No. 10 Power Boiler | Wood and Wood Residuals (dry basis) | Nitrous Oxide | 7.691 | 0 | C
322120 | 1005732 | 2023 | S (Stoker Boiler) | No. 10 Power Boiler | Wood and Wood Residuals (dry basis) | Nitrous Oxide (Co2 eq) | 2292 | 0 | C
322120 | 1005732 | 2023 | OB (Boiler, other) | Package Boiler | Natural Gas (Weighted U.S. Average) | Carbon Dioxide Biogenic | 0 | 0 | C
322120 | 1005732 | 2023 | OB (Boiler, other) | Package Boiler | Natural Gas (Weighted U.S. Average) | Carbon Dioxide Non-Biogenic | 14283.2 | 0 | C
322120 | 1005732 | 2023 | OB (Boiler, other) | Package Boiler | Natural Gas (Weighted U.S. Average) | Carbon Dioxide Total | 14283.2 | 0 | C
322120 | 1005732 | 2023 | OB (Boiler, other) | Package Boiler | Natural Gas (Weighted U.S. Average) | Methane | 0.27 | 0 | C
322120 | 1005732 | 2023 | OB (Boiler, other) | Package Boiler | Natural Gas (Weighted U.S. Average) | Methane (Co2 eq) | 6.7 | 0 | C
322120 | 1005732 | 2023 | OB (Boiler, other) | Package Boiler | Natural Gas (Weighted U.S. Average) | Nitrous Oxide | 0.027 | 0 | C
322120 | 1005732 | 2023 | OB (Boiler, other) | Package Boiler | Natural Gas (Weighted U.S. Average) | Nitrous Oxide (Co2 eq) | 8 | 0 | C
322120 | 1005732 | 2023 | Chemical Recovery Furnace | Recovery Furnace |  | Carbon Dioxide Biogenic (Spent Liquor) | 291074.1 |  | AA | [9 empty] | 56 | 1969 | ALSTOM | 2.17 |  |  |  | 715 | 400 | 745
322120 | 1005732 | 2023 | Chemical Recovery Furnace | Recovery Furnace |  | Carbon Dioxide Non-Biogenic | 9972 |  | AA | [9 empty] | 56 | 1969 | ALSTOM | 2.17 |  |  |  | 715 | 400 | 745
322120 | 1005732 | 2023 | Chemical Recovery Furnace | Recovery Furnace |  | Methane | 0.41 |  | AA | [9 empty] | 56 | 1969 | ALSTOM | 2.17 |  |  |  | 715 | 400 | 745
322120 | 1005732 | 2023 | Chemical Recovery Furnace | Recovery Furnace |  | Methane Spent Liquor | 5.86 |  | AA | [9 empty] | 56 | 1969 | ALSTOM | 2.17 |  |  |  | 715 | 400 | 745
322120 | 1005732 | 2023 | Chemical Recovery Furnace | Recovery Furnace |  | Nitrous Oxide | 0.082 |  | AA | [9 empty] | 56 | 1969 | ALSTOM | 2.17 |  |  |  | 715 | 400 | 745
322120 | 1005732 | 2023 | Chemical Recovery Furnace | Recovery Furnace |  | Nitrous Oxide Spent Liquor | 1.295 |  | AA | [9 empty] | 56 | 1969 | ALSTOM | 2.17 |  |  |  | 715 | 400 | 745
322130 | 1005738 | 2023 | CCCT (CC (Turbine, combined cycle)) | Gas Turbine and HRSG | Natural Gas (Weighted U.S. Average) | Carbon Dioxide Biogenic | 0 | 0 | C
322130 | 1005738 | 2023 | CCCT (CC (Turbine, combined cycle)) | Gas Turbine and HRSG | Natural Gas (Weighted U.S. Average) | Carbon Dioxide Non-Biogenic | 192823.1 | 0 | C
322130 | 1005738 | 2023 | CCCT (CC (Turbine, combined cycle)) | Gas Turbine and HRSG | Natural Gas (Weighted U.S. Average) | Carbon Dioxide Total | 192823.1 | 0 | C
322130 | 1005738 | 2023 | CCCT (CC (Turbine, combined cycle)) | Gas Turbine and HRSG | Natural Gas (Weighted U.S. Average) | Methane | 3.63 | 0 | C
322130 | 1005738 | 2023 | CCCT (CC (Turbine, combined cycle)) | Gas Turbine and HRSG | Natural Gas (Weighted U.S. Average) | Methane (Co2 eq) | 90.9 | 0 | C
322130 | 1005738 | 2023 | CCCT (CC (Turbine, combined cycle)) | Gas Turbine and HRSG | Natural Gas (Weighted U.S. Average) | Nitrous Oxide | 0.363 | 0 | C
322130 | 1005738 | 2023 | CCCT (CC (Turbine, combined cycle)) | Gas Turbine and HRSG | Natural Gas (Weighted U.S. Average) | Nitrous Oxide (Co2 eq) | 108.3 | 0 | C
322130 | 1005738 | 2023 | TODF (Thermal oxidizer, direct fired, no heat recovery) | LVHC/HVLC Incinerator (57-99) | Natural Gas (Weighted U.S. Average) | Carbon Dioxide Biogenic | 0 | 0 | C
322130 | 1005738 | 2023 | TODF (Thermal oxidizer, direct fired, no heat recovery) | LVHC/HVLC Incinerator (57-99) | Natural Gas (Weighted U.S. Average) | Carbon Dioxide Non-Biogenic | 4094.6 | 0 | C
322130 | 1005738 | 2023 | TODF (Thermal oxidizer, direct fired, no heat recovery) | LVHC/HVLC Incinerator (57-99) | Natural Gas (Weighted U.S. Average) | Carbon Dioxide Total | 4094.6 | 0 | C
322130 | 1005738 | 2023 | TODF (Thermal oxidizer, direct fired, no heat recovery) | LVHC/HVLC Incinerator (57-99) | Natural Gas (Weighted U.S. Average) | Methane | 0.08 | 0 | C
322130 | 1005738 | 2023 | TODF (Thermal oxidizer, direct fired, no heat recovery) | LVHC/HVLC Incinerator (57-99) | Natural Gas (Weighted U.S. Average) | Methane (Co2 eq) | 1.9 | 0 | C
322130 | 1005738 | 2023 | TODF (Thermal oxidizer, direct fired, no heat recovery) | LVHC/HVLC Incinerator (57-99) | Natural Gas (Weighted U.S. Average) | Nitrous Oxide | 0.008 | 0 | C
322130 | 1005738 | 2023 | TODF (Thermal oxidizer, direct fired, no heat recovery) | LVHC/HVLC Incinerator (57-99) | Natural Gas (Weighted U.S. Average) | Nitrous Oxide (Co2 eq) | 2.3 | 0 | C
322130 | 1005738 | 2023 | Pulp Mill Lime Kiln | Lime Kiln |  | Carbon Dioxide Biogenic (Spent Liquor) | 0 |  | AA
322130 | 1005738 | 2023 | Pulp Mill Lime Kiln | Lime Kiln |  | Carbon Dioxide Non-Biogenic | 36497.8 |  | AA
322130 | 1005738 | 2023 | Pulp Mill Lime Kiln | Lime Kiln |  | Methane | 0.69 |  | AA
322130 | 1005738 | 2023 | Pulp Mill Lime Kiln | Lime Kiln |  | Methane Spent Liquor | 0 |  | AA
322130 | 1005738 | 2023 | Pulp Mill Lime Kiln | Lime Kiln |  | Nitrous Oxide | 0.069 |  | AA
322130 | 1005738 | 2023 | Pulp Mill Lime Kiln | Lime Kiln |  | Nitrous Oxide Spent Liquor | 0 |  | AA
322130 | 1005738 | 2023 | Chemical Recovery Furnace | No. 1 Recovery Boiler |  | Carbon Dioxide Biogenic (Spent Liquor) | 548956 |  | AA | [9 empty] | 44 | 1981 | B&W | 2.7 |  | 2 | SR | 1475 | 1275 | 900
322130 | 1005738 | 2023 | Chemical Recovery Furnace | No. 1 Recovery Boiler |  | Carbon Dioxide Non-Biogenic | 20604.8 |  | AA | [9 empty] | 44 | 1981 | B&W | 2.7 |  | 2 | SR | 1475 | 1275 | 900
322130 | 1005738 | 2023 | Chemical Recovery Furnace | No. 1 Recovery Boiler |  | Methane | 0.39 |  | AA | [9 empty] | 44 | 1981 | B&W | 2.7 |  | 2 | SR | 1475 | 1275 | 900
322130 | 1005738 | 2023 | Chemical Recovery Furnace | No. 1 Recovery Boiler |  | Methane Spent Liquor | 11.07 |  | AA | [9 empty] | 44 | 1981 | B&W | 2.7 |  | 2 | SR | 1475 | 1275 | 900
322130 | 1005738 | 2023 | Chemical Recovery Furnace | No. 1 Recovery Boiler |  | Nitrous Oxide | 0.039 |  | AA | [9 empty] | 44 | 1981 | B&W | 2.7 |  | 2 | SR | 1475 | 1275 | 900
322130 | 1005738 | 2023 | Chemical Recovery Furnace | No. 1 Recovery Boiler |  | Nitrous Oxide Spent Liquor | 2.447 |  | AA | [9 empty] | 44 | 1981 | B&W | 2.7 |  | 2 | SR | 1475 | 1275 | 900
322130 | 1005738 | 2023 | Chemical Recovery Furnace | No. 2 Recovery Boiler |  | Carbon Dioxide Biogenic (Spent Liquor) | 565816.3 |  | AA | [9 empty] | 44 | 1981 | B&W | 2.7 |  | 2 | SR | 1475 | 1275 | 900
322130 | 1005738 | 2023 | Chemical Recovery Furnace | No. 2 Recovery Boiler |  | Carbon Dioxide Non-Biogenic | 20210.8 |  | AA | [9 empty] | 44 | 1981 | B&W | 2.7 |  | 2 | SR | 1475 | 1275 | 900
322130 | 1005738 | 2023 | Chemical Recovery Furnace | No. 2 Recovery Boiler |  | Methane | 0.38 |  | AA | [9 empty] | 44 | 1981 | B&W | 2.7 |  | 2 | SR | 1475 | 1275 | 900
322130 | 1005738 | 2023 | Chemical Recovery Furnace | No. 2 Recovery Boiler |  | Methane Spent Liquor | 11.41 |  | AA | [9 empty] | 44 | 1981 | B&W | 2.7 |  | 2 | SR | 1475 | 1275 | 900
322130 | 1005738 | 2023 | Chemical Recovery Furnace | No. 2 Recovery Boiler |  | Nitrous Oxide | 0.038 |  | AA | [9 empty] | 44 | 1981 | B&W | 2.7 |  | 2 | SR | 1475 | 1275 | 900
322130 | 1005738 | 2023 | Chemical Recovery Furnace | No. 2 Recovery Boiler |  | Nitrous Oxide Spent Liquor | 2.523 |  | AA | [9 empty] | 44 | 1981 | B&W | 2.7 |  | 2 | SR | 1475 | 1275 | 900
322130 | 1005738 | 2023 | S (Stoker Boiler) | Power Boiler No. 1 | Natural Gas (Weighted U.S. Average) | Carbon Dioxide Biogenic | 0 | 0 | C
322130 | 1005738 | 2023 | S (Stoker Boiler) | Power Boiler No. 1 | Natural Gas (Weighted U.S. Average) | Carbon Dioxide Non-Biogenic | 118668.1 | 0 | C
322130 | 1005738 | 2023 | S (Stoker Boiler) | Power Boiler No. 1 | Natural Gas (Weighted U.S. Average) | Carbon Dioxide Total | 118668.1 | 0 | C
322130 | 1005738 | 2023 | S (Stoker Boiler) | Power Boiler No. 1 | Natural Gas (Weighted U.S. Average) | Methane | 2.24 | 0 | C
322130 | 1005738 | 2023 | S (Stoker Boiler) | Power Boiler No. 1 | Natural Gas (Weighted U.S. Average) | Methane (Co2 eq) | 55.9 | 0 | C
322130 | 1005738 | 2023 | S (Stoker Boiler) | Power Boiler No. 1 | Natural Gas (Weighted U.S. Average) | Nitrous Oxide | 0.224 | 0 | C
322130 | 1005738 | 2023 | S (Stoker Boiler) | Power Boiler No. 1 | Natural Gas (Weighted U.S. Average) | Nitrous Oxide (Co2 eq) | 66.6 | 0 | C
322130 | 1005738 | 2023 | S (Stoker Boiler) | Power Boiler No. 1 | Tires | Carbon Dioxide Biogenic | 0 | 0 | C
322130 | 1005738 | 2023 | S (Stoker Boiler) | Power Boiler No. 1 | Tires | Carbon Dioxide Non-Biogenic | 41798.2 | 0 | C
322130 | 1005738 | 2023 | S (Stoker Boiler) | Power Boiler No. 1 | Tires | Carbon Dioxide Total | 41798.2 | 0 | C
322130 | 1005738 | 2023 | S (Stoker Boiler) | Power Boiler No. 1 | Tires | Methane | 14.29 | 0 | C
322130 | 1005738 | 2023 | S (Stoker Boiler) | Power Boiler No. 1 | Tires | Methane (Co2 eq) | 357.2 | 0 | C
322130 | 1005738 | 2023 | S (Stoker Boiler) | Power Boiler No. 1 | Tires | Nitrous Oxide | 1.875 | 0 | C
322130 | 1005738 | 2023 | S (Stoker Boiler) | Power Boiler No. 1 | Tires | Nitrous Oxide (Co2 eq) | 558.8 | 0 | C
322130 | 1005738 | 2023 | S (Stoker Boiler) | Power Boiler No. 1 | Wood and Wood Residuals (dry basis) | Carbon Dioxide Biogenic | 165687.6 | 0 | C
322130 | 1005738 | 2023 | S (Stoker Boiler) | Power Boiler No. 1 | Wood and Wood Residuals (dry basis) | Carbon Dioxide Non-Biogenic | 0 | 0 | C
322130 | 1005738 | 2023 | S (Stoker Boiler) | Power Boiler No. 1 | Wood and Wood Residuals (dry basis) | Carbon Dioxide Total | 165687.6 | 0 | C
322130 | 1005738 | 2023 | S (Stoker Boiler) | Power Boiler No. 1 | Wood and Wood Residuals (dry basis) | Methane | 12.72 | 0 | C
322130 | 1005738 | 2023 | S (Stoker Boiler) | Power Boiler No. 1 | Wood and Wood Residuals (dry basis) | Methane (Co2 eq) | 318 | 0 | C
322130 | 1005738 | 2023 | S (Stoker Boiler) | Power Boiler No. 1 | Wood and Wood Residuals (dry basis) | Nitrous Oxide | 6.359 | 0 | C
322130 | 1005738 | 2023 | S (Stoker Boiler) | Power Boiler No. 1 | Wood and Wood Residuals (dry basis) | Nitrous Oxide (Co2 eq) | 1895 | 0 | C
322130 | 1005738 | 2023 | S (Stoker Boiler) | Power Boiler No. 2 | Natural Gas (Weighted U.S. Average) | Carbon Dioxide Biogenic | 0 | 0 | C
322130 | 1005738 | 2023 | S (Stoker Boiler) | Power Boiler No. 2 | Natural Gas (Weighted U.S. Average) | Carbon Dioxide Non-Biogenic | 98440.6 | 0 | C
322130 | 1005738 | 2023 | S (Stoker Boiler) | Power Boiler No. 2 | Natural Gas (Weighted U.S. Average) | Carbon Dioxide Total | 98440.6 | 0 | C
322130 | 1005738 | 2023 | S (Stoker Boiler) | Power Boiler No. 2 | Natural Gas (Weighted U.S. Average) | Methane | 1.86 | 0 | C
322130 | 1005738 | 2023 | S (Stoker Boiler) | Power Boiler No. 2 | Natural Gas (Weighted U.S. Average) | Methane (Co2 eq) | 46.4 | 0 | C
322130 | 1005738 | 2023 | S (Stoker Boiler) | Power Boiler No. 2 | Natural Gas (Weighted U.S. Average) | Nitrous Oxide | 0.186 | 0 | C
322130 | 1005738 | 2023 | S (Stoker Boiler) | Power Boiler No. 2 | Natural Gas (Weighted U.S. Average) | Nitrous Oxide (Co2 eq) | 55.3 | 0 | C
322130 | 1005738 | 2023 | S (Stoker Boiler) | Power Boiler No. 2 | Tires | Carbon Dioxide Biogenic | 0 | 0 | C
322130 | 1005738 | 2023 | S (Stoker Boiler) | Power Boiler No. 2 | Tires | Carbon Dioxide Non-Biogenic | 40333.1 | 0 | C
322130 | 1005738 | 2023 | S (Stoker Boiler) | Power Boiler No. 2 | Tires | Carbon Dioxide Total | 40333.1 | 0 | C
322130 | 1005738 | 2023 | S (Stoker Boiler) | Power Boiler No. 2 | Tires | Methane | 13.79 | 0 | C
322130 | 1005738 | 2023 | S (Stoker Boiler) | Power Boiler No. 2 | Tires | Methane (Co2 eq) | 344.8 | 0 | C
322130 | 1005738 | 2023 | S (Stoker Boiler) | Power Boiler No. 2 | Tires | Nitrous Oxide | 1.81 | 0 | C
322130 | 1005738 | 2023 | S (Stoker Boiler) | Power Boiler No. 2 | Tires | Nitrous Oxide (Co2 eq) | 539.4 | 0 | C
322130 | 1005738 | 2023 | S (Stoker Boiler) | Power Boiler No. 2 | Wood and Wood Residuals (dry basis) | Carbon Dioxide Biogenic | 182427.3 | 0 | C
322130 | 1005738 | 2023 | S (Stoker Boiler) | Power Boiler No. 2 | Wood and Wood Residuals (dry basis) | Carbon Dioxide Non-Biogenic | 0 | 0 | C
322130 | 1005738 | 2023 | S (Stoker Boiler) | Power Boiler No. 2 | Wood and Wood Residuals (dry basis) | Carbon Dioxide Total | 182427.3 | 0 | C
322130 | 1005738 | 2023 | S (Stoker Boiler) | Power Boiler No. 2 | Wood and Wood Residuals (dry basis) | Methane | 14 | 0 | C
322130 | 1005738 | 2023 | S (Stoker Boiler) | Power Boiler No. 2 | Wood and Wood Residuals (dry basis) | Methane (Co2 eq) | 350.1 | 0 | C
322130 | 1005738 | 2023 | S (Stoker Boiler) | Power Boiler No. 2 | Wood and Wood Residuals (dry basis) | Nitrous Oxide | 7.001 | 0 | C
322130 | 1005738 | 2023 | S (Stoker Boiler) | Power Boiler No. 2 | Wood and Wood Residuals (dry basis) | Nitrous Oxide (Co2 eq) | 2086.4 | 0 | C
311613 | 1005746 | 2023 |  | CP-natural gas pipe | Natural Gas (Weighted U.S. Average) | Carbon Dioxide Biogenic | 0 | 0 | C
311613 | 1005746 | 2023 |  | CP-natural gas pipe | Natural Gas (Weighted U.S. Average) | Carbon Dioxide Non-Biogenic | 38784.7 | 0 | C
311613 | 1005746 | 2023 |  | CP-natural gas pipe | Natural Gas (Weighted U.S. Average) | Carbon Dioxide Total | 38784.7 | 0 | C
311613 | 1005746 | 2023 |  | CP-natural gas pipe | Natural Gas (Weighted U.S. Average) | Methane | 0.73 | 0 | C
311613 | 1005746 | 2023 |  | CP-natural gas pipe | Natural Gas (Weighted U.S. Average) | Methane (Co2 eq) | 18.3 | 0 | C
311613 | 1005746 | 2023 |  | CP-natural gas pipe | Natural Gas (Weighted U.S. Average) | Nitrous Oxide | 0.073 | 0 | C
311613 | 1005746 | 2023 |  | CP-natural gas pipe | Natural Gas (Weighted U.S. Average) | Nitrous Oxide (Co2 eq) | 21.8 | 0 | C
311613 | 1005746 | 2023 |  | GP-Generators | Distillate Fuel Oil No. 2 | Carbon Dioxide Biogenic | 0 | 100 | C
311613 | 1005746 | 2023 |  | GP-Generators | Distillate Fuel Oil No. 2 | Carbon Dioxide Non-Biogenic | 1 | 100 | C
311613 | 1005746 | 2023 |  | GP-Generators | Distillate Fuel Oil No. 2 | Carbon Dioxide Total | 1 | 100 | C
311613 | 1005746 | 2023 |  | GP-Generators | Distillate Fuel Oil No. 2 | Methane | 0 | 100 | C
311613 | 1005746 | 2023 |  | GP-Generators | Distillate Fuel Oil No. 2 | Methane (Co2 eq) | 0 | 100 | C
311613 | 1005746 | 2023 |  | GP-Generators | Distillate Fuel Oil No. 2 | Nitrous Oxide | 0 | 100 | C
311613 | 1005746 | 2023 |  | GP-Generators | Distillate Fuel Oil No. 2 | Nitrous Oxide (Co2 eq) | 0 | 100 | C
311313 | 1005751 | 2023 | OB (Boiler, other) | Boiler 1 | Subbituminous | Carbon Dioxide Biogenic |  | 0 | C
311313 | 1005751 | 2023 | OB (Boiler, other) | Boiler 1 | Subbituminous | Carbon Dioxide Non-Biogenic | 0 | 0 | C
311313 | 1005751 | 2023 | OB (Boiler, other) | Boiler 1 | Subbituminous | Carbon Dioxide Total | 0 | 0 | C
311313 | 1005751 | 2023 | OB (Boiler, other) | Boiler 1 | Subbituminous | Methane | 21.65 | 0 | C
311313 | 1005751 | 2023 | OB (Boiler, other) | Boiler 1 | Subbituminous | Methane (Co2 eq) | 541.2 | 0 | C
311313 | 1005751 | 2023 | OB (Boiler, other) | Boiler 1 | Subbituminous | Nitrous Oxide | 3.149 | 0 | C
311313 | 1005751 | 2023 | OB (Boiler, other) | Boiler 1 | Subbituminous | Nitrous Oxide (Co2 eq) | 938.3 | 0 | C
311313 | 1005751 | 2023 | OB (Boiler, other) | Boiler 2 | Subbituminous | Carbon Dioxide Biogenic |  | 0 | C
311313 | 1005751 | 2023 | OB (Boiler, other) | Boiler 2 | Subbituminous | Carbon Dioxide Non-Biogenic | 0 | 0 | C
311313 | 1005751 | 2023 | OB (Boiler, other) | Boiler 2 | Subbituminous | Carbon Dioxide Total | 0 | 0 | C
311313 | 1005751 | 2023 | OB (Boiler, other) | Boiler 2 | Subbituminous | Methane | 22.14 | 0 | C
311313 | 1005751 | 2023 | OB (Boiler, other) | Boiler 2 | Subbituminous | Methane (Co2 eq) | 553.4 | 0 | C
311313 | 1005751 | 2023 | OB (Boiler, other) | Boiler 2 | Subbituminous | Nitrous Oxide | 3.22 | 0 | C
311313 | 1005751 | 2023 | OB (Boiler, other) | Boiler 2 | Subbituminous | Nitrous Oxide (Co2 eq) | 959.5 | 0 | C
311313 | 1005751 | 2023 |  | CP-1 | Natural Gas (Weighted U.S. Average) | Carbon Dioxide Biogenic | 0 | 544572000 | C
311313 | 1005751 | 2023 |  | CP-1 | Natural Gas (Weighted U.S. Average) | Carbon Dioxide Non-Biogenic | 29646.3 | 544572000 | C
311313 | 1005751 | 2023 |  | CP-1 | Natural Gas (Weighted U.S. Average) | Carbon Dioxide Total | 29646.3 | 544572000 | C
311313 | 1005751 | 2023 |  | CP-1 | Natural Gas (Weighted U.S. Average) | Methane | 0.56 | 544572000 | C
311313 | 1005751 | 2023 |  | CP-1 | Natural Gas (Weighted U.S. Average) | Methane (Co2 eq) | 14 | 544572000 | C
311313 | 1005751 | 2023 |  | CP-1 | Natural Gas (Weighted U.S. Average) | Nitrous Oxide | 0.056 | 544572000 | C
311313 | 1005751 | 2023 |  | CP-1 | Natural Gas (Weighted U.S. Average) | Nitrous Oxide (Co2 eq) | 16.6 | 544572000 | C
311313 | 1005751 | 2023 |  | CP-2 | Other Biomass Gases | Carbon Dioxide Biogenic | 5328.7 | 156240000 | C
311313 | 1005751 | 2023 |  | CP-2 | Other Biomass Gases | Carbon Dioxide Non-Biogenic | 0 | 156240000 | C
311313 | 1005751 | 2023 |  | CP-2 | Other Biomass Gases | Carbon Dioxide Total | 5328.7 | 156240000 | C
311313 | 1005751 | 2023 |  | CP-2 | Other Biomass Gases | Methane | 0.33 | 156240000 | C
311313 | 1005751 | 2023 |  | CP-2 | Other Biomass Gases | Methane (Co2 eq) | 8.2 | 156240000 | C
311313 | 1005751 | 2023 |  | CP-2 | Other Biomass Gases | Nitrous Oxide | 0.064 | 156240000 | C
311313 | 1005751 | 2023 |  | CP-2 | Other Biomass Gases | Nitrous Oxide (Co2 eq) | 19.2 | 156240000 | C
311313 | 1005751 | 2023 |  | CP-3 | Natural Gas (Weighted U.S. Average) | Carbon Dioxide Biogenic | 0 | 128391.5 | C
311313 | 1005751 | 2023 |  | CP-3 | Natural Gas (Weighted U.S. Average) | Carbon Dioxide Non-Biogenic | 7 | 128391.5 | C
311313 | 1005751 | 2023 |  | CP-3 | Natural Gas (Weighted U.S. Average) | Carbon Dioxide Total | 7 | 128391.5 | C
311313 | 1005751 | 2023 |  | CP-3 | Natural Gas (Weighted U.S. Average) | Methane | 0 | 128391.5 | C
311313 | 1005751 | 2023 |  | CP-3 | Natural Gas (Weighted U.S. Average) | Methane (Co2 eq) | 0 | 128391.5 | C
311313 | 1005751 | 2023 |  | CP-3 | Natural Gas (Weighted U.S. Average) | Nitrous Oxide | 0 | 128391.5 | C
311313 | 1005751 | 2023 |  | CP-3 | Natural Gas (Weighted U.S. Average) | Nitrous Oxide (Co2 eq) | 0 | 128391.5 | C
311313 | 1005751 | 2023 |  | CP-4 | Natural Gas (Weighted U.S. Average) | Carbon Dioxide Biogenic | 0 | 205717.1 | C
311313 | 1005751 | 2023 |  | CP-4 | Natural Gas (Weighted U.S. Average) | Carbon Dioxide Non-Biogenic | 11.2 | 205717.1 | C
311313 | 1005751 | 2023 |  | CP-4 | Natural Gas (Weighted U.S. Average) | Carbon Dioxide Total | 11.2 | 205717.1 | C
311313 | 1005751 | 2023 |  | CP-4 | Natural Gas (Weighted U.S. Average) | Methane | 0 | 205717.1 | C
311313 | 1005751 | 2023 |  | CP-4 | Natural Gas (Weighted U.S. Average) | Methane (Co2 eq) | 0 | 205717.1 | C
311313 | 1005751 | 2023 |  | CP-4 | Natural Gas (Weighted U.S. Average) | Nitrous Oxide | 0 | 205717.1 | C
311313 | 1005751 | 2023 |  | CP-4 | Natural Gas (Weighted U.S. Average) | Nitrous Oxide (Co2 eq) | 0 | 205717.1 | C
311313 | 1005751 | 2023 |  | CP-5 | Natural Gas (Weighted U.S. Average) | Carbon Dioxide Biogenic | 0 | 555000 | C
311313 | 1005751 | 2023 |  | CP-5 | Natural Gas (Weighted U.S. Average) | Carbon Dioxide Non-Biogenic | 30.2 | 555000 | C
311313 | 1005751 | 2023 |  | CP-5 | Natural Gas (Weighted U.S. Average) | Carbon Dioxide Total | 30.2 | 555000 | C
311313 | 1005751 | 2023 |  | CP-5 | Natural Gas (Weighted U.S. Average) | Methane | 0 | 555000 | C
311313 | 1005751 | 2023 |  | CP-5 | Natural Gas (Weighted U.S. Average) | Methane (Co2 eq) | 0 | 555000 | C
311313 | 1005751 | 2023 |  | CP-5 | Natural Gas (Weighted U.S. Average) | Nitrous Oxide | 0 | 555000 | C
311313 | 1005751 | 2023 |  | CP-5 | Natural Gas (Weighted U.S. Average) | Nitrous Oxide (Co2 eq) | 0 | 555000 | C
311313 | 1005751 | 2023 |  | CP-6 | Natural Gas (Weighted U.S. Average) | Carbon Dioxide Biogenic | 0 | 1331000 | C
311313 | 1005751 | 2023 |  | CP-6 | Natural Gas (Weighted U.S. Average) | Carbon Dioxide Non-Biogenic | 72.5 | 1331000 | C
311313 | 1005751 | 2023 |  | CP-6 | Natural Gas (Weighted U.S. Average) | Carbon Dioxide Total | 72.5 | 1331000 | C
311313 | 1005751 | 2023 |  | CP-6 | Natural Gas (Weighted U.S. Average) | Methane | 0 | 1331000 | C
311313 | 1005751 | 2023 |  | CP-6 | Natural Gas (Weighted U.S. Average) | Methane (Co2 eq) | 0 | 1331000 | C
311313 | 1005751 | 2023 |  | CP-6 | Natural Gas (Weighted U.S. Average) | Nitrous Oxide | 0 | 1331000 | C
311313 | 1005751 | 2023 |  | CP-6 | Natural Gas (Weighted U.S. Average) | Nitrous Oxide (Co2 eq) | 0 | 1331000 | C
311313 | 1005751 | 2023 |  | CP-7 | Natural Gas (Weighted U.S. Average) | Carbon Dioxide Biogenic | 0 | 1123000 | C
311313 | 1005751 | 2023 |  | CP-7 | Natural Gas (Weighted U.S. Average) | Carbon Dioxide Non-Biogenic | 61.1 | 1123000 | C
311313 | 1005751 | 2023 |  | CP-7 | Natural Gas (Weighted U.S. Average) | Carbon Dioxide Total | 61.1 | 1123000 | C
311313 | 1005751 | 2023 |  | CP-7 | Natural Gas (Weighted U.S. Average) | Methane | 0 | 1123000 | C
311313 | 1005751 | 2023 |  | CP-7 | Natural Gas (Weighted U.S. Average) | Methane (Co2 eq) | 0 | 1123000 | C
311313 | 1005751 | 2023 |  | CP-7 | Natural Gas (Weighted U.S. Average) | Nitrous Oxide | 0 | 1123000 | C
311313 | 1005751 | 2023 |  | CP-7 | Natural Gas (Weighted U.S. Average) | Nitrous Oxide (Co2 eq) | 0 | 1123000 | C
311313 | 1005751 | 2023 |  | CP-8 | Natural Gas (Weighted U.S. Average) | Carbon Dioxide Biogenic | 0 | 368120.2 | C
311313 | 1005751 | 2023 |  | CP-8 | Natural Gas (Weighted U.S. Average) | Carbon Dioxide Non-Biogenic | 20 | 368120.2 | C
311313 | 1005751 | 2023 |  | CP-8 | Natural Gas (Weighted U.S. Average) | Carbon Dioxide Total | 20 | 368120.2 | C
311313 | 1005751 | 2023 |  | CP-8 | Natural Gas (Weighted U.S. Average) | Methane | 0 | 368120.2 | C
311313 | 1005751 | 2023 |  | CP-8 | Natural Gas (Weighted U.S. Average) | Methane (Co2 eq) | 0 | 368120.2 | C
311313 | 1005751 | 2023 |  | CP-8 | Natural Gas (Weighted U.S. Average) | Nitrous Oxide | 0 | 368120.2 | C
311313 | 1005751 | 2023 |  | CP-8 | Natural Gas (Weighted U.S. Average) | Nitrous Oxide (Co2 eq) | 0 | 368120.2 | C
311313 | 1005751 | 2023 |  | CP-9 | Natural Gas (Weighted U.S. Average) | Carbon Dioxide Biogenic | 0 | 1180135.7 | C
311313 | 1005751 | 2023 |  | CP-9 | Natural Gas (Weighted U.S. Average) | Carbon Dioxide Non-Biogenic | 64.2 | 1180135.7 | C
311313 | 1005751 | 2023 |  | CP-9 | Natural Gas (Weighted U.S. Average) | Carbon Dioxide Total | 64.2 | 1180135.7 | C
311313 | 1005751 | 2023 |  | CP-9 | Natural Gas (Weighted U.S. Average) | Methane | 0 | 1180135.7 | C
311313 | 1005751 | 2023 |  | CP-9 | Natural Gas (Weighted U.S. Average) | Methane (Co2 eq) | 0 | 1180135.7 | C
311313 | 1005751 | 2023 |  | CP-9 | Natural Gas (Weighted U.S. Average) | Nitrous Oxide | 0 | 1180135.7 | C
311313 | 1005751 | 2023 |  | CP-9 | Natural Gas (Weighted U.S. Average) | Nitrous Oxide (Co2 eq) | 0 | 1180135.7 | C
311313 | 1005751 | 2023 |  | GP-1 | Anthracite | Carbon Dioxide Biogenic | 0 | 0 | C
311313 | 1005751 | 2023 |  | GP-1 | Anthracite | Carbon Dioxide Non-Biogenic | 0 | 0 | C
311313 | 1005751 | 2023 |  | GP-1 | Anthracite | Carbon Dioxide Total | 0 | 0 | C
311313 | 1005751 | 2023 |  | GP-1 | Anthracite | Methane | 0 | 0 | C
311313 | 1005751 | 2023 |  | GP-1 | Anthracite | Methane (Co2 eq) | 0 | 0 | C
311313 | 1005751 | 2023 |  | GP-1 | Anthracite | Nitrous Oxide | 0 | 0 | C
311313 | 1005751 | 2023 |  | GP-1 | Anthracite | Nitrous Oxide (Co2 eq) | 0 | 0 | C
311313 | 1005751 | 2023 |  | GP-1 | Coal Coke | Carbon Dioxide Biogenic | 0 | 10947 | C
311313 | 1005751 | 2023 |  | GP-1 | Coal Coke | Carbon Dioxide Non-Biogenic | 30859.8 | 10947 | C
311313 | 1005751 | 2023 |  | GP-1 | Coal Coke | Carbon Dioxide Total | 30859.8 | 10947 | C
311313 | 1005751 | 2023 |  | GP-1 | Coal Coke | Methane | 2.99 | 10947 | C
311313 | 1005751 | 2023 |  | GP-1 | Coal Coke | Methane (Co2 eq) | 74.7 | 10947 | C
311313 | 1005751 | 2023 |  | GP-1 | Coal Coke | Nitrous Oxide | 0.434 | 10947 | C
311313 | 1005751 | 2023 |  | GP-1 | Coal Coke | Nitrous Oxide (Co2 eq) | 129.4 | 10947 | C
311313 | 1005751 | 2023 | CH (Comfort heater) | MS1 | Used Oil | Carbon Dioxide Biogenic | 0 | 1522.5 | C
311313 | 1005751 | 2023 | CH (Comfort heater) | MS1 | Used Oil | Carbon Dioxide Non-Biogenic | 15.5 | 1522.5 | C
311313 | 1005751 | 2023 | CH (Comfort heater) | MS1 | Used Oil | Carbon Dioxide Total | 15.5 | 1522.5 | C
311313 | 1005751 | 2023 | CH (Comfort heater) | MS1 | Used Oil | Methane | 0 | 1522.5 | C
311313 | 1005751 | 2023 | CH (Comfort heater) | MS1 | Used Oil | Methane (Co2 eq) | 0 | 1522.5 | C
311313 | 1005751 | 2023 | CH (Comfort heater) | MS1 | Used Oil | Nitrous Oxide | 0 | 1522.5 | C
311313 | 1005751 | 2023 | CH (Comfort heater) | MS1 | Used Oil | Nitrous Oxide (Co2 eq) | 0 | 1522.5 | C
311313 | 1005751 | 2023 | CH (Comfort heater) | MS2 | Propane | Carbon Dioxide Biogenic | 0 | 7082 | C
311313 | 1005751 | 2023 | CH (Comfort heater) | MS2 | Propane | Carbon Dioxide Non-Biogenic | 40.5 | 7082 | C
311313 | 1005751 | 2023 | CH (Comfort heater) | MS2 | Propane | Carbon Dioxide Total | 40.5 | 7082 | C
311313 | 1005751 | 2023 | CH (Comfort heater) | MS2 | Propane | Methane | 0 | 7082 | C
311313 | 1005751 | 2023 | CH (Comfort heater) | MS2 | Propane | Methane (Co2 eq) | 0.1 | 7082 | C
311313 | 1005751 | 2023 | CH (Comfort heater) | MS2 | Propane | Nitrous Oxide | 0 | 7082 | C
311313 | 1005751 | 2023 | CH (Comfort heater) | MS2 | Propane | Nitrous Oxide (Co2 eq) | 0.1 | 7082 | C
311313 | 1005753 | 2023 | S (Stoker Boiler) | BL1 | Subbituminous | Carbon Dioxide Biogenic | 0 | 77981 | C
311313 | 1005753 | 2023 | S (Stoker Boiler) | BL1 | Subbituminous | Carbon Dioxide Non-Biogenic | 143179.5 | 77981 | C
311313 | 1005753 | 2023 | S (Stoker Boiler) | BL1 | Subbituminous | Carbon Dioxide Total | 143179.5 | 77981 | C
311313 | 1005753 | 2023 | S (Stoker Boiler) | BL1 | Subbituminous | Methane | 16.21 | 77981 | C
311313 | 1005753 | 2023 | S (Stoker Boiler) | BL1 | Subbituminous | Methane (Co2 eq) | 405.2 | 77981 | C
311313 | 1005753 | 2023 | S (Stoker Boiler) | BL1 | Subbituminous | Nitrous Oxide | 2.358 | 77981 | C
311313 | 1005753 | 2023 | S (Stoker Boiler) | BL1 | Subbituminous | Nitrous Oxide (Co2 eq) | 702.6 | 77981 | C
311313 | 1005753 | 2023 | S (Stoker Boiler) | BL2 | Subbituminous | Carbon Dioxide Biogenic | 0 | 81401 | C
311313 | 1005753 | 2023 | S (Stoker Boiler) | BL2 | Subbituminous | Carbon Dioxide Non-Biogenic | 149458.6 | 81401 | C
311313 | 1005753 | 2023 | S (Stoker Boiler) | BL2 | Subbituminous | Carbon Dioxide Total | 149458.6 | 81401 | C
311313 | 1005753 | 2023 | S (Stoker Boiler) | BL2 | Subbituminous | Methane | 16.92 | 81401 | C
311313 | 1005753 | 2023 | S (Stoker Boiler) | BL2 | Subbituminous | Methane (Co2 eq) | 423 | 81401 | C
311313 | 1005753 | 2023 | S (Stoker Boiler) | BL2 | Subbituminous | Nitrous Oxide | 2.461 | 81401 | C
311313 | 1005753 | 2023 | S (Stoker Boiler) | BL2 | Subbituminous | Nitrous Oxide (Co2 eq) | 733.4 | 81401 | C
311313 | 1005753 | 2023 |  | CP-1 | Other Biomass Gases | Carbon Dioxide Biogenic | 4545.4 | 133272000 | C
311313 | 1005753 | 2023 |  | CP-1 | Other Biomass Gases | Carbon Dioxide Non-Biogenic | 0 | 133272000 | C
311313 | 1005753 | 2023 |  | CP-1 | Other Biomass Gases | Carbon Dioxide Total | 4545.4 | 133272000 | C
311313 | 1005753 | 2023 |  | CP-1 | Other Biomass Gases | Methane | 0.28 | 133272000 | C
311313 | 1005753 | 2023 |  | CP-1 | Other Biomass Gases | Methane (Co2 eq) | 7 | 133272000 | C
311313 | 1005753 | 2023 |  | CP-1 | Other Biomass Gases | Nitrous Oxide | 0.055 | 133272000 | C
311313 | 1005753 | 2023 |  | CP-1 | Other Biomass Gases | Nitrous Oxide (Co2 eq) | 16.4 | 133272000 | C
311313 | 1005753 | 2023 |  | CP-2 | Propane | Carbon Dioxide Biogenic | 0 | 14210 | C
311313 | 1005753 | 2023 |  | CP-2 | Propane | Carbon Dioxide Non-Biogenic | 81.3 | 14210 | C
311313 | 1005753 | 2023 |  | CP-2 | Propane | Carbon Dioxide Total | 81.3 | 14210 | C
311313 | 1005753 | 2023 |  | CP-2 | Propane | Methane | 0 | 14210 | C
311313 | 1005753 | 2023 |  | CP-2 | Propane | Methane (Co2 eq) | 0.1 | 14210 | C
311313 | 1005753 | 2023 |  | CP-2 | Propane | Nitrous Oxide | 0.001 | 14210 | C
311313 | 1005753 | 2023 |  | CP-2 | Propane | Nitrous Oxide (Co2 eq) | 0.2 | 14210 | C
311313 | 1005753 | 2023 |  | CP-3 | Propane | Carbon Dioxide Biogenic | 0 | 1570 | C
311313 | 1005753 | 2023 |  | CP-3 | Propane | Carbon Dioxide Non-Biogenic | 9 | 1570 | C
311313 | 1005753 | 2023 |  | CP-3 | Propane | Carbon Dioxide Total | 9 | 1570 | C
311313 | 1005753 | 2023 |  | CP-3 | Propane | Methane | 0 | 1570 | C
311313 | 1005753 | 2023 |  | CP-3 | Propane | Methane (Co2 eq) | 0 | 1570 | C
311313 | 1005753 | 2023 |  | CP-3 | Propane | Nitrous Oxide | 0 | 1570 | C
311313 | 1005753 | 2023 |  | CP-3 | Propane | Nitrous Oxide (Co2 eq) | 0 | 1570 | C
311313 | 1005753 | 2023 | CH (Comfort heater) | GH | Propane | Carbon Dioxide Biogenic | 0 | 8219 | C
311313 | 1005753 | 2023 | CH (Comfort heater) | GH | Propane | Carbon Dioxide Non-Biogenic | 47 | 8219 | C
311313 | 1005753 | 2023 | CH (Comfort heater) | GH | Propane | Carbon Dioxide Total | 47 | 8219 | C
311313 | 1005753 | 2023 | CH (Comfort heater) | GH | Propane | Methane | 0 | 8219 | C
311313 | 1005753 | 2023 | CH (Comfort heater) | GH | Propane | Methane (Co2 eq) | 0.1 | 8219 | C
311313 | 1005753 | 2023 | CH (Comfort heater) | GH | Propane | Nitrous Oxide | 0 | 8219 | C
311313 | 1005753 | 2023 | CH (Comfort heater) | GH | Propane | Nitrous Oxide (Co2 eq) | 0.1 | 8219 | C
311313 | 1005753 | 2023 |  | GP-1 | Used Oil | Carbon Dioxide Biogenic | 0 | 0 | C
311313 | 1005753 | 2023 |  | GP-1 | Used Oil | Carbon Dioxide Non-Biogenic | 0 | 0 | C
311313 | 1005753 | 2023 |  | GP-1 | Used Oil | Carbon Dioxide Total | 0 | 0 | C
311313 | 1005753 | 2023 |  | GP-1 | Used Oil | Methane | 0 | 0 | C
311313 | 1005753 | 2023 |  | GP-1 | Used Oil | Methane (Co2 eq) | 0 | 0 | C
311313 | 1005753 | 2023 |  | GP-1 | Used Oil | Nitrous Oxide | 0 | 0 | C
311313 | 1005753 | 2023 |  | GP-1 | Used Oil | Nitrous Oxide (Co2 eq) | 0 | 0 | C
311313 | 1005753 | 2023 | K (Kiln) | LK | Anthracite | Carbon Dioxide Biogenic | 0 | 0 | C
311313 | 1005753 | 2023 | K (Kiln) | LK | Anthracite | Carbon Dioxide Non-Biogenic | 0 | 0 | C
311313 | 1005753 | 2023 | K (Kiln) | LK | Anthracite | Carbon Dioxide Total | 0 | 0 | C
311313 | 1005753 | 2023 | K (Kiln) | LK | Anthracite | Methane | 0 | 0 | C
311313 | 1005753 | 2023 | K (Kiln) | LK | Anthracite | Methane (Co2 eq) | 0 | 0 | C
311313 | 1005753 | 2023 | K (Kiln) | LK | Anthracite | Nitrous Oxide | 0 | 0 | C
311313 | 1005753 | 2023 | K (Kiln) | LK | Anthracite | Nitrous Oxide (Co2 eq) | 0 | 0 | C
311313 | 1005753 | 2023 | K (Kiln) | LK | Coal Coke | Carbon Dioxide Biogenic | 0 | 6042 | C
311313 | 1005753 | 2023 | K (Kiln) | LK | Coal Coke | Carbon Dioxide Non-Biogenic | 17032.5 | 6042 | C
311313 | 1005753 | 2023 | K (Kiln) | LK | Coal Coke | Carbon Dioxide Total | 17032.5 | 6042 | C
311313 | 1005753 | 2023 | K (Kiln) | LK | Coal Coke | Methane | 1.65 | 6042 | C
311313 | 1005753 | 2023 | K (Kiln) | LK | Coal Coke | Methane (Co2 eq) | 41.2 | 6042 | C
311313 | 1005753 | 2023 | K (Kiln) | LK | Coal Coke | Nitrous Oxide | 0.24 | 6042 | C
311313 | 1005753 | 2023 | K (Kiln) | LK | Coal Coke | Nitrous Oxide (Co2 eq) | 71.4 | 6042 | C
311313 | 1005753 | 2023 | CH (Comfort heater) | MS1 | Used Oil | Carbon Dioxide Biogenic | 0 | 1411.2 | C
311313 | 1005753 | 2023 | CH (Comfort heater) | MS1 | Used Oil | Carbon Dioxide Non-Biogenic | 14.4 | 1411.2 | C
311313 | 1005753 | 2023 | CH (Comfort heater) | MS1 | Used Oil | Carbon Dioxide Total | 14.4 | 1411.2 | C
311313 | 1005753 | 2023 | CH (Comfort heater) | MS1 | Used Oil | Methane | 0 | 1411.2 | C
311313 | 1005753 | 2023 | CH (Comfort heater) | MS1 | Used Oil | Methane (Co2 eq) | 0 | 1411.2 | C
311313 | 1005753 | 2023 | CH (Comfort heater) | MS1 | Used Oil | Nitrous Oxide | 0 | 1411.2 | C
311313 | 1005753 | 2023 | CH (Comfort heater) | MS1 | Used Oil | Nitrous Oxide (Co2 eq) | 0 | 1411.2 | C
311313 | 1005753 | 2023 | PRH (Process Heater) | PD1 | Subbituminous | Carbon Dioxide Biogenic | 0 | 44337 | C
311313 | 1005753 | 2023 | PRH (Process Heater) | PD1 | Subbituminous | Carbon Dioxide Non-Biogenic | 81407.5 | 44337 | C
311313 | 1005753 | 2023 | PRH (Process Heater) | PD1 | Subbituminous | Carbon Dioxide Total | 81407.5 | 44337 | C
311313 | 1005753 | 2023 | PRH (Process Heater) | PD1 | Subbituminous | Methane | 9.22 | 44337 | C
311313 | 1005753 | 2023 | PRH (Process Heater) | PD1 | Subbituminous | Methane (Co2 eq) | 230.4 | 44337 | C
311313 | 1005753 | 2023 | PRH (Process Heater) | PD1 | Subbituminous | Nitrous Oxide | 1.34 | 44337 | C
311313 | 1005753 | 2023 | PRH (Process Heater) | PD1 | Subbituminous | Nitrous Oxide (Co2 eq) | 399.5 | 44337 | C
311313 | 1005758 | 2023 | OB (Boiler, other) | BOILER #6 | Natural Gas (Weighted U.S. Average) | Carbon Dioxide Biogenic | 0 | 0 | C
311313 | 1005758 | 2023 | OB (Boiler, other) | BOILER #6 | Natural Gas (Weighted U.S. Average) | Carbon Dioxide Non-Biogenic | 40354.3 | 0 | C
311313 | 1005758 | 2023 | OB (Boiler, other) | BOILER #6 | Natural Gas (Weighted U.S. Average) | Carbon Dioxide Total | 40354.3 | 0 | C
311313 | 1005758 | 2023 | OB (Boiler, other) | BOILER #6 | Natural Gas (Weighted U.S. Average) | Methane | 0.76 | 0 | C
311313 | 1005758 | 2023 | OB (Boiler, other) | BOILER #6 | Natural Gas (Weighted U.S. Average) | Methane (Co2 eq) | 19 | 0 | C
311313 | 1005758 | 2023 | OB (Boiler, other) | BOILER #6 | Natural Gas (Weighted U.S. Average) | Nitrous Oxide | 0.076 | 0 | C
311313 | 1005758 | 2023 | OB (Boiler, other) | BOILER #6 | Natural Gas (Weighted U.S. Average) | Nitrous Oxide (Co2 eq) | 22.7 | 0 | C
311313 | 1005758 | 2023 | OB (Boiler, other) | BOILER #7 | Natural Gas (Weighted U.S. Average) | Carbon Dioxide Biogenic | 0 | 0 | C
311313 | 1005758 | 2023 | OB (Boiler, other) | BOILER #7 | Natural Gas (Weighted U.S. Average) | Carbon Dioxide Non-Biogenic | 35881 | 0 | C
311313 | 1005758 | 2023 | OB (Boiler, other) | BOILER #7 | Natural Gas (Weighted U.S. Average) | Carbon Dioxide Total | 35881 | 0 | C
311313 | 1005758 | 2023 | OB (Boiler, other) | BOILER #7 | Natural Gas (Weighted U.S. Average) | Methane | 0.68 | 0 | C
311313 | 1005758 | 2023 | OB (Boiler, other) | BOILER #7 | Natural Gas (Weighted U.S. Average) | Methane (Co2 eq) | 16.9 | 0 | C
311313 | 1005758 | 2023 | OB (Boiler, other) | BOILER #7 | Natural Gas (Weighted U.S. Average) | Nitrous Oxide | 0.068 | 0 | C
311313 | 1005758 | 2023 | OB (Boiler, other) | BOILER #7 | Natural Gas (Weighted U.S. Average) | Nitrous Oxide (Co2 eq) | 20.2 | 0 | C
311313 | 1005758 | 2023 | OB (Boiler, other) | Boiler #8 | Natural Gas (Weighted U.S. Average) | Carbon Dioxide Biogenic | 0 | 0 | C
311313 | 1005758 | 2023 | OB (Boiler, other) | Boiler #8 | Natural Gas (Weighted U.S. Average) | Carbon Dioxide Non-Biogenic | 39751.3 | 0 | C
311313 | 1005758 | 2023 | OB (Boiler, other) | Boiler #8 | Natural Gas (Weighted U.S. Average) | Carbon Dioxide Total | 39751.3 | 0 | C
311313 | 1005758 | 2023 | OB (Boiler, other) | Boiler #8 | Natural Gas (Weighted U.S. Average) | Methane | 0.75 | 0 | C
311313 | 1005758 | 2023 | OB (Boiler, other) | Boiler #8 | Natural Gas (Weighted U.S. Average) | Methane (Co2 eq) | 18.7 | 0 | C
311313 | 1005758 | 2023 | OB (Boiler, other) | Boiler #8 | Natural Gas (Weighted U.S. Average) | Nitrous Oxide | 0.075 | 0 | C
311313 | 1005758 | 2023 | OB (Boiler, other) | Boiler #8 | Natural Gas (Weighted U.S. Average) | Nitrous Oxide (Co2 eq) | 22.3 | 0 | C
311313 | 1005758 | 2023 | K (Kiln) | LIME KILN | Anthracite | Carbon Dioxide Biogenic | 0 | 0 | C
311313 | 1005758 | 2023 | K (Kiln) | LIME KILN | Anthracite | Carbon Dioxide Non-Biogenic | 5616.8 | 0 | C
311313 | 1005758 | 2023 | K (Kiln) | LIME KILN | Anthracite | Carbon Dioxide Total | 5616.8 | 0 | C
311313 | 1005758 | 2023 | K (Kiln) | LIME KILN | Anthracite | Methane | 0.6 | 0 | C
311313 | 1005758 | 2023 | K (Kiln) | LIME KILN | Anthracite | Methane (Co2 eq) | 14.9 | 0 | C
311313 | 1005758 | 2023 | K (Kiln) | LIME KILN | Anthracite | Nitrous Oxide | 0.087 | 0 | C
311313 | 1005758 | 2023 | K (Kiln) | LIME KILN | Anthracite | Nitrous Oxide (Co2 eq) | 25.8 | 0 | C
311313 | 1005758 | 2023 | K (Kiln) | LIME KILN | Coal Coke | Carbon Dioxide Biogenic | 0 | 0 | C
311313 | 1005758 | 2023 | K (Kiln) | LIME KILN | Coal Coke | Carbon Dioxide Non-Biogenic | 8738.9 | 0 | C
311313 | 1005758 | 2023 | K (Kiln) | LIME KILN | Coal Coke | Carbon Dioxide Total | 8738.9 | 0 | C
311313 | 1005758 | 2023 | K (Kiln) | LIME KILN | Coal Coke | Methane | 0.85 | 0 | C
311313 | 1005758 | 2023 | K (Kiln) | LIME KILN | Coal Coke | Methane (Co2 eq) | 21.1 | 0 | C
311313 | 1005758 | 2023 | K (Kiln) | LIME KILN | Coal Coke | Nitrous Oxide | 0.123 | 0 | C
311313 | 1005758 | 2023 | K (Kiln) | LIME KILN | Coal Coke | Nitrous Oxide (Co2 eq) | 36.7 | 0 | C
325311 | 1005766 | 2023 |  | 1 |  | Nitrous Oxide | 59.8279 |  | V
325311 | 1005766 | 2023 |  | Ammonia Plant |  | Carbon Dioxide | 103865.7 |  | G
325311 | 1005766 | 2023 |  | GP-01 | Natural Gas (Weighted U.S. Average) | Carbon Dioxide Biogenic | 0 | 1178249981 | C
325311 | 1005766 | 2023 |  | GP-01 | Natural Gas (Weighted U.S. Average) | Carbon Dioxide Non-Biogenic | 68474.3 | 1178249981 | C
325311 | 1005766 | 2023 |  | GP-01 | Natural Gas (Weighted U.S. Average) | Carbon Dioxide Total | 68474.3 | 1178249981 | C
325311 | 1005766 | 2023 |  | GP-01 | Natural Gas (Weighted U.S. Average) | Methane | 1.29 | 1178249981 | C
325311 | 1005766 | 2023 |  | GP-01 | Natural Gas (Weighted U.S. Average) | Methane (Co2 eq) | 32.3 | 1178249981 | C
325311 | 1005766 | 2023 |  | GP-01 | Natural Gas (Weighted U.S. Average) | Nitrous Oxide | 0.129 | 1178249981 | C
325311 | 1005766 | 2023 |  | GP-01 | Natural Gas (Weighted U.S. Average) | Nitrous Oxide (Co2 eq) | 38.5 | 1178249981 | C
322130 | 1005768 | 2023 | OB (Boiler, other) | B001 | Natural Gas (Weighted U.S. Average) | Carbon Dioxide Biogenic | 0 | 0 | C
322130 | 1005768 | 2023 | OB (Boiler, other) | B001 | Natural Gas (Weighted U.S. Average) | Carbon Dioxide Non-Biogenic | 26751.1 | 0 | C
322130 | 1005768 | 2023 | OB (Boiler, other) | B001 | Natural Gas (Weighted U.S. Average) | Carbon Dioxide Total | 26751.1 | 0 | C
322130 | 1005768 | 2023 | OB (Boiler, other) | B001 | Natural Gas (Weighted U.S. Average) | Methane | 0.5 | 0 | C
322130 | 1005768 | 2023 | OB (Boiler, other) | B001 | Natural Gas (Weighted U.S. Average) | Methane (Co2 eq) | 12.6 | 0 | C
322130 | 1005768 | 2023 | OB (Boiler, other) | B001 | Natural Gas (Weighted U.S. Average) | Nitrous Oxide | 0.05 | 0 | C
322130 | 1005768 | 2023 | OB (Boiler, other) | B001 | Natural Gas (Weighted U.S. Average) | Nitrous Oxide (Co2 eq) | 15 | 0 | C
311422 | 1005780 | 2023 |  | GP-NG-FOBLRS007 | Distillate Fuel Oil No. 2 | Carbon Dioxide Biogenic | 0 | 2739.7 | C
311422 | 1005780 | 2023 |  | GP-NG-FOBLRS007 | Distillate Fuel Oil No. 2 | Carbon Dioxide Non-Biogenic | 28 | 2739.7 | C
311422 | 1005780 | 2023 |  | GP-NG-FOBLRS007 | Distillate Fuel Oil No. 2 | Carbon Dioxide Total | 28 | 2739.7 | C
311422 | 1005780 | 2023 |  | GP-NG-FOBLRS007 | Distillate Fuel Oil No. 2 | Methane | 0 | 2739.7 | C
311422 | 1005780 | 2023 |  | GP-NG-FOBLRS007 | Distillate Fuel Oil No. 2 | Methane (Co2 eq) | 0 | 2739.7 | C
311422 | 1005780 | 2023 |  | GP-NG-FOBLRS007 | Distillate Fuel Oil No. 2 | Nitrous Oxide | 0 | 2739.7 | C
311422 | 1005780 | 2023 |  | GP-NG-FOBLRS007 | Distillate Fuel Oil No. 2 | Nitrous Oxide (Co2 eq) | 0.1 | 2739.7 | C
311422 | 1005780 | 2023 |  | GP-NG-FOBLRS007 | Motor Gasoline | Carbon Dioxide Biogenic | 0 | 2491.2 | C
311422 | 1005780 | 2023 |  | GP-NG-FOBLRS007 | Motor Gasoline | Carbon Dioxide Non-Biogenic | 21.9 | 2491.2 | C
311422 | 1005780 | 2023 |  | GP-NG-FOBLRS007 | Motor Gasoline | Carbon Dioxide Total | 21.9 | 2491.2 | C
311422 | 1005780 | 2023 |  | GP-NG-FOBLRS007 | Motor Gasoline | Methane | 0 | 2491.2 | C
311422 | 1005780 | 2023 |  | GP-NG-FOBLRS007 | Motor Gasoline | Methane (Co2 eq) | 0 | 2491.2 | C
311422 | 1005780 | 2023 |  | GP-NG-FOBLRS007 | Motor Gasoline | Nitrous Oxide | 0 | 2491.2 | C
311422 | 1005780 | 2023 |  | GP-NG-FOBLRS007 | Motor Gasoline | Nitrous Oxide (Co2 eq) | 0.1 | 2491.2 | C
311422 | 1005780 | 2023 |  | GP-NG-FOBLRS007 | Natural Gas (Weighted U.S. Average) | Carbon Dioxide Biogenic | 0 | 843115091.75 | C
311422 | 1005780 | 2023 |  | GP-NG-FOBLRS007 | Natural Gas (Weighted U.S. Average) | Carbon Dioxide Non-Biogenic | 45898.8 | 843115091.75 | C
311422 | 1005780 | 2023 |  | GP-NG-FOBLRS007 | Natural Gas (Weighted U.S. Average) | Carbon Dioxide Total | 45898.8 | 843115091.75 | C
311422 | 1005780 | 2023 |  | GP-NG-FOBLRS007 | Natural Gas (Weighted U.S. Average) | Methane | 0.87 | 843115091.75 | C
311422 | 1005780 | 2023 |  | GP-NG-FOBLRS007 | Natural Gas (Weighted U.S. Average) | Methane (Co2 eq) | 21.6 | 843115091.75 | C
311422 | 1005780 | 2023 |  | GP-NG-FOBLRS007 | Natural Gas (Weighted U.S. Average) | Nitrous Oxide | 0.087 | 843115091.75 | C
311422 | 1005780 | 2023 |  | GP-NG-FOBLRS007 | Natural Gas (Weighted U.S. Average) | Nitrous Oxide (Co2 eq) | 25.8 | 843115091.75 | C
311422 | 1005780 | 2023 |  | GP-NG-FOBLRS007 | Propane | Carbon Dioxide Biogenic | 0 | 2710.5 | C
311422 | 1005780 | 2023 |  | GP-NG-FOBLRS007 | Propane | Carbon Dioxide Non-Biogenic | 15.5 | 2710.5 | C
311422 | 1005780 | 2023 |  | GP-NG-FOBLRS007 | Propane | Carbon Dioxide Total | 15.5 | 2710.5 | C
311422 | 1005780 | 2023 |  | GP-NG-FOBLRS007 | Propane | Methane | 0 | 2710.5 | C
311422 | 1005780 | 2023 |  | GP-NG-FOBLRS007 | Propane | Methane (Co2 eq) | 0 | 2710.5 | C
311422 | 1005780 | 2023 |  | GP-NG-FOBLRS007 | Propane | Nitrous Oxide | 0 | 2710.5 | C
311422 | 1005780 | 2023 |  | GP-NG-FOBLRS007 | Propane | Nitrous Oxide (Co2 eq) | 0 | 2710.5 | C
325311 | 1005788 | 2023 |  | Ammonia Plant |  | Carbon Dioxide | 509521.6 |  | G
325311 | 1005788 | 2023 |  | CP-1 | Natural Gas (Weighted U.S. Average) | Carbon Dioxide Biogenic | 0 | 0 | C
325311 | 1005788 | 2023 |  | CP-1 | Natural Gas (Weighted U.S. Average) | Carbon Dioxide Non-Biogenic | 352318.9 | 0 | C
325311 | 1005788 | 2023 |  | CP-1 | Natural Gas (Weighted U.S. Average) | Carbon Dioxide Total | 352318.9 | 0 | C
325311 | 1005788 | 2023 |  | CP-1 | Natural Gas (Weighted U.S. Average) | Methane | 6.64 | 0 | C
325311 | 1005788 | 2023 |  | CP-1 | Natural Gas (Weighted U.S. Average) | Methane (Co2 eq) | 166 | 0 | C
325311 | 1005788 | 2023 |  | CP-1 | Natural Gas (Weighted U.S. Average) | Nitrous Oxide | 0.664 | 0 | C
325311 | 1005788 | 2023 |  | CP-1 | Natural Gas (Weighted U.S. Average) | Nitrous Oxide (Co2 eq) | 197.9 | 0 | C
325311 | 1005788 | 2023 |  | Train 1 |  | Nitrous Oxide | 124.8638 |  | V
325311 | 1005788 | 2023 |  | Train 2 |  | Nitrous Oxide | 976.7979 |  | V
325193 | 1005791 | 2023 |  | GP-AllCombustion | Natural Gas (Weighted U.S. Average) | Carbon Dioxide Biogenic | 0 | 0 | C
325193 | 1005791 | 2023 |  | GP-AllCombustion | Natural Gas (Weighted U.S. Average) | Carbon Dioxide Non-Biogenic | 180127.5 | 0 | C
325193 | 1005791 | 2023 |  | GP-AllCombustion | Natural Gas (Weighted U.S. Average) | Carbon Dioxide Total | 180127.5 | 0 | C
325193 | 1005791 | 2023 |  | GP-AllCombustion | Natural Gas (Weighted U.S. Average) | Methane | 3.39 | 0 | C
325193 | 1005791 | 2023 |  | GP-AllCombustion | Natural Gas (Weighted U.S. Average) | Methane (Co2 eq) | 84.9 | 0 | C
325193 | 1005791 | 2023 |  | GP-AllCombustion | Natural Gas (Weighted U.S. Average) | Nitrous Oxide | 0.339 | 0 | C
325193 | 1005791 | 2023 |  | GP-AllCombustion | Natural Gas (Weighted U.S. Average) | Nitrous Oxide (Co2 eq) | 101.2 | 0 | C
325193 | 1005812 | 2023 |  | GP-Dryers/TO | Natural Gas (Weighted U.S. Average) | Carbon Dioxide Biogenic | 0 | 0 | C
325193 | 1005812 | 2023 |  | GP-Dryers/TO | Natural Gas (Weighted U.S. Average) | Carbon Dioxide Non-Biogenic | 84155.6 | 0 | C
325193 | 1005812 | 2023 |  | GP-Dryers/TO | Natural Gas (Weighted U.S. Average) | Carbon Dioxide Total | 84155.6 | 0 | C
325193 | 1005812 | 2023 |  | GP-Dryers/TO | Natural Gas (Weighted U.S. Average) | Methane | 1.59 | 0 | C
325193 | 1005812 | 2023 |  | GP-Dryers/TO | Natural Gas (Weighted U.S. Average) | Methane (Co2 eq) | 39.7 | 0 | C
325193 | 1005812 | 2023 |  | GP-Dryers/TO | Natural Gas (Weighted U.S. Average) | Nitrous Oxide | 0.159 | 0 | C
325193 | 1005812 | 2023 |  | GP-Dryers/TO | Natural Gas (Weighted U.S. Average) | Nitrous Oxide (Co2 eq) | 47.3 | 0 | C
311224 | 1005813 | 2023 | PD (Product or intermediate product dryer) | EU07 | Natural Gas (Weighted U.S. Average) | Carbon Dioxide Biogenic | 0 | 0 | C
311224 | 1005813 | 2023 | PD (Product or intermediate product dryer) | EU07 | Natural Gas (Weighted U.S. Average) | Carbon Dioxide Non-Biogenic | 4102.7 | 0 | C
311224 | 1005813 | 2023 | PD (Product or intermediate product dryer) | EU07 | Natural Gas (Weighted U.S. Average) | Carbon Dioxide Total | 4102.7 | 0 | C
311224 | 1005813 | 2023 | PD (Product or intermediate product dryer) | EU07 | Natural Gas (Weighted U.S. Average) | Methane | 0.08 | 0 | C
311224 | 1005813 | 2023 | PD (Product or intermediate product dryer) | EU07 | Natural Gas (Weighted U.S. Average) | Methane (Co2 eq) | 1.9 | 0 | C
311224 | 1005813 | 2023 | PD (Product or intermediate product dryer) | EU07 | Natural Gas (Weighted U.S. Average) | Nitrous Oxide | 0.008 | 0 | C
311224 | 1005813 | 2023 | PD (Product or intermediate product dryer) | EU07 | Natural Gas (Weighted U.S. Average) | Nitrous Oxide (Co2 eq) | 2.3 | 0 | C
311224 | 1005813 | 2023 |  | GP-B003/B004 | Natural Gas (Weighted U.S. Average) | Carbon Dioxide Biogenic | 0 | 0 | C
311224 | 1005813 | 2023 |  | GP-B003/B004 | Natural Gas (Weighted U.S. Average) | Carbon Dioxide Non-Biogenic | 42107.7 | 0 | C
311224 | 1005813 | 2023 |  | GP-B003/B004 | Natural Gas (Weighted U.S. Average) | Carbon Dioxide Total | 42107.7 | 0 | C
311224 | 1005813 | 2023 |  | GP-B003/B004 | Natural Gas (Weighted U.S. Average) | Methane | 0.79 | 0 | C
311224 | 1005813 | 2023 |  | GP-B003/B004 | Natural Gas (Weighted U.S. Average) | Methane (Co2 eq) | 19.8 | 0 | C
311224 | 1005813 | 2023 |  | GP-B003/B004 | Natural Gas (Weighted U.S. Average) | Nitrous Oxide | 0.079 | 0 | C
311224 | 1005813 | 2023 |  | GP-B003/B004 | Natural Gas (Weighted U.S. Average) | Nitrous Oxide (Co2 eq) | 23.6 | 0 | C
311224 | 1005813 | 2023 | OB (Boiler, other) | HPB1 | Natural Gas (Weighted U.S. Average) | Carbon Dioxide Biogenic | 0 | 0 | C
311224 | 1005813 | 2023 | OB (Boiler, other) | HPB1 | Natural Gas (Weighted U.S. Average) | Carbon Dioxide Non-Biogenic | 0 | 0 | C
311224 | 1005813 | 2023 | OB (Boiler, other) | HPB1 | Natural Gas (Weighted U.S. Average) | Carbon Dioxide Total | 0 | 0 | C
311224 | 1005813 | 2023 | OB (Boiler, other) | HPB1 | Natural Gas (Weighted U.S. Average) | Methane | 0 | 0 | C
311224 | 1005813 | 2023 | OB (Boiler, other) | HPB1 | Natural Gas (Weighted U.S. Average) | Methane (Co2 eq) | 0 | 0 | C
311224 | 1005813 | 2023 | OB (Boiler, other) | HPB1 | Natural Gas (Weighted U.S. Average) | Nitrous Oxide | 0 | 0 | C
311224 | 1005813 | 2023 | OB (Boiler, other) | HPB1 | Natural Gas (Weighted U.S. Average) | Nitrous Oxide (Co2 eq) | 0 | 0 | C
311224 | 1005813 | 2023 | OB (Boiler, other) | HPB2 | Natural Gas (Weighted U.S. Average) | Carbon Dioxide Biogenic | 0 | 0 | C
311224 | 1005813 | 2023 | OB (Boiler, other) | HPB2 | Natural Gas (Weighted U.S. Average) | Carbon Dioxide Non-Biogenic | 3125.2 | 0 | C
311224 | 1005813 | 2023 | OB (Boiler, other) | HPB2 | Natural Gas (Weighted U.S. Average) | Carbon Dioxide Total | 3125.2 | 0 | C
311224 | 1005813 | 2023 | OB (Boiler, other) | HPB2 | Natural Gas (Weighted U.S. Average) | Methane | 0.06 | 0 | C
311224 | 1005813 | 2023 | OB (Boiler, other) | HPB2 | Natural Gas (Weighted U.S. Average) | Methane (Co2 eq) | 1.5 | 0 | C
311224 | 1005813 | 2023 | OB (Boiler, other) | HPB2 | Natural Gas (Weighted U.S. Average) | Nitrous Oxide | 0.006 | 0 | C
311224 | 1005813 | 2023 | OB (Boiler, other) | HPB2 | Natural Gas (Weighted U.S. Average) | Nitrous Oxide (Co2 eq) | 1.8 | 0 | C
325312 | 1005817 | 2023 |  | GP-Mines | Distillate Fuel Oil No. 2 | Carbon Dioxide Biogenic | 0 | 4119113 | C
325312 | 1005817 | 2023 |  | GP-Mines | Distillate Fuel Oil No. 2 | Carbon Dioxide Non-Biogenic | 42041.6 | 4119113 | C
325312 | 1005817 | 2023 |  | GP-Mines | Distillate Fuel Oil No. 2 | Carbon Dioxide Total | 42041.6 | 4119113 | C
325312 | 1005817 | 2023 |  | GP-Mines | Distillate Fuel Oil No. 2 | Methane | 1.71 | 4119113 | C
325312 | 1005817 | 2023 |  | GP-Mines | Distillate Fuel Oil No. 2 | Methane (Co2 eq) | 42.6 | 4119113 | C
325312 | 1005817 | 2023 |  | GP-Mines | Distillate Fuel Oil No. 2 | Nitrous Oxide | 0.341 | 4119113 | C
325312 | 1005817 | 2023 |  | GP-Mines | Distillate Fuel Oil No. 2 | Nitrous Oxide (Co2 eq) | 101.6 | 4119113 | C
325199 | 1005823 | 2023 |  | CP-Natural Gas | Natural Gas (Weighted U.S. Average) | Carbon Dioxide Biogenic | 0 | 0 | C
325199 | 1005823 | 2023 |  | CP-Natural Gas | Natural Gas (Weighted U.S. Average) | Carbon Dioxide Non-Biogenic | 645088.5 | 0 | C
325199 | 1005823 | 2023 |  | CP-Natural Gas | Natural Gas (Weighted U.S. Average) | Carbon Dioxide Total | 645088.5 | 0 | C
325199 | 1005823 | 2023 |  | CP-Natural Gas | Natural Gas (Weighted U.S. Average) | Methane | 12.16 | 0 | C
325199 | 1005823 | 2023 |  | CP-Natural Gas | Natural Gas (Weighted U.S. Average) | Methane (Co2 eq) | 303.9 | 0 | C
325199 | 1005823 | 2023 |  | CP-Natural Gas | Natural Gas (Weighted U.S. Average) | Nitrous Oxide | 1.216 | 0 | C
325199 | 1005823 | 2023 |  | CP-Natural Gas | Natural Gas (Weighted U.S. Average) | Nitrous Oxide (Co2 eq) | 362.3 | 0 | C
325199 | 1005823 | 2023 |  | CP-Phillips 66 Refinery Fuel Gas | Fuel Gas | Carbon Dioxide Biogenic | 0 | 651733000 | C
325199 | 1005823 | 2023 |  | CP-Phillips 66 Refinery Fuel Gas | Fuel Gas | Carbon Dioxide Non-Biogenic | 36628.9 | 651733000 | C
325199 | 1005823 | 2023 |  | CP-Phillips 66 Refinery Fuel Gas | Fuel Gas | Carbon Dioxide Total | 36628.9 | 651733000 | C
325199 | 1005823 | 2023 |  | CP-Phillips 66 Refinery Fuel Gas | Fuel Gas | Methane | 2.1 | 651733000 | C
325199 | 1005823 | 2023 |  | CP-Phillips 66 Refinery Fuel Gas | Fuel Gas | Methane (Co2 eq) | 52.6 | 651733000 | C
325199 | 1005823 | 2023 |  | CP-Phillips 66 Refinery Fuel Gas | Fuel Gas | Nitrous Oxide | 0.421 | 651733000 | C
325199 | 1005823 | 2023 |  | CP-Phillips 66 Refinery Fuel Gas | Fuel Gas | Nitrous Oxide (Co2 eq) | 125.4 | 651733000 | C
325199 | 1005823 | 2023 | Petrochemical process unit | EO/EG Unit |  | Carbon Dioxide | 115663.8 |  | X
325199 | 1005823 | 2023 | Petrochemical process unit | Ethylene Unit |  | Carbon Dioxide | 142655.3 |  | X
325211 | 1005826 | 2023 | RICE (Reciprocating internal combustion engine) | GEN01 | Distillate Fuel Oil No. 2 | Carbon Dioxide Biogenic | 0 | 541 | C
325211 | 1005826 | 2023 | RICE (Reciprocating internal combustion engine) | GEN01 | Distillate Fuel Oil No. 2 | Carbon Dioxide Non-Biogenic | 5.5 | 541 | C
325211 | 1005826 | 2023 | RICE (Reciprocating internal combustion engine) | GEN01 | Distillate Fuel Oil No. 2 | Carbon Dioxide Total | 5.5 | 541 | C
325211 | 1005826 | 2023 | RICE (Reciprocating internal combustion engine) | GEN01 | Distillate Fuel Oil No. 2 | Methane | 0 | 541 | C
325211 | 1005826 | 2023 | RICE (Reciprocating internal combustion engine) | GEN01 | Distillate Fuel Oil No. 2 | Methane (Co2 eq) | 0 | 541 | C
325211 | 1005826 | 2023 | RICE (Reciprocating internal combustion engine) | GEN01 | Distillate Fuel Oil No. 2 | Nitrous Oxide | 0 | 541 | C
325211 | 1005826 | 2023 | RICE (Reciprocating internal combustion engine) | GEN01 | Distillate Fuel Oil No. 2 | Nitrous Oxide (Co2 eq) | 0 | 541 | C
325211 | 1005826 | 2023 | RICE (Reciprocating internal combustion engine) | GEN02 | Distillate Fuel Oil No. 2 | Carbon Dioxide Biogenic | 0 | 271 | C
325211 | 1005826 | 2023 | RICE (Reciprocating internal combustion engine) | GEN02 | Distillate Fuel Oil No. 2 | Carbon Dioxide Non-Biogenic | 2.8 | 271 | C
325211 | 1005826 | 2023 | RICE (Reciprocating internal combustion engine) | GEN02 | Distillate Fuel Oil No. 2 | Carbon Dioxide Total | 2.8 | 271 | C
325211 | 1005826 | 2023 | RICE (Reciprocating internal combustion engine) | GEN02 | Distillate Fuel Oil No. 2 | Methane | 0 | 271 | C
325211 | 1005826 | 2023 | RICE (Reciprocating internal combustion engine) | GEN02 | Distillate Fuel Oil No. 2 | Methane (Co2 eq) | 0 | 271 | C
325211 | 1005826 | 2023 | RICE (Reciprocating internal combustion engine) | GEN02 | Distillate Fuel Oil No. 2 | Nitrous Oxide | 0 | 271 | C
325211 | 1005826 | 2023 | RICE (Reciprocating internal combustion engine) | GEN02 | Distillate Fuel Oil No. 2 | Nitrous Oxide (Co2 eq) | 0 | 271 | C
325211 | 1005826 | 2023 | RICE (Reciprocating internal combustion engine) | GEN03 | Distillate Fuel Oil No. 2 | Carbon Dioxide Biogenic | 0 | 270 | C
325211 | 1005826 | 2023 | RICE (Reciprocating internal combustion engine) | GEN03 | Distillate Fuel Oil No. 2 | Carbon Dioxide Non-Biogenic | 2.8 | 270 | C
325211 | 1005826 | 2023 | RICE (Reciprocating internal combustion engine) | GEN03 | Distillate Fuel Oil No. 2 | Carbon Dioxide Total | 2.8 | 270 | C
325211 | 1005826 | 2023 | RICE (Reciprocating internal combustion engine) | GEN03 | Distillate Fuel Oil No. 2 | Methane | 0 | 270 | C
325211 | 1005826 | 2023 | RICE (Reciprocating internal combustion engine) | GEN03 | Distillate Fuel Oil No. 2 | Methane (Co2 eq) | 0 | 270 | C
325211 | 1005826 | 2023 | RICE (Reciprocating internal combustion engine) | GEN03 | Distillate Fuel Oil No. 2 | Nitrous Oxide | 0 | 270 | C
325211 | 1005826 | 2023 | RICE (Reciprocating internal combustion engine) | GEN03 | Distillate Fuel Oil No. 2 | Nitrous Oxide (Co2 eq) | 0 | 270 | C
325211 | 1005826 | 2023 | RICE (Reciprocating internal combustion engine) | GEN04 | Distillate Fuel Oil No. 2 | Carbon Dioxide Biogenic | 0 | 273 | C
325211 | 1005826 | 2023 | RICE (Reciprocating internal combustion engine) | GEN04 | Distillate Fuel Oil No. 2 | Carbon Dioxide Non-Biogenic | 2.8 | 273 | C
325211 | 1005826 | 2023 | RICE (Reciprocating internal combustion engine) | GEN04 | Distillate Fuel Oil No. 2 | Carbon Dioxide Total | 2.8 | 273 | C
325211 | 1005826 | 2023 | RICE (Reciprocating internal combustion engine) | GEN04 | Distillate Fuel Oil No. 2 | Methane | 0 | 273 | C
325211 | 1005826 | 2023 | RICE (Reciprocating internal combustion engine) | GEN04 | Distillate Fuel Oil No. 2 | Methane (Co2 eq) | 0 | 273 | C
325211 | 1005826 | 2023 | RICE (Reciprocating internal combustion engine) | GEN04 | Distillate Fuel Oil No. 2 | Nitrous Oxide | 0 | 273 | C
325211 | 1005826 | 2023 | RICE (Reciprocating internal combustion engine) | GEN04 | Distillate Fuel Oil No. 2 | Nitrous Oxide (Co2 eq) | 0 | 273 | C
325211 | 1005826 | 2023 | RICE (Reciprocating internal combustion engine) | GEN05 | Distillate Fuel Oil No. 2 | Carbon Dioxide Biogenic | 0 | 271 | C
325211 | 1005826 | 2023 | RICE (Reciprocating internal combustion engine) | GEN05 | Distillate Fuel Oil No. 2 | Carbon Dioxide Non-Biogenic | 2.8 | 271 | C
325211 | 1005826 | 2023 | RICE (Reciprocating internal combustion engine) | GEN05 | Distillate Fuel Oil No. 2 | Carbon Dioxide Total | 2.8 | 271 | C
325211 | 1005826 | 2023 | RICE (Reciprocating internal combustion engine) | GEN05 | Distillate Fuel Oil No. 2 | Methane | 0 | 271 | C
325211 | 1005826 | 2023 | RICE (Reciprocating internal combustion engine) | GEN05 | Distillate Fuel Oil No. 2 | Methane (Co2 eq) | 0 | 271 | C
325211 | 1005826 | 2023 | RICE (Reciprocating internal combustion engine) | GEN05 | Distillate Fuel Oil No. 2 | Nitrous Oxide | 0 | 271 | C
325211 | 1005826 | 2023 | RICE (Reciprocating internal combustion engine) | GEN05 | Distillate Fuel Oil No. 2 | Nitrous Oxide (Co2 eq) | 0 | 271 | C
325211 | 1005826 | 2023 | RICE (Reciprocating internal combustion engine) | GEN06 | Distillate Fuel Oil No. 2 | Carbon Dioxide Biogenic | 0 | 452 | C
325211 | 1005826 | 2023 | RICE (Reciprocating internal combustion engine) | GEN06 | Distillate Fuel Oil No. 2 | Carbon Dioxide Non-Biogenic | 4.6 | 452 | C
325211 | 1005826 | 2023 | RICE (Reciprocating internal combustion engine) | GEN06 | Distillate Fuel Oil No. 2 | Carbon Dioxide Total | 4.6 | 452 | C
325211 | 1005826 | 2023 | RICE (Reciprocating internal combustion engine) | GEN06 | Distillate Fuel Oil No. 2 | Methane | 0 | 452 | C
325211 | 1005826 | 2023 | RICE (Reciprocating internal combustion engine) | GEN06 | Distillate Fuel Oil No. 2 | Methane (Co2 eq) | 0 | 452 | C
325211 | 1005826 | 2023 | RICE (Reciprocating internal combustion engine) | GEN06 | Distillate Fuel Oil No. 2 | Nitrous Oxide | 0 | 452 | C
325211 | 1005826 | 2023 | RICE (Reciprocating internal combustion engine) | GEN06 | Distillate Fuel Oil No. 2 | Nitrous Oxide (Co2 eq) | 0 | 452 | C
325211 | 1005826 | 2023 | RICE (Reciprocating internal combustion engine) | GEN07 | Distillate Fuel Oil No. 2 | Carbon Dioxide Biogenic | 0 | 229 | C
325211 | 1005826 | 2023 | RICE (Reciprocating internal combustion engine) | GEN07 | Distillate Fuel Oil No. 2 | Carbon Dioxide Non-Biogenic | 2.3 | 229 | C
325211 | 1005826 | 2023 | RICE (Reciprocating internal combustion engine) | GEN07 | Distillate Fuel Oil No. 2 | Carbon Dioxide Total | 2.3 | 229 | C
325211 | 1005826 | 2023 | RICE (Reciprocating internal combustion engine) | GEN07 | Distillate Fuel Oil No. 2 | Methane | 0 | 229 | C
325211 | 1005826 | 2023 | RICE (Reciprocating internal combustion engine) | GEN07 | Distillate Fuel Oil No. 2 | Methane (Co2 eq) | 0 | 229 | C
325211 | 1005826 | 2023 | RICE (Reciprocating internal combustion engine) | GEN07 | Distillate Fuel Oil No. 2 | Nitrous Oxide | 0 | 229 | C
325211 | 1005826 | 2023 | RICE (Reciprocating internal combustion engine) | GEN07 | Distillate Fuel Oil No. 2 | Nitrous Oxide (Co2 eq) | 0 | 229 | C
325211 | 1005826 | 2023 | RICE (Reciprocating internal combustion engine) | GEN08 | Distillate Fuel Oil No. 2 | Carbon Dioxide Biogenic | 0 | 138 | C
325211 | 1005826 | 2023 | RICE (Reciprocating internal combustion engine) | GEN08 | Distillate Fuel Oil No. 2 | Carbon Dioxide Non-Biogenic | 1.4 | 138 | C
325211 | 1005826 | 2023 | RICE (Reciprocating internal combustion engine) | GEN08 | Distillate Fuel Oil No. 2 | Carbon Dioxide Total | 1.4 | 138 | C
325211 | 1005826 | 2023 | RICE (Reciprocating internal combustion engine) | GEN08 | Distillate Fuel Oil No. 2 | Methane | 0 | 138 | C
325211 | 1005826 | 2023 | RICE (Reciprocating internal combustion engine) | GEN08 | Distillate Fuel Oil No. 2 | Methane (Co2 eq) | 0 | 138 | C
325211 | 1005826 | 2023 | RICE (Reciprocating internal combustion engine) | GEN08 | Distillate Fuel Oil No. 2 | Nitrous Oxide | 0 | 138 | C
325211 | 1005826 | 2023 | RICE (Reciprocating internal combustion engine) | GEN08 | Distillate Fuel Oil No. 2 | Nitrous Oxide (Co2 eq) | 0 | 138 | C
325211 | 1005826 | 2023 | RICE (Reciprocating internal combustion engine) | GEN09 | Distillate Fuel Oil No. 2 | Carbon Dioxide Biogenic | 0 | 242 | C
325211 | 1005826 | 2023 | RICE (Reciprocating internal combustion engine) | GEN09 | Distillate Fuel Oil No. 2 | Carbon Dioxide Non-Biogenic | 2.5 | 242 | C
325211 | 1005826 | 2023 | RICE (Reciprocating internal combustion engine) | GEN09 | Distillate Fuel Oil No. 2 | Carbon Dioxide Total | 2.5 | 242 | C
325211 | 1005826 | 2023 | RICE (Reciprocating internal combustion engine) | GEN09 | Distillate Fuel Oil No. 2 | Methane | 0 | 242 | C
325211 | 1005826 | 2023 | RICE (Reciprocating internal combustion engine) | GEN09 | Distillate Fuel Oil No. 2 | Methane (Co2 eq) | 0 | 242 | C
325211 | 1005826 | 2023 | RICE (Reciprocating internal combustion engine) | GEN09 | Distillate Fuel Oil No. 2 | Nitrous Oxide | 0 | 242 | C
325211 | 1005826 | 2023 | RICE (Reciprocating internal combustion engine) | GEN09 | Distillate Fuel Oil No. 2 | Nitrous Oxide (Co2 eq) | 0 | 242 | C
325211 | 1005826 | 2023 |  | GP-HTM Heaters & Steam Boilers | Natural Gas (Weighted U.S. Average) | Carbon Dioxide Biogenic | 0 | 0 | C
325211 | 1005826 | 2023 |  | GP-HTM Heaters & Steam Boilers | Natural Gas (Weighted U.S. Average) | Carbon Dioxide Non-Biogenic | 44679.1 | 0 | C
325211 | 1005826 | 2023 |  | GP-HTM Heaters & Steam Boilers | Natural Gas (Weighted U.S. Average) | Carbon Dioxide Total | 44679.1 | 0 | C
325211 | 1005826 | 2023 |  | GP-HTM Heaters & Steam Boilers | Natural Gas (Weighted U.S. Average) | Methane | 0.84 | 0 | C
325211 | 1005826 | 2023 |  | GP-HTM Heaters & Steam Boilers | Natural Gas (Weighted U.S. Average) | Methane (Co2 eq) | 21.1 | 0 | C
325211 | 1005826 | 2023 |  | GP-HTM Heaters & Steam Boilers | Natural Gas (Weighted U.S. Average) | Nitrous Oxide | 0.084 | 0 | C
325211 | 1005826 | 2023 |  | GP-HTM Heaters & Steam Boilers | Natural Gas (Weighted U.S. Average) | Nitrous Oxide (Co2 eq) | 25.1 | 0 | C
322120 | 1005838 | 2023 | S (Stoker Boiler) | Boiler 1 | Bituminous | Carbon Dioxide Biogenic | 0 | 0 | C
322120 | 1005838 | 2023 | S (Stoker Boiler) | Boiler 1 | Bituminous | Carbon Dioxide Non-Biogenic | 44563.2 | 0 | C
322120 | 1005838 | 2023 | S (Stoker Boiler) | Boiler 1 | Bituminous | Carbon Dioxide Total | 44563.2 | 0 | C
322120 | 1005838 | 2023 | S (Stoker Boiler) | Boiler 1 | Bituminous | Methane | 5.26 | 0 | C
322120 | 1005838 | 2023 | S (Stoker Boiler) | Boiler 1 | Bituminous | Methane (Co2 eq) | 131.4 | 0 | C
322120 | 1005838 | 2023 | S (Stoker Boiler) | Boiler 1 | Bituminous | Nitrous Oxide | 0.764 | 0 | C
322120 | 1005838 | 2023 | S (Stoker Boiler) | Boiler 1 | Bituminous | Nitrous Oxide (Co2 eq) | 227.8 | 0 | C
322120 | 1005838 | 2023 | S (Stoker Boiler) | Boiler 1 | Natural Gas (Weighted U.S. Average) | Carbon Dioxide Biogenic | 0 | 0 | C
322120 | 1005838 | 2023 | S (Stoker Boiler) | Boiler 1 | Natural Gas (Weighted U.S. Average) | Carbon Dioxide Non-Biogenic | 9461.2 | 0 | C
322120 | 1005838 | 2023 | S (Stoker Boiler) | Boiler 1 | Natural Gas (Weighted U.S. Average) | Carbon Dioxide Total | 9461.2 | 0 | C
322120 | 1005838 | 2023 | S (Stoker Boiler) | Boiler 1 | Natural Gas (Weighted U.S. Average) | Methane | 0.18 | 0 | C
322120 | 1005838 | 2023 | S (Stoker Boiler) | Boiler 1 | Natural Gas (Weighted U.S. Average) | Methane (Co2 eq) | 4.5 | 0 | C
322120 | 1005838 | 2023 | S (Stoker Boiler) | Boiler 1 | Natural Gas (Weighted U.S. Average) | Nitrous Oxide | 0.018 | 0 | C
322120 | 1005838 | 2023 | S (Stoker Boiler) | Boiler 1 | Natural Gas (Weighted U.S. Average) | Nitrous Oxide (Co2 eq) | 5.3 | 0 | C
322120 | 1005838 | 2023 | OB (Boiler, other) | Boiler 2 | Distillate Fuel Oil No. 2 | Carbon Dioxide Biogenic | 0 | 0 | C
322120 | 1005838 | 2023 | OB (Boiler, other) | Boiler 2 | Distillate Fuel Oil No. 2 | Carbon Dioxide Non-Biogenic | 0 | 0 | C
322120 | 1005838 | 2023 | OB (Boiler, other) | Boiler 2 | Distillate Fuel Oil No. 2 | Carbon Dioxide Total | 0 | 0 | C
322120 | 1005838 | 2023 | OB (Boiler, other) | Boiler 2 | Distillate Fuel Oil No. 2 | Methane | 0 | 0 | C
322120 | 1005838 | 2023 | OB (Boiler, other) | Boiler 2 | Distillate Fuel Oil No. 2 | Methane (Co2 eq) | 0 | 0 | C
322120 | 1005838 | 2023 | OB (Boiler, other) | Boiler 2 | Distillate Fuel Oil No. 2 | Nitrous Oxide | 0 | 0 | C
322120 | 1005838 | 2023 | OB (Boiler, other) | Boiler 2 | Distillate Fuel Oil No. 2 | Nitrous Oxide (Co2 eq) | 0 | 0 | C
322120 | 1005838 | 2023 | O (Oven) | Heaters and Dryers | Natural Gas (Weighted U.S. Average) | Carbon Dioxide Biogenic | 0 | 0 | C
322120 | 1005838 | 2023 | O (Oven) | Heaters and Dryers | Natural Gas (Weighted U.S. Average) | Carbon Dioxide Non-Biogenic | 13825.7 | 0 | C
322120 | 1005838 | 2023 | O (Oven) | Heaters and Dryers | Natural Gas (Weighted U.S. Average) | Carbon Dioxide Total | 13825.7 | 0 | C
322120 | 1005838 | 2023 | O (Oven) | Heaters and Dryers | Natural Gas (Weighted U.S. Average) | Methane | 0.26 | 0 | C
322120 | 1005838 | 2023 | O (Oven) | Heaters and Dryers | Natural Gas (Weighted U.S. Average) | Methane (Co2 eq) | 6.5 | 0 | C
322120 | 1005838 | 2023 | O (Oven) | Heaters and Dryers | Natural Gas (Weighted U.S. Average) | Nitrous Oxide | 0.026 | 0 | C
322120 | 1005838 | 2023 | O (Oven) | Heaters and Dryers | Natural Gas (Weighted U.S. Average) | Nitrous Oxide (Co2 eq) | 7.8 | 0 | C
311942 | 1005849 | 2023 |  | GP-01 | Distillate Fuel Oil No. 2 | Carbon Dioxide Biogenic | 0 | 231 | C
311942 | 1005849 | 2023 |  | GP-01 | Distillate Fuel Oil No. 2 | Carbon Dioxide Non-Biogenic | 2.4 | 231 | C
311942 | 1005849 | 2023 |  | GP-01 | Distillate Fuel Oil No. 2 | Carbon Dioxide Total | 2.4 | 231 | C
311942 | 1005849 | 2023 |  | GP-01 | Distillate Fuel Oil No. 2 | Methane | 0 | 231 | C
311942 | 1005849 | 2023 |  | GP-01 | Distillate Fuel Oil No. 2 | Methane (Co2 eq) | 0 | 231 | C
311942 | 1005849 | 2023 |  | GP-01 | Distillate Fuel Oil No. 2 | Nitrous Oxide | 0 | 231 | C
311942 | 1005849 | 2023 |  | GP-01 | Distillate Fuel Oil No. 2 | Nitrous Oxide (Co2 eq) | 0 | 231 | C
311942 | 1005849 | 2023 |  | GP-01 | Kerosene | Carbon Dioxide Biogenic | 0 | 0 | C
311942 | 1005849 | 2023 |  | GP-01 | Kerosene | Carbon Dioxide Non-Biogenic | 0 | 0 | C
311942 | 1005849 | 2023 |  | GP-01 | Kerosene | Carbon Dioxide Total | 0 | 0 | C
311942 | 1005849 | 2023 |  | GP-01 | Kerosene | Methane | 0 | 0 | C
311942 | 1005849 | 2023 |  | GP-01 | Kerosene | Methane (Co2 eq) | 0 | 0 | C
311942 | 1005849 | 2023 |  | GP-01 | Kerosene | Nitrous Oxide | 0 | 0 | C
311942 | 1005849 | 2023 |  | GP-01 | Kerosene | Nitrous Oxide (Co2 eq) | 0 | 0 | C
311942 | 1005849 | 2023 |  | GP-01 | Natural Gas (Weighted U.S. Average) | Carbon Dioxide Biogenic | 0 | 1425580000 | C
311942 | 1005849 | 2023 |  | GP-01 | Natural Gas (Weighted U.S. Average) | Carbon Dioxide Non-Biogenic | 77607.9 | 1425580000 | C
311942 | 1005849 | 2023 |  | GP-01 | Natural Gas (Weighted U.S. Average) | Carbon Dioxide Total | 77607.9 | 1425580000 | C
311942 | 1005849 | 2023 |  | GP-01 | Natural Gas (Weighted U.S. Average) | Methane | 1.46 | 1425580000 | C
311942 | 1005849 | 2023 |  | GP-01 | Natural Gas (Weighted U.S. Average) | Methane (Co2 eq) | 36.6 | 1425580000 | C
311942 | 1005849 | 2023 |  | GP-01 | Natural Gas (Weighted U.S. Average) | Nitrous Oxide | 0.146 | 1425580000 | C
311942 | 1005849 | 2023 |  | GP-01 | Natural Gas (Weighted U.S. Average) | Nitrous Oxide (Co2 eq) | 43.6 | 1425580000 | C
325320 | 1005850 | 2023 | OCS (Other combustion source) | CP-1 | Natural Gas (Weighted U.S. Average) | Carbon Dioxide Biogenic | 0 | 0 | C
325320 | 1005850 | 2023 | OCS (Other combustion source) | CP-1 | Natural Gas (Weighted U.S. Average) | Carbon Dioxide Non-Biogenic | 46550.4 | 0 | C
325320 | 1005850 | 2023 | OCS (Other combustion source) | CP-1 | Natural Gas (Weighted U.S. Average) | Carbon Dioxide Total | 46550.4 | 0 | C
325320 | 1005850 | 2023 | OCS (Other combustion source) | CP-1 | Natural Gas (Weighted U.S. Average) | Methane | 0.88 | 0 | C
325320 | 1005850 | 2023 | OCS (Other combustion source) | CP-1 | Natural Gas (Weighted U.S. Average) | Methane (Co2 eq) | 21.93 | 0 | C
325320 | 1005850 | 2023 | OCS (Other combustion source) | CP-1 | Natural Gas (Weighted U.S. Average) | Nitrous Oxide | 0.088 | 0 | C
325320 | 1005850 | 2023 | OCS (Other combustion source) | CP-1 | Natural Gas (Weighted U.S. Average) | Nitrous Oxide (Co2 eq) | 26.144 | 0 | C
325193 | 1005853 | 2023 | OCS (Other combustion source) | Diesel Generator | Distillate Fuel Oil No. 2 | Carbon Dioxide Biogenic | 0 | 11828.25 | C
325193 | 1005853 | 2023 | OCS (Other combustion source) | Diesel Generator | Distillate Fuel Oil No. 2 | Carbon Dioxide Non-Biogenic | 120.7 | 11828.25 | C
325193 | 1005853 | 2023 | OCS (Other combustion source) | Diesel Generator | Distillate Fuel Oil No. 2 | Carbon Dioxide Total | 120.7 | 11828.25 | C
325193 | 1005853 | 2023 | OCS (Other combustion source) | Diesel Generator | Distillate Fuel Oil No. 2 | Methane | 0 | 11828.25 | C
325193 | 1005853 | 2023 | OCS (Other combustion source) | Diesel Generator | Distillate Fuel Oil No. 2 | Methane (Co2 eq) | 0.1 | 11828.25 | C
325193 | 1005853 | 2023 | OCS (Other combustion source) | Diesel Generator | Distillate Fuel Oil No. 2 | Nitrous Oxide | 0.001 | 11828.25 | C
325193 | 1005853 | 2023 | OCS (Other combustion source) | Diesel Generator | Distillate Fuel Oil No. 2 | Nitrous Oxide (Co2 eq) | 0.3 | 11828.25 | C
325193 | 1005853 | 2023 |  | GP- Total Plant Usage | Natural Gas (Weighted U.S. Average) | Carbon Dioxide Biogenic | 0 | 0 | C
325193 | 1005853 | 2023 |  | GP- Total Plant Usage | Natural Gas (Weighted U.S. Average) | Carbon Dioxide Non-Biogenic | 115635.6 | 0 | C
325193 | 1005853 | 2023 |  | GP- Total Plant Usage | Natural Gas (Weighted U.S. Average) | Carbon Dioxide Total | 115635.6 | 0 | C
325193 | 1005853 | 2023 |  | GP- Total Plant Usage | Natural Gas (Weighted U.S. Average) | Methane | 2.18 | 0 | C
325193 | 1005853 | 2023 |  | GP- Total Plant Usage | Natural Gas (Weighted U.S. Average) | Methane (Co2 eq) | 54.5 | 0 | C
325193 | 1005853 | 2023 |  | GP- Total Plant Usage | Natural Gas (Weighted U.S. Average) | Nitrous Oxide | 0.218 | 0 | C
325193 | 1005853 | 2023 |  | GP- Total Plant Usage | Natural Gas (Weighted U.S. Average) | Nitrous Oxide (Co2 eq) | 64.9 | 0 | C
311313 | 1005864 | 2023 | CH (Comfort heater) | EUVII | Natural Gas (Weighted U.S. Average) | Carbon Dioxide Biogenic | 0 | 0 | C
311313 | 1005864 | 2023 | CH (Comfort heater) | EUVII | Natural Gas (Weighted U.S. Average) | Carbon Dioxide Non-Biogenic | 0.1 | 0 | C
311313 | 1005864 | 2023 | CH (Comfort heater) | EUVII | Natural Gas (Weighted U.S. Average) | Carbon Dioxide Total | 0.1 | 0 | C
311313 | 1005864 | 2023 | CH (Comfort heater) | EUVII | Natural Gas (Weighted U.S. Average) | Methane | 0 | 0 | C
311313 | 1005864 | 2023 | CH (Comfort heater) | EUVII | Natural Gas (Weighted U.S. Average) | Methane (Co2 eq) | 0 | 0 | C
311313 | 1005864 | 2023 | CH (Comfort heater) | EUVII | Natural Gas (Weighted U.S. Average) | Nitrous Oxide | 0 | 0 | C
311313 | 1005864 | 2023 | CH (Comfort heater) | EUVII | Natural Gas (Weighted U.S. Average) | Nitrous Oxide (Co2 eq) | 0 | 0 | C
311313 | 1005864 | 2023 |  | GP-1 | Natural Gas (Weighted U.S. Average) | Carbon Dioxide Biogenic | 0 | 0 | C
311313 | 1005864 | 2023 |  | GP-1 | Natural Gas (Weighted U.S. Average) | Carbon Dioxide Non-Biogenic | 49755.7 | 0 | C
311313 | 1005864 | 2023 |  | GP-1 | Natural Gas (Weighted U.S. Average) | Carbon Dioxide Total | 49755.7 | 0 | C
311313 | 1005864 | 2023 |  | GP-1 | Natural Gas (Weighted U.S. Average) | Methane | 0.94 | 0 | C
311313 | 1005864 | 2023 |  | GP-1 | Natural Gas (Weighted U.S. Average) | Methane (Co2 eq) | 23.4 | 0 | C
311313 | 1005864 | 2023 |  | GP-1 | Natural Gas (Weighted U.S. Average) | Nitrous Oxide | 0.094 | 0 | C
311313 | 1005864 | 2023 |  | GP-1 | Natural Gas (Weighted U.S. Average) | Nitrous Oxide (Co2 eq) | 27.9 | 0 | C
311313 | 1005864 | 2023 |  | GP-2 | Coal Coke | Carbon Dioxide Biogenic | 0 | 0 | C
311313 | 1005864 | 2023 |  | GP-2 | Coal Coke | Carbon Dioxide Non-Biogenic | 0 | 0 | C
311313 | 1005864 | 2023 |  | GP-2 | Coal Coke | Carbon Dioxide Total | 0 | 0 | C
311313 | 1005864 | 2023 |  | GP-2 | Coal Coke | Methane | 0 | 0 | C
311313 | 1005864 | 2023 |  | GP-2 | Coal Coke | Methane (Co2 eq) | 0 | 0 | C
311313 | 1005864 | 2023 |  | GP-2 | Coal Coke | Nitrous Oxide | 0 | 0 | C
311313 | 1005864 | 2023 |  | GP-2 | Coal Coke | Nitrous Oxide (Co2 eq) | 0 | 0 | C
311313 | 1005864 | 2023 |  | GP-3 | Anthracite | Carbon Dioxide Biogenic | 0 | 0 | C
311313 | 1005864 | 2023 |  | GP-3 | Anthracite | Carbon Dioxide Non-Biogenic | 6517.5 | 0 | C
311313 | 1005864 | 2023 |  | GP-3 | Anthracite | Carbon Dioxide Total | 6517.5 | 0 | C
311313 | 1005864 | 2023 |  | GP-3 | Anthracite | Methane | 0.63 | 0 | C
311313 | 1005864 | 2023 |  | GP-3 | Anthracite | Methane (Co2 eq) | 15.8 | 0 | C
311313 | 1005864 | 2023 |  | GP-3 | Anthracite | Nitrous Oxide | 0.092 | 0 | C
311313 | 1005864 | 2023 |  | GP-3 | Anthracite | Nitrous Oxide (Co2 eq) | 27.5 | 0 | C
311313 | 1005864 | 2023 |  | GP-4 | Wood and Wood Residuals (dry basis) | Carbon Dioxide Biogenic | 11.5 | 0 | C
311313 | 1005864 | 2023 |  | GP-4 | Wood and Wood Residuals (dry basis) | Carbon Dioxide Non-Biogenic | 0 | 0 | C
311313 | 1005864 | 2023 |  | GP-4 | Wood and Wood Residuals (dry basis) | Carbon Dioxide Total | 11.5 | 0 | C
311313 | 1005864 | 2023 |  | GP-4 | Wood and Wood Residuals (dry basis) | Methane | 0 | 0 | C
311313 | 1005864 | 2023 |  | GP-4 | Wood and Wood Residuals (dry basis) | Methane (Co2 eq) | 0 | 0 | C
311313 | 1005864 | 2023 |  | GP-4 | Wood and Wood Residuals (dry basis) | Nitrous Oxide | 0 | 0 | C
311313 | 1005864 | 2023 |  | GP-4 | Wood and Wood Residuals (dry basis) | Nitrous Oxide (Co2 eq) | 0.1 | 0 | C
311313 | 1005864 | 2023 |  | GP-5 | Kerosene | Carbon Dioxide Biogenic | 0 | 0 | C
311313 | 1005864 | 2023 |  | GP-5 | Kerosene | Carbon Dioxide Non-Biogenic | 0.1 | 0 | C
311313 | 1005864 | 2023 |  | GP-5 | Kerosene | Carbon Dioxide Total | 0.1 | 0 | C
311313 | 1005864 | 2023 |  | GP-5 | Kerosene | Methane | 0 | 0 | C
311313 | 1005864 | 2023 |  | GP-5 | Kerosene | Methane (Co2 eq) | 0 | 0 | C
311313 | 1005864 | 2023 |  | GP-5 | Kerosene | Nitrous Oxide | 0 | 0 | C
311313 | 1005864 | 2023 |  | GP-5 | Kerosene | Nitrous Oxide (Co2 eq) | 0 | 0 | C
311313 | 1005864 | 2023 | TODF (Thermal oxidizer, direct fired, no heat recovery) | Thermal Oxidizer | Natural Gas (Weighted U.S. Average) | Carbon Dioxide Biogenic | 0 | 0 | C
311313 | 1005864 | 2023 | TODF (Thermal oxidizer, direct fired, no heat recovery) | Thermal Oxidizer | Natural Gas (Weighted U.S. Average) | Carbon Dioxide Non-Biogenic | 22.7 | 0 | C
311313 | 1005864 | 2023 | TODF (Thermal oxidizer, direct fired, no heat recovery) | Thermal Oxidizer | Natural Gas (Weighted U.S. Average) | Carbon Dioxide Total | 22.7 | 0 | C
311313 | 1005864 | 2023 | TODF (Thermal oxidizer, direct fired, no heat recovery) | Thermal Oxidizer | Natural Gas (Weighted U.S. Average) | Methane | 0 | 0 | C
311313 | 1005864 | 2023 | TODF (Thermal oxidizer, direct fired, no heat recovery) | Thermal Oxidizer | Natural Gas (Weighted U.S. Average) | Methane (Co2 eq) | 0 | 0 | C
311313 | 1005864 | 2023 | TODF (Thermal oxidizer, direct fired, no heat recovery) | Thermal Oxidizer | Natural Gas (Weighted U.S. Average) | Nitrous Oxide | 0 | 0 | C
311313 | 1005864 | 2023 | TODF (Thermal oxidizer, direct fired, no heat recovery) | Thermal Oxidizer | Natural Gas (Weighted U.S. Average) | Nitrous Oxide (Co2 eq) | 0 | 0 | C
325199 | 1005866 | 2023 |  | GP-Boilersandprocessheaters | Natural Gas (Weighted U.S. Average) | Carbon Dioxide Biogenic | 0 | 0 | C
325199 | 1005866 | 2023 |  | GP-Boilersandprocessheaters | Natural Gas (Weighted U.S. Average) | Carbon Dioxide Non-Biogenic | 16766 | 0 | C
325199 | 1005866 | 2023 |  | GP-Boilersandprocessheaters | Natural Gas (Weighted U.S. Average) | Carbon Dioxide Total | 16766 | 0 | C
325199 | 1005866 | 2023 |  | GP-Boilersandprocessheaters | Natural Gas (Weighted U.S. Average) | Methane | 0.32 | 0 | C
325199 | 1005866 | 2023 |  | GP-Boilersandprocessheaters | Natural Gas (Weighted U.S. Average) | Methane (Co2 eq) | 7.9 | 0 | C
325199 | 1005866 | 2023 |  | GP-Boilersandprocessheaters | Natural Gas (Weighted U.S. Average) | Nitrous Oxide | 0.032 | 0 | C
325199 | 1005866 | 2023 |  | GP-Boilersandprocessheaters | Natural Gas (Weighted U.S. Average) | Nitrous Oxide (Co2 eq) | 9.4 | 0 | C
325199 | 1005866 | 2023 |  | GP-Emergency Generators | Distillate Fuel Oil No. 2 | Carbon Dioxide Biogenic | 0 | 0 | C
325199 | 1005866 | 2023 |  | GP-Emergency Generators | Distillate Fuel Oil No. 2 | Carbon Dioxide Non-Biogenic | 26.6 | 0 | C
325199 | 1005866 | 2023 |  | GP-Emergency Generators | Distillate Fuel Oil No. 2 | Carbon Dioxide Total | 26.6 | 0 | C
325199 | 1005866 | 2023 |  | GP-Emergency Generators | Distillate Fuel Oil No. 2 | Methane | 0 | 0 | C
325199 | 1005866 | 2023 |  | GP-Emergency Generators | Distillate Fuel Oil No. 2 | Methane (Co2 eq) | 0 | 0 | C
325199 | 1005866 | 2023 |  | GP-Emergency Generators | Distillate Fuel Oil No. 2 | Nitrous Oxide | 0 | 0 | C
325199 | 1005866 | 2023 |  | GP-Emergency Generators | Distillate Fuel Oil No. 2 | Nitrous Oxide (Co2 eq) | 0.1 | 0 | C
325311 | 1005867 | 2023 |  | Ammonia Manufacturing Process Unit |  | Carbon Dioxide | 240926.1 |  | G
325311 | 1005867 | 2023 |  | GP-Natural Gas Combustion Sources | Natural Gas (Weighted U.S. Average) | Carbon Dioxide Biogenic | 0 | 0 | C
325311 | 1005867 | 2023 |  | GP-Natural Gas Combustion Sources | Natural Gas (Weighted U.S. Average) | Carbon Dioxide Non-Biogenic | 34162.1 | 0 | C
325311 | 1005867 | 2023 |  | GP-Natural Gas Combustion Sources | Natural Gas (Weighted U.S. Average) | Carbon Dioxide Total | 34162.1 | 0 | C
325311 | 1005867 | 2023 |  | GP-Natural Gas Combustion Sources | Natural Gas (Weighted U.S. Average) | Methane | 0.64 | 0 | C
325311 | 1005867 | 2023 |  | GP-Natural Gas Combustion Sources | Natural Gas (Weighted U.S. Average) | Methane (Co2 eq) | 16.1 | 0 | C
325311 | 1005867 | 2023 |  | GP-Natural Gas Combustion Sources | Natural Gas (Weighted U.S. Average) | Nitrous Oxide | 0.064 | 0 | C
325311 | 1005867 | 2023 |  | GP-Natural Gas Combustion Sources | Natural Gas (Weighted U.S. Average) | Nitrous Oxide (Co2 eq) | 19.2 | 0 | C
325311 | 1005867 | 2023 | F (Furnace) | Primary Reformer | Natural Gas (Weighted U.S. Average) | Carbon Dioxide Biogenic | 0 | 0 | C
325311 | 1005867 | 2023 | F (Furnace) | Primary Reformer | Natural Gas (Weighted U.S. Average) | Carbon Dioxide Non-Biogenic | 73668.1 | 0 | C
325311 | 1005867 | 2023 | F (Furnace) | Primary Reformer | Natural Gas (Weighted U.S. Average) | Carbon Dioxide Total | 73668.1 | 0 | C
325311 | 1005867 | 2023 | F (Furnace) | Primary Reformer | Natural Gas (Weighted U.S. Average) | Methane | 1.39 | 0 | C
325311 | 1005867 | 2023 | F (Furnace) | Primary Reformer | Natural Gas (Weighted U.S. Average) | Methane (Co2 eq) | 34.7 | 0 | C
325311 | 1005867 | 2023 | F (Furnace) | Primary Reformer | Natural Gas (Weighted U.S. Average) | Nitrous Oxide | 0.139 | 0 | C
325311 | 1005867 | 2023 | F (Furnace) | Primary Reformer | Natural Gas (Weighted U.S. Average) | Nitrous Oxide (Co2 eq) | 41.4 | 0 | C
325311 | 1005867 | 2023 |  | Train #1 |  | Nitrous Oxide | 183.01 |  | V
325311 | 1005867 | 2023 |  | Train #4 |  | Nitrous Oxide | 81.54 |  | V
325412 | 1005872 | 2023 | CCCT (CC (Turbine, combined cycle)) | Co-Gen #1 | Natural Gas (Weighted U.S. Average) | Carbon Dioxide Biogenic | 0 | 0 | C
325412 | 1005872 | 2023 | CCCT (CC (Turbine, combined cycle)) | Co-Gen #1 | Natural Gas (Weighted U.S. Average) | Carbon Dioxide Non-Biogenic | 16401.9 | 0 | C
325412 | 1005872 | 2023 | CCCT (CC (Turbine, combined cycle)) | Co-Gen #1 | Natural Gas (Weighted U.S. Average) | Carbon Dioxide Total | 16401.9 | 0 | C
325412 | 1005872 | 2023 | CCCT (CC (Turbine, combined cycle)) | Co-Gen #1 | Natural Gas (Weighted U.S. Average) | Methane | 0.31 | 0 | C
325412 | 1005872 | 2023 | CCCT (CC (Turbine, combined cycle)) | Co-Gen #1 | Natural Gas (Weighted U.S. Average) | Methane (Co2 eq) | 7.7 | 0 | C
325412 | 1005872 | 2023 | CCCT (CC (Turbine, combined cycle)) | Co-Gen #1 | Natural Gas (Weighted U.S. Average) | Nitrous Oxide | 0.031 | 0 | C
325412 | 1005872 | 2023 | CCCT (CC (Turbine, combined cycle)) | Co-Gen #1 | Natural Gas (Weighted U.S. Average) | Nitrous Oxide (Co2 eq) | 9.2 | 0 | C
325412 | 1005872 | 2023 | CCCT (CC (Turbine, combined cycle)) | CoGen #2 | Natural Gas (Weighted U.S. Average) | Carbon Dioxide Biogenic | 0 | 0 | C
325412 | 1005872 | 2023 | CCCT (CC (Turbine, combined cycle)) | CoGen #2 | Natural Gas (Weighted U.S. Average) | Carbon Dioxide Non-Biogenic | 7375.1 | 0 | C
325412 | 1005872 | 2023 | CCCT (CC (Turbine, combined cycle)) | CoGen #2 | Natural Gas (Weighted U.S. Average) | Carbon Dioxide Total | 7375.1 | 0 | C
325412 | 1005872 | 2023 | CCCT (CC (Turbine, combined cycle)) | CoGen #2 | Natural Gas (Weighted U.S. Average) | Methane | 0.14 | 0 | C
325412 | 1005872 | 2023 | CCCT (CC (Turbine, combined cycle)) | CoGen #2 | Natural Gas (Weighted U.S. Average) | Methane (Co2 eq) | 3.5 | 0 | C
325412 | 1005872 | 2023 | CCCT (CC (Turbine, combined cycle)) | CoGen #2 | Natural Gas (Weighted U.S. Average) | Nitrous Oxide | 0.014 | 0 | C
325412 | 1005872 | 2023 | CCCT (CC (Turbine, combined cycle)) | CoGen #2 | Natural Gas (Weighted U.S. Average) | Nitrous Oxide (Co2 eq) | 4.1 | 0 | C
325412 | 1005872 | 2023 | HWH (Heater, hot water) | Duplex | Natural Gas (Weighted U.S. Average) | Carbon Dioxide Biogenic | 0 | 0 | C
325412 | 1005872 | 2023 | HWH (Heater, hot water) | Duplex | Natural Gas (Weighted U.S. Average) | Carbon Dioxide Non-Biogenic | 7.9 | 0 | C
325412 | 1005872 | 2023 | HWH (Heater, hot water) | Duplex | Natural Gas (Weighted U.S. Average) | Carbon Dioxide Total | 7.9 | 0 | C
325412 | 1005872 | 2023 | HWH (Heater, hot water) | Duplex | Natural Gas (Weighted U.S. Average) | Methane | 0 | 0 | C
325412 | 1005872 | 2023 | HWH (Heater, hot water) | Duplex | Natural Gas (Weighted U.S. Average) | Methane (Co2 eq) | 0 | 0 | C
325412 | 1005872 | 2023 | HWH (Heater, hot water) | Duplex | Natural Gas (Weighted U.S. Average) | Nitrous Oxide | 0 | 0 | C
325412 | 1005872 | 2023 | HWH (Heater, hot water) | Duplex | Natural Gas (Weighted U.S. Average) | Nitrous Oxide (Co2 eq) | 0 | 0 | C
325412 | 1005872 | 2023 |  | GP-Boilers & DB | Natural Gas (Weighted U.S. Average) | Carbon Dioxide Biogenic | 0 | 0 | C
325412 | 1005872 | 2023 |  | GP-Boilers & DB | Natural Gas (Weighted U.S. Average) | Carbon Dioxide Non-Biogenic | 22003.2 | 0 | C
325412 | 1005872 | 2023 |  | GP-Boilers & DB | Natural Gas (Weighted U.S. Average) | Carbon Dioxide Total | 22003.2 | 0 | C
325412 | 1005872 | 2023 |  | GP-Boilers & DB | Natural Gas (Weighted U.S. Average) | Methane | 0.41 | 0 | C
325412 | 1005872 | 2023 |  | GP-Boilers & DB | Natural Gas (Weighted U.S. Average) | Methane (Co2 eq) | 10.4 | 0 | C
325412 | 1005872 | 2023 |  | GP-Boilers & DB | Natural Gas (Weighted U.S. Average) | Nitrous Oxide | 0.041 | 0 | C
325412 | 1005872 | 2023 |  | GP-Boilers & DB | Natural Gas (Weighted U.S. Average) | Nitrous Oxide (Co2 eq) | 12.4 | 0 | C
325412 | 1005872 | 2023 |  | GP-Plant Use | Natural Gas (Weighted U.S. Average) | Carbon Dioxide Biogenic | 0 | 0 | C
325412 | 1005872 | 2023 |  | GP-Plant Use | Natural Gas (Weighted U.S. Average) | Carbon Dioxide Non-Biogenic | 241.5 | 0 | C
325412 | 1005872 | 2023 |  | GP-Plant Use | Natural Gas (Weighted U.S. Average) | Carbon Dioxide Total | 241.5 | 0 | C
325412 | 1005872 | 2023 |  | GP-Plant Use | Natural Gas (Weighted U.S. Average) | Methane | 0 | 0 | C
325412 | 1005872 | 2023 |  | GP-Plant Use | Natural Gas (Weighted U.S. Average) | Methane (Co2 eq) | 0.1 | 0 | C
325412 | 1005872 | 2023 |  | GP-Plant Use | Natural Gas (Weighted U.S. Average) | Nitrous Oxide | 0 | 0 | C
325412 | 1005872 | 2023 |  | GP-Plant Use | Natural Gas (Weighted U.S. Average) | Nitrous Oxide (Co2 eq) | 0.1 | 0 | C
322130 | 1005909 | 2023 | S (Stoker Boiler) | BB | Natural Gas (Weighted U.S. Average) | Carbon Dioxide Biogenic | 0 | 0 | C
322130 | 1005909 | 2023 | S (Stoker Boiler) | BB | Natural Gas (Weighted U.S. Average) | Carbon Dioxide Non-Biogenic | 17168.5 | 0 | C
322130 | 1005909 | 2023 | S (Stoker Boiler) | BB | Natural Gas (Weighted U.S. Average) | Carbon Dioxide Total | 17168.5 | 0 | C
322130 | 1005909 | 2023 | S (Stoker Boiler) | BB | Natural Gas (Weighted U.S. Average) | Methane | 0.32 | 0 | C
322130 | 1005909 | 2023 | S (Stoker Boiler) | BB | Natural Gas (Weighted U.S. Average) | Methane (Co2 eq) | 8.1 | 0 | C
322130 | 1005909 | 2023 | S (Stoker Boiler) | BB | Natural Gas (Weighted U.S. Average) | Nitrous Oxide | 0.032 | 0 | C
322130 | 1005909 | 2023 | S (Stoker Boiler) | BB | Natural Gas (Weighted U.S. Average) | Nitrous Oxide (Co2 eq) | 9.6 | 0 | C
322130 | 1005909 | 2023 | S (Stoker Boiler) | BB | Tires | Carbon Dioxide Biogenic | 0 | 0 | C
322130 | 1005909 | 2023 | S (Stoker Boiler) | BB | Tires | Carbon Dioxide Non-Biogenic | 8533.7 | 0 | C
322130 | 1005909 | 2023 | S (Stoker Boiler) | BB | Tires | Carbon Dioxide Total | 8533.7 | 0 | C
322130 | 1005909 | 2023 | S (Stoker Boiler) | BB | Tires | Methane | 3.1 | 0 | C
322130 | 1005909 | 2023 | S (Stoker Boiler) | BB | Tires | Methane (Co2 eq) | 77.4 | 0 | C
322130 | 1005909 | 2023 | S (Stoker Boiler) | BB | Tires | Nitrous Oxide | 0.406 | 0 | C
322130 | 1005909 | 2023 | S (Stoker Boiler) | BB | Tires | Nitrous Oxide (Co2 eq) | 121.1 | 0 | C
322130 | 1005909 | 2023 | S (Stoker Boiler) | BB | Wood and Wood Residuals (dry basis) | Carbon Dioxide Biogenic | 235685.1 | 0 | C
322130 | 1005909 | 2023 | S (Stoker Boiler) | BB | Wood and Wood Residuals (dry basis) | Carbon Dioxide Non-Biogenic | 0 | 0 | C
322130 | 1005909 | 2023 | S (Stoker Boiler) | BB | Wood and Wood Residuals (dry basis) | Carbon Dioxide Total | 235685.1 | 0 | C
322130 | 1005909 | 2023 | S (Stoker Boiler) | BB | Wood and Wood Residuals (dry basis) | Methane | 18.09 | 0 | C
322130 | 1005909 | 2023 | S (Stoker Boiler) | BB | Wood and Wood Residuals (dry basis) | Methane (Co2 eq) | 452.3 | 0 | C
322130 | 1005909 | 2023 | S (Stoker Boiler) | BB | Wood and Wood Residuals (dry basis) | Nitrous Oxide | 9.045 | 0 | C
322130 | 1005909 | 2023 | S (Stoker Boiler) | BB | Wood and Wood Residuals (dry basis) | Nitrous Oxide (Co2 eq) | 2695.6 | 0 | C
322130 | 1005909 | 2023 | Pulp Mill Lime Kiln | LK |  | Carbon Dioxide Biogenic (Spent Liquor) | 0 |  | AA
322130 | 1005909 | 2023 | Pulp Mill Lime Kiln | LK |  | Carbon Dioxide Non-Biogenic | 33525.2 |  | AA
322130 | 1005909 | 2023 | Pulp Mill Lime Kiln | LK |  | Methane | 1.71 |  | AA
322130 | 1005909 | 2023 | Pulp Mill Lime Kiln | LK |  | Methane Spent Liquor | 0 |  | AA
322130 | 1005909 | 2023 | Pulp Mill Lime Kiln | LK |  | Nitrous Oxide | 0 |  | AA
322130 | 1005909 | 2023 | Pulp Mill Lime Kiln | LK |  | Nitrous Oxide Spent Liquor | 0 |  | AA
322130 | 1005909 | 2023 | OB (Boiler, other) | PB3 | Natural Gas (Weighted U.S. Average) | Carbon Dioxide Biogenic | 0 | 0 | C
322130 | 1005909 | 2023 | OB (Boiler, other) | PB3 | Natural Gas (Weighted U.S. Average) | Carbon Dioxide Non-Biogenic | 88461.3 | 0 | C
322130 | 1005909 | 2023 | OB (Boiler, other) | PB3 | Natural Gas (Weighted U.S. Average) | Carbon Dioxide Total | 88461.3 | 0 | C
322130 | 1005909 | 2023 | OB (Boiler, other) | PB3 | Natural Gas (Weighted U.S. Average) | Methane | 1.67 | 0 | C
322130 | 1005909 | 2023 | OB (Boiler, other) | PB3 | Natural Gas (Weighted U.S. Average) | Methane (Co2 eq) | 41.7 | 0 | C
322130 | 1005909 | 2023 | OB (Boiler, other) | PB3 | Natural Gas (Weighted U.S. Average) | Nitrous Oxide | 0.167 | 0 | C
322130 | 1005909 | 2023 | OB (Boiler, other) | PB3 | Natural Gas (Weighted U.S. Average) | Nitrous Oxide (Co2 eq) | 49.7 | 0 | C
322130 | 1005909 | 2023 | OB (Boiler, other) | PFI | Natural Gas (Weighted U.S. Average) | Carbon Dioxide Biogenic | 0 | 0 | C
322130 | 1005909 | 2023 | OB (Boiler, other) | PFI | Natural Gas (Weighted U.S. Average) | Carbon Dioxide Non-Biogenic | 14210.5 | 0 | C
322130 | 1005909 | 2023 | OB (Boiler, other) | PFI | Natural Gas (Weighted U.S. Average) | Carbon Dioxide Total | 14210.5 | 0 | C
322130 | 1005909 | 2023 | OB (Boiler, other) | PFI | Natural Gas (Weighted U.S. Average) | Methane | 0.27 | 0 | C
322130 | 1005909 | 2023 | OB (Boiler, other) | PFI | Natural Gas (Weighted U.S. Average) | Methane (Co2 eq) | 6.7 | 0 | C
322130 | 1005909 | 2023 | OB (Boiler, other) | PFI | Natural Gas (Weighted U.S. Average) | Nitrous Oxide | 0.027 | 0 | C
322130 | 1005909 | 2023 | OB (Boiler, other) | PFI | Natural Gas (Weighted U.S. Average) | Nitrous Oxide (Co2 eq) | 8 | 0 | C
322130 | 1005909 | 2023 | Chemical Recovery Furnace | RF1 |  | Carbon Dioxide Biogenic (Spent Liquor) | 320986.7 |  | AA
322130 | 1005909 | 2023 | Chemical Recovery Furnace | RF1 |  | Carbon Dioxide Non-Biogenic | 8042.6 |  | AA
322130 | 1005909 | 2023 | Chemical Recovery Furnace | RF1 |  | Methane | 0.15 |  | AA
322130 | 1005909 | 2023 | Chemical Recovery Furnace | RF1 |  | Methane Spent Liquor | 6.46 |  | AA
322130 | 1005909 | 2023 | Chemical Recovery Furnace | RF1 |  | Nitrous Oxide | 0.015 |  | AA
322130 | 1005909 | 2023 | Chemical Recovery Furnace | RF1 |  | Nitrous Oxide Spent Liquor | 1.428 |  | AA
322130 | 1005909 | 2023 | Chemical Recovery Furnace | RF2 |  | Carbon Dioxide Biogenic (Spent Liquor) | 323429 |  | AA
322130 | 1005909 | 2023 | Chemical Recovery Furnace | RF2 |  | Carbon Dioxide Non-Biogenic | 14358.2 |  | AA
322130 | 1005909 | 2023 | Chemical Recovery Furnace | RF2 |  | Methane | 0.27 |  | AA
322130 | 1005909 | 2023 | Chemical Recovery Furnace | RF2 |  | Methane Spent Liquor | 6.51 |  | AA
322130 | 1005909 | 2023 | Chemical Recovery Furnace | RF2 |  | Nitrous Oxide | 0.027 |  | AA
322130 | 1005909 | 2023 | Chemical Recovery Furnace | RF2 |  | Nitrous Oxide Spent Liquor | 1.439 |  | AA
325311 | 1005924 | 2023 |  | Ammonia Plant |  | Carbon Dioxide | 170040 |  | G
325311 | 1005924 | 2023 |  | GP-01 | Natural Gas (Weighted U.S. Average) | Carbon Dioxide Biogenic | 0 | 2667767364 | C
325311 | 1005924 | 2023 |  | GP-01 | Natural Gas (Weighted U.S. Average) | Carbon Dioxide Non-Biogenic | 148558.3 | 2667767364 | C
325311 | 1005924 | 2023 |  | GP-01 | Natural Gas (Weighted U.S. Average) | Carbon Dioxide Total | 148558.3 | 2667767364 | C
325311 | 1005924 | 2023 |  | GP-01 | Natural Gas (Weighted U.S. Average) | Methane | 2.8 | 2667767364 | C
325311 | 1005924 | 2023 |  | GP-01 | Natural Gas (Weighted U.S. Average) | Methane (Co2 eq) | 70 | 2667767364 | C
325311 | 1005924 | 2023 |  | GP-01 | Natural Gas (Weighted U.S. Average) | Nitrous Oxide | 0.28 | 2667767364 | C
325311 | 1005924 | 2023 |  | GP-01 | Natural Gas (Weighted U.S. Average) | Nitrous Oxide (Co2 eq) | 83.4 | 2667767364 | C
325311 | 1005924 | 2023 |  | Nitric Acid Plant #3 |  | Nitrous Oxide | 188.2652 |  | V
325311 | 1005924 | 2023 |  | Nitric Acid Plant #4 |  | Nitrous Oxide | 29.8041 |  | V
325193 | 1005929 | 2023 |  | CP-01 | Natural Gas (Weighted U.S. Average) | Carbon Dioxide Biogenic | 0 | 0 | C
325193 | 1005929 | 2023 |  | CP-01 | Natural Gas (Weighted U.S. Average) | Carbon Dioxide Non-Biogenic | 79127.9 | 0 | C
325193 | 1005929 | 2023 |  | CP-01 | Natural Gas (Weighted U.S. Average) | Carbon Dioxide Total | 79127.9 | 0 | C
325193 | 1005929 | 2023 |  | CP-01 | Natural Gas (Weighted U.S. Average) | Methane | 1.49 | 0 | C
325193 | 1005929 | 2023 |  | CP-01 | Natural Gas (Weighted U.S. Average) | Methane (Co2 eq) | 37.3 | 0 | C
325193 | 1005929 | 2023 |  | CP-01 | Natural Gas (Weighted U.S. Average) | Nitrous Oxide | 0.149 | 0 | C
325193 | 1005929 | 2023 |  | CP-01 | Natural Gas (Weighted U.S. Average) | Nitrous Oxide (Co2 eq) | 44.4 | 0 | C
325211 | 1005930 | 2023 |  | GP-Process Heaters and Oxidizers | Distillate Fuel Oil No. 2 | Carbon Dioxide Biogenic | 0 | 0 | C
325211 | 1005930 | 2023 |  | GP-Process Heaters and Oxidizers | Distillate Fuel Oil No. 2 | Carbon Dioxide Non-Biogenic | 6936.8 | 0 | C
325211 | 1005930 | 2023 |  | GP-Process Heaters and Oxidizers | Distillate Fuel Oil No. 2 | Carbon Dioxide Total | 6936.8 | 0 | C
325211 | 1005930 | 2023 |  | GP-Process Heaters and Oxidizers | Distillate Fuel Oil No. 2 | Methane | 0.28 | 0 | C
325211 | 1005930 | 2023 |  | GP-Process Heaters and Oxidizers | Distillate Fuel Oil No. 2 | Methane (Co2 eq) | 7 | 0 | C
325211 | 1005930 | 2023 |  | GP-Process Heaters and Oxidizers | Distillate Fuel Oil No. 2 | Nitrous Oxide | 0.056 | 0 | C
325211 | 1005930 | 2023 |  | GP-Process Heaters and Oxidizers | Distillate Fuel Oil No. 2 | Nitrous Oxide (Co2 eq) | 16.8 | 0 | C
325211 | 1005930 | 2023 |  | GP-Process Heaters and Oxidizers | Natural Gas (Weighted U.S. Average) | Carbon Dioxide Biogenic | 0 | 0 | C
325211 | 1005930 | 2023 |  | GP-Process Heaters and Oxidizers | Natural Gas (Weighted U.S. Average) | Carbon Dioxide Non-Biogenic | 121156 | 0 | C
325211 | 1005930 | 2023 |  | GP-Process Heaters and Oxidizers | Natural Gas (Weighted U.S. Average) | Carbon Dioxide Total | 121156 | 0 | C
325211 | 1005930 | 2023 |  | GP-Process Heaters and Oxidizers | Natural Gas (Weighted U.S. Average) | Methane | 2.28 | 0 | C
325211 | 1005930 | 2023 |  | GP-Process Heaters and Oxidizers | Natural Gas (Weighted U.S. Average) | Methane (Co2 eq) | 57.1 | 0 | C
325211 | 1005930 | 2023 |  | GP-Process Heaters and Oxidizers | Natural Gas (Weighted U.S. Average) | Nitrous Oxide | 0.228 | 0 | C
325211 | 1005930 | 2023 |  | GP-Process Heaters and Oxidizers | Natural Gas (Weighted U.S. Average) | Nitrous Oxide (Co2 eq) | 68 | 0 | C
311224 | 1005935 | 2023 | OCS (Other combustion source) | CP-1 | Natural Gas (Weighted U.S. Average) | Carbon Dioxide Biogenic | 0 | 0 | C
311224 | 1005935 | 2023 | OCS (Other combustion source) | CP-1 | Natural Gas (Weighted U.S. Average) | Carbon Dioxide Non-Biogenic | 51935.8 | 0 | C
311224 | 1005935 | 2023 | OCS (Other combustion source) | CP-1 | Natural Gas (Weighted U.S. Average) | Carbon Dioxide Total | 51935.8 | 0 | C
311224 | 1005935 | 2023 | OCS (Other combustion source) | CP-1 | Natural Gas (Weighted U.S. Average) | Methane | 0.98 | 0 | C
311224 | 1005935 | 2023 | OCS (Other combustion source) | CP-1 | Natural Gas (Weighted U.S. Average) | Methane (Co2 eq) | 24.5 | 0 | C
311224 | 1005935 | 2023 | OCS (Other combustion source) | CP-1 | Natural Gas (Weighted U.S. Average) | Nitrous Oxide | 0.098 | 0 | C
311224 | 1005935 | 2023 | OCS (Other combustion source) | CP-1 | Natural Gas (Weighted U.S. Average) | Nitrous Oxide (Co2 eq) | 29.2 | 0 | C
311224 | 1005935 | 2023 | OCS (Other combustion source) | CP-2 | Natural Gas (Weighted U.S. Average) | Carbon Dioxide Biogenic | 0 | 0 | C
311224 | 1005935 | 2023 | OCS (Other combustion source) | CP-2 | Natural Gas (Weighted U.S. Average) | Carbon Dioxide Non-Biogenic | 11.9 | 0 | C
311224 | 1005935 | 2023 | OCS (Other combustion source) | CP-2 | Natural Gas (Weighted U.S. Average) | Carbon Dioxide Total | 11.9 | 0 | C
311224 | 1005935 | 2023 | OCS (Other combustion source) | CP-2 | Natural Gas (Weighted U.S. Average) | Methane | 0 | 0 | C
311224 | 1005935 | 2023 | OCS (Other combustion source) | CP-2 | Natural Gas (Weighted U.S. Average) | Methane (Co2 eq) | 0 | 0 | C
311224 | 1005935 | 2023 | OCS (Other combustion source) | CP-2 | Natural Gas (Weighted U.S. Average) | Nitrous Oxide | 0 | 0 | C
311224 | 1005935 | 2023 | OCS (Other combustion source) | CP-2 | Natural Gas (Weighted U.S. Average) | Nitrous Oxide (Co2 eq) | 0 | 0 | C
311224 | 1005935 | 2023 | BFB (Boiler, bubbling fluidized bed) | FBC Coal Boiler | Subbituminous | Carbon Dioxide Biogenic | 0 | 0 | C
311224 | 1005935 | 2023 | BFB (Boiler, bubbling fluidized bed) | FBC Coal Boiler | Subbituminous | Carbon Dioxide Non-Biogenic | 46753.5 | 0 | C
311224 | 1005935 | 2023 | BFB (Boiler, bubbling fluidized bed) | FBC Coal Boiler | Subbituminous | Carbon Dioxide Total | 46753.5 | 0 | C
311224 | 1005935 | 2023 | BFB (Boiler, bubbling fluidized bed) | FBC Coal Boiler | Subbituminous | Methane | 5.29 | 0 | C
311224 | 1005935 | 2023 | BFB (Boiler, bubbling fluidized bed) | FBC Coal Boiler | Subbituminous | Methane (Co2 eq) | 132.3 | 0 | C
311224 | 1005935 | 2023 | BFB (Boiler, bubbling fluidized bed) | FBC Coal Boiler | Subbituminous | Nitrous Oxide | 0.77 | 0 | C
311224 | 1005935 | 2023 | BFB (Boiler, bubbling fluidized bed) | FBC Coal Boiler | Subbituminous | Nitrous Oxide (Co2 eq) | 229.4 | 0 | C
311224 | 1005935 | 2023 | OCS (Other combustion source) | GP-1 | Distillate Fuel Oil No. 2 | Carbon Dioxide Biogenic | 0 | 0 | C
311224 | 1005935 | 2023 | OCS (Other combustion source) | GP-1 | Distillate Fuel Oil No. 2 | Carbon Dioxide Non-Biogenic | 0 | 0 | C
311224 | 1005935 | 2023 | OCS (Other combustion source) | GP-1 | Distillate Fuel Oil No. 2 | Carbon Dioxide Total | 0 | 0 | C
311224 | 1005935 | 2023 | OCS (Other combustion source) | GP-1 | Distillate Fuel Oil No. 2 | Methane | 0 | 0 | C
311224 | 1005935 | 2023 | OCS (Other combustion source) | GP-1 | Distillate Fuel Oil No. 2 | Methane (Co2 eq) | 0 | 0 | C
311224 | 1005935 | 2023 | OCS (Other combustion source) | GP-1 | Distillate Fuel Oil No. 2 | Nitrous Oxide | 0 | 0 | C
311224 | 1005935 | 2023 | OCS (Other combustion source) | GP-1 | Distillate Fuel Oil No. 2 | Nitrous Oxide (Co2 eq) | 0 | 0 | C
311224 | 1005935 | 2023 | OCS (Other combustion source) | GP-2 | Distillate Fuel Oil No. 2 | Carbon Dioxide Biogenic | 0 | 0 | C
311224 | 1005935 | 2023 | OCS (Other combustion source) | GP-2 | Distillate Fuel Oil No. 2 | Carbon Dioxide Non-Biogenic | 7 | 0 | C
311224 | 1005935 | 2023 | OCS (Other combustion source) | GP-2 | Distillate Fuel Oil No. 2 | Carbon Dioxide Total | 7 | 0 | C
311224 | 1005935 | 2023 | OCS (Other combustion source) | GP-2 | Distillate Fuel Oil No. 2 | Methane | 0 | 0 | C
311224 | 1005935 | 2023 | OCS (Other combustion source) | GP-2 | Distillate Fuel Oil No. 2 | Methane (Co2 eq) | 0 | 0 | C
311224 | 1005935 | 2023 | OCS (Other combustion source) | GP-2 | Distillate Fuel Oil No. 2 | Nitrous Oxide | 0 | 0 | C
311224 | 1005935 | 2023 | OCS (Other combustion source) | GP-2 | Distillate Fuel Oil No. 2 | Nitrous Oxide (Co2 eq) | 0 | 0 | C
322130 | 1005938 | 2023 | OB (Boiler, other) | Sharyn Steam Boiler | Natural Gas (Weighted U.S. Average) | Carbon Dioxide Biogenic | 0 | 0 | C
322130 | 1005938 | 2023 | OB (Boiler, other) | Sharyn Steam Boiler | Natural Gas (Weighted U.S. Average) | Carbon Dioxide Non-Biogenic | 678.9 | 0 | C
322130 | 1005938 | 2023 | OB (Boiler, other) | Sharyn Steam Boiler | Natural Gas (Weighted U.S. Average) | Carbon Dioxide Total | 678.9 | 0 | C
322130 | 1005938 | 2023 | OB (Boiler, other) | Sharyn Steam Boiler | Natural Gas (Weighted U.S. Average) | Methane | 0.01 | 0 | C
322130 | 1005938 | 2023 | OB (Boiler, other) | Sharyn Steam Boiler | Natural Gas (Weighted U.S. Average) | Methane (Co2 eq) | 0.3 | 0 | C
322130 | 1005938 | 2023 | OB (Boiler, other) | Sharyn Steam Boiler | Natural Gas (Weighted U.S. Average) | Nitrous Oxide | 0.001 | 0 | C
322130 | 1005938 | 2023 | OB (Boiler, other) | Sharyn Steam Boiler | Natural Gas (Weighted U.S. Average) | Nitrous Oxide (Co2 eq) | 0.4 | 0 | C
322130 | 1005938 | 2023 | OB (Boiler, other) | Units 1 & 2 Duct Burners HRSG Boilers | Natural Gas (Weighted U.S. Average) | Carbon Dioxide Biogenic | 0 | 0 | C
322130 | 1005938 | 2023 | OB (Boiler, other) | Units 1 & 2 Duct Burners HRSG Boilers | Natural Gas (Weighted U.S. Average) | Carbon Dioxide Non-Biogenic | 54889.9 | 0 | C
322130 | 1005938 | 2023 | OB (Boiler, other) | Units 1 & 2 Duct Burners HRSG Boilers | Natural Gas (Weighted U.S. Average) | Carbon Dioxide Total | 54889.9 | 0 | C
322130 | 1005938 | 2023 | OB (Boiler, other) | Units 1 & 2 Duct Burners HRSG Boilers | Natural Gas (Weighted U.S. Average) | Methane | 1.03 | 0 | C
322130 | 1005938 | 2023 | OB (Boiler, other) | Units 1 & 2 Duct Burners HRSG Boilers | Natural Gas (Weighted U.S. Average) | Methane (Co2 eq) | 25.9 | 0 | C
322130 | 1005938 | 2023 | OB (Boiler, other) | Units 1 & 2 Duct Burners HRSG Boilers | Natural Gas (Weighted U.S. Average) | Nitrous Oxide | 0.103 | 0 | C
322130 | 1005938 | 2023 | OB (Boiler, other) | Units 1 & 2 Duct Burners HRSG Boilers | Natural Gas (Weighted U.S. Average) | Nitrous Oxide (Co2 eq) | 30.8 | 0 | C
322130 | 1005938 | 2023 | SCCT (CT (Turbine, simple cycle combustion)) | Units 1 & 2 Gas Turbines | Natural Gas (Weighted U.S. Average) | Carbon Dioxide Biogenic | 0 | 0 | C
322130 | 1005938 | 2023 | SCCT (CT (Turbine, simple cycle combustion)) | Units 1 & 2 Gas Turbines | Natural Gas (Weighted U.S. Average) | Carbon Dioxide Non-Biogenic | 151627.3 | 0 | C
322130 | 1005938 | 2023 | SCCT (CT (Turbine, simple cycle combustion)) | Units 1 & 2 Gas Turbines | Natural Gas (Weighted U.S. Average) | Carbon Dioxide Total | 151627.3 | 0 | C
322130 | 1005938 | 2023 | SCCT (CT (Turbine, simple cycle combustion)) | Units 1 & 2 Gas Turbines | Natural Gas (Weighted U.S. Average) | Methane | 2.86 | 0 | C
322130 | 1005938 | 2023 | SCCT (CT (Turbine, simple cycle combustion)) | Units 1 & 2 Gas Turbines | Natural Gas (Weighted U.S. Average) | Methane (Co2 eq) | 71.4 | 0 | C
322130 | 1005938 | 2023 | SCCT (CT (Turbine, simple cycle combustion)) | Units 1 & 2 Gas Turbines | Natural Gas (Weighted U.S. Average) | Nitrous Oxide | 0.286 | 0 | C
322130 | 1005938 | 2023 | SCCT (CT (Turbine, simple cycle combustion)) | Units 1 & 2 Gas Turbines | Natural Gas (Weighted U.S. Average) | Nitrous Oxide (Co2 eq) | 85.2 | 0 | C
311224 | 1005940 | 2023 | OCS (Other combustion source) | CP-1 | Natural Gas (Weighted U.S. Average) | Carbon Dioxide Biogenic | 0 | 0 | C
311224 | 1005940 | 2023 | OCS (Other combustion source) | CP-1 | Natural Gas (Weighted U.S. Average) | Carbon Dioxide Non-Biogenic | 46180.7 | 0 | C
311224 | 1005940 | 2023 | OCS (Other combustion source) | CP-1 | Natural Gas (Weighted U.S. Average) | Carbon Dioxide Total | 46180.7 | 0 | C
311224 | 1005940 | 2023 | OCS (Other combustion source) | CP-1 | Natural Gas (Weighted U.S. Average) | Methane | 0.87 | 0 | C
311224 | 1005940 | 2023 | OCS (Other combustion source) | CP-1 | Natural Gas (Weighted U.S. Average) | Methane (Co2 eq) | 21.8 | 0 | C
311224 | 1005940 | 2023 | OCS (Other combustion source) | CP-1 | Natural Gas (Weighted U.S. Average) | Nitrous Oxide | 0.087 | 0 | C
311224 | 1005940 | 2023 | OCS (Other combustion source) | CP-1 | Natural Gas (Weighted U.S. Average) | Nitrous Oxide (Co2 eq) | 25.9 | 0 | C
311224 | 1005940 | 2023 | OCS (Other combustion source) | GP-1 | Propane | Carbon Dioxide Biogenic | 0 | 0 | C
311224 | 1005940 | 2023 | OCS (Other combustion source) | GP-1 | Propane | Carbon Dioxide Non-Biogenic | 119.5 | 0 | C
311224 | 1005940 | 2023 | OCS (Other combustion source) | GP-1 | Propane | Carbon Dioxide Total | 119.5 | 0 | C
311224 | 1005940 | 2023 | OCS (Other combustion source) | GP-1 | Propane | Methane | 0.01 | 0 | C
311224 | 1005940 | 2023 | OCS (Other combustion source) | GP-1 | Propane | Methane (Co2 eq) | 0.1 | 0 | C
311224 | 1005940 | 2023 | OCS (Other combustion source) | GP-1 | Propane | Nitrous Oxide | 0.001 | 0 | C
311224 | 1005940 | 2023 | OCS (Other combustion source) | GP-1 | Propane | Nitrous Oxide (Co2 eq) | 0.3 | 0 | C
311224 | 1005940 | 2023 | OCS (Other combustion source) | GP-2 | Distillate Fuel Oil No. 2 | Carbon Dioxide Biogenic | 0 | 0 | C
311224 | 1005940 | 2023 | OCS (Other combustion source) | GP-2 | Distillate Fuel Oil No. 2 | Carbon Dioxide Non-Biogenic | 0 | 0 | C
311224 | 1005940 | 2023 | OCS (Other combustion source) | GP-2 | Distillate Fuel Oil No. 2 | Carbon Dioxide Total | 0 | 0 | C
311224 | 1005940 | 2023 | OCS (Other combustion source) | GP-2 | Distillate Fuel Oil No. 2 | Methane | 0 | 0 | C
311224 | 1005940 | 2023 | OCS (Other combustion source) | GP-2 | Distillate Fuel Oil No. 2 | Methane (Co2 eq) | 0 | 0 | C
311224 | 1005940 | 2023 | OCS (Other combustion source) | GP-2 | Distillate Fuel Oil No. 2 | Nitrous Oxide | 0 | 0 | C
311224 | 1005940 | 2023 | OCS (Other combustion source) | GP-2 | Distillate Fuel Oil No. 2 | Nitrous Oxide (Co2 eq) | 0 | 0 | C
325120 | 1005941 | 2023 |  | GP-001 | Natural Gas (Weighted U.S. Average) | Carbon Dioxide Biogenic | 0 | 0 | C
325120 | 1005941 | 2023 |  | GP-001 | Natural Gas (Weighted U.S. Average) | Carbon Dioxide Non-Biogenic | 69.6 | 0 | C
325120 | 1005941 | 2023 |  | GP-001 | Natural Gas (Weighted U.S. Average) | Carbon Dioxide Total | 69.6 | 0 | C
325120 | 1005941 | 2023 |  | GP-001 | Natural Gas (Weighted U.S. Average) | Methane | 0 | 0 | C
325120 | 1005941 | 2023 |  | GP-001 | Natural Gas (Weighted U.S. Average) | Methane (Co2 eq) | 0 | 0 | C
325120 | 1005941 | 2023 |  | GP-001 | Natural Gas (Weighted U.S. Average) | Nitrous Oxide | 0 | 0 | C
325120 | 1005941 | 2023 |  | GP-001 | Natural Gas (Weighted U.S. Average) | Nitrous Oxide (Co2 eq) | 0 | 0 | C
325199 | 1005947 | 2023 |  | GP-Dixie Chemical | Natural Gas (Weighted U.S. Average) | Carbon Dioxide Biogenic | 0 | 0 | C
325199 | 1005947 | 2023 |  | GP-Dixie Chemical | Natural Gas (Weighted U.S. Average) | Carbon Dioxide Non-Biogenic | 44837.4 | 0 | C
325199 | 1005947 | 2023 |  | GP-Dixie Chemical | Natural Gas (Weighted U.S. Average) | Carbon Dioxide Total | 44837.4 | 0 | C
325199 | 1005947 | 2023 |  | GP-Dixie Chemical | Natural Gas (Weighted U.S. Average) | Methane | 0.85 | 0 | C
325199 | 1005947 | 2023 |  | GP-Dixie Chemical | Natural Gas (Weighted U.S. Average) | Methane (Co2 eq) | 21.1 | 0 | C
325199 | 1005947 | 2023 |  | GP-Dixie Chemical | Natural Gas (Weighted U.S. Average) | Nitrous Oxide | 0.085 | 0 | C
325199 | 1005947 | 2023 |  | GP-Dixie Chemical | Natural Gas (Weighted U.S. Average) | Nitrous Oxide (Co2 eq) | 25.2 | 0 | C
322130 | 1005948 | 2023 | Pulp Mill Lime Kiln | BR-CRP5-S010 |  | Carbon Dioxide Biogenic (Spent Liquor) | 0 |  | AA
322130 | 1005948 | 2023 | Pulp Mill Lime Kiln | BR-CRP5-S010 |  | Carbon Dioxide Non-Biogenic | 15693.4 |  | AA
322130 | 1005948 | 2023 | Pulp Mill Lime Kiln | BR-CRP5-S010 |  | Methane | 0.8 |  | AA
322130 | 1005948 | 2023 | Pulp Mill Lime Kiln | BR-CRP5-S010 |  | Methane Spent Liquor | 0 |  | AA
322130 | 1005948 | 2023 | Pulp Mill Lime Kiln | BR-CRP5-S010 |  | Nitrous Oxide | 0 |  | AA
322130 | 1005948 | 2023 | Pulp Mill Lime Kiln | BR-CRP5-S010 |  | Nitrous Oxide Spent Liquor | 0 |  | AA
322130 | 1005948 | 2023 | Pulp Mill Lime Kiln | BR-CRP7-S015 |  | Carbon Dioxide Biogenic (Spent Liquor) | 0 |  | AA
322130 | 1005948 | 2023 | Pulp Mill Lime Kiln | BR-CRP7-S015 |  | Carbon Dioxide Non-Biogenic | 15957.9 |  | AA
322130 | 1005948 | 2023 | Pulp Mill Lime Kiln | BR-CRP7-S015 |  | Methane | 0.81 |  | AA
322130 | 1005948 | 2023 | Pulp Mill Lime Kiln | BR-CRP7-S015 |  | Methane Spent Liquor | 0 |  | AA
322130 | 1005948 | 2023 | Pulp Mill Lime Kiln | BR-CRP7-S015 |  | Nitrous Oxide | 0 |  | AA
322130 | 1005948 | 2023 | Pulp Mill Lime Kiln | BR-CRP7-S015 |  | Nitrous Oxide Spent Liquor | 0 |  | AA
322130 | 1005948 | 2023 | OB (Boiler, other) | BR-PSG0-S021 | Natural Gas (Weighted U.S. Average) | Carbon Dioxide Biogenic | 0 | 1658807856.54 | C
322130 | 1005948 | 2023 | OB (Boiler, other) | BR-PSG0-S021 | Natural Gas (Weighted U.S. Average) | Carbon Dioxide Non-Biogenic | 89637.5 | 1658807856.54 | C
322130 | 1005948 | 2023 | OB (Boiler, other) | BR-PSG0-S021 | Natural Gas (Weighted U.S. Average) | Carbon Dioxide Total | 89637.5 | 1658807856.54 | C
322130 | 1005948 | 2023 | OB (Boiler, other) | BR-PSG0-S021 | Natural Gas (Weighted U.S. Average) | Methane | 1.69 | 1658807856.54 | C
322130 | 1005948 | 2023 | OB (Boiler, other) | BR-PSG0-S021 | Natural Gas (Weighted U.S. Average) | Methane (Co2 eq) | 42.2 | 1658807856.54 | C
322130 | 1005948 | 2023 | OB (Boiler, other) | BR-PSG0-S021 | Natural Gas (Weighted U.S. Average) | Nitrous Oxide | 0.169 | 1658807856.54 | C
322130 | 1005948 | 2023 | OB (Boiler, other) | BR-PSG0-S021 | Natural Gas (Weighted U.S. Average) | Nitrous Oxide (Co2 eq) | 50.3 | 1658807856.54 | C
322130 | 1005948 | 2023 | OB (Boiler, other) | BR-PSG0-S026 | Natural Gas (Weighted U.S. Average) | Carbon Dioxide Biogenic | 0 | 3685689955.15 | C
322130 | 1005948 | 2023 | OB (Boiler, other) | BR-PSG0-S026 | Natural Gas (Weighted U.S. Average) | Carbon Dioxide Non-Biogenic | 199165.4 | 3685689955.15 | C
322130 | 1005948 | 2023 | OB (Boiler, other) | BR-PSG0-S026 | Natural Gas (Weighted U.S. Average) | Carbon Dioxide Total | 199165.4 | 3685689955.15 | C
322130 | 1005948 | 2023 | OB (Boiler, other) | BR-PSG0-S026 | Natural Gas (Weighted U.S. Average) | Methane | 3.75 | 3685689955.15 | C
322130 | 1005948 | 2023 | OB (Boiler, other) | BR-PSG0-S026 | Natural Gas (Weighted U.S. Average) | Methane (Co2 eq) | 93.8 | 3685689955.15 | C
322130 | 1005948 | 2023 | OB (Boiler, other) | BR-PSG0-S026 | Natural Gas (Weighted U.S. Average) | Nitrous Oxide | 0.375 | 3685689955.15 | C
322130 | 1005948 | 2023 | OB (Boiler, other) | BR-PSG0-S026 | Natural Gas (Weighted U.S. Average) | Nitrous Oxide (Co2 eq) | 111.9 | 3685689955.15 | C
322130 | 1005948 | 2023 | Chemical Recovery Furnace | BR-REC4-M001 |  | Carbon Dioxide Biogenic (Spent Liquor) | 781081.1 |  | AA | [9 empty] | 9 | 2016 | Andritz | 5.4 | 5.4 | 1 | D | 1850 | 1500 | 925
322130 | 1005948 | 2023 | Chemical Recovery Furnace | BR-REC4-M001 |  | Carbon Dioxide Non-Biogenic | 92998.2 |  | AA | [9 empty] | 9 | 2016 | Andritz | 5.4 | 5.4 | 1 | D | 1850 | 1500 | 925
322130 | 1005948 | 2023 | Chemical Recovery Furnace | BR-REC4-M001 |  | Methane | 1.75 |  | AA | [9 empty] | 9 | 2016 | Andritz | 5.4 | 5.4 | 1 | D | 1850 | 1500 | 925
322130 | 1005948 | 2023 | Chemical Recovery Furnace | BR-REC4-M001 |  | Methane Spent Liquor | 15.78 |  | AA | [9 empty] | 9 | 2016 | Andritz | 5.4 | 5.4 | 1 | D | 1850 | 1500 | 925
322130 | 1005948 | 2023 | Chemical Recovery Furnace | BR-REC4-M001 |  | Nitrous Oxide | 0.175 |  | AA | [9 empty] | 9 | 2016 | Andritz | 5.4 | 5.4 | 1 | D | 1850 | 1500 | 925
322130 | 1005948 | 2023 | Chemical Recovery Furnace | BR-REC4-M001 |  | Nitrous Oxide Spent Liquor | 3.488 |  | AA | [9 empty] | 9 | 2016 | Andritz | 5.4 | 5.4 | 1 | D | 1850 | 1500 | 925
322130 | 1005959 | 2023 | OB (Boiler, other) | 82-0022-33 | Distillate Fuel Oil No. 2 | Carbon Dioxide Biogenic | 0 | 0 | C
322130 | 1005959 | 2023 | OB (Boiler, other) | 82-0022-33 | Distillate Fuel Oil No. 2 | Carbon Dioxide Non-Biogenic | 0 | 0 | C
322130 | 1005959 | 2023 | OB (Boiler, other) | 82-0022-33 | Distillate Fuel Oil No. 2 | Carbon Dioxide Total | 0 | 0 | C
322130 | 1005959 | 2023 | OB (Boiler, other) | 82-0022-33 | Distillate Fuel Oil No. 2 | Methane | 0 | 0 | C
322130 | 1005959 | 2023 | OB (Boiler, other) | 82-0022-33 | Distillate Fuel Oil No. 2 | Methane (Co2 eq) | 0 | 0 | C
322130 | 1005959 | 2023 | OB (Boiler, other) | 82-0022-33 | Distillate Fuel Oil No. 2 | Nitrous Oxide | 0 | 0 | C
322130 | 1005959 | 2023 | OB (Boiler, other) | 82-0022-33 | Distillate Fuel Oil No. 2 | Nitrous Oxide (Co2 eq) | 0 | 0 | C
322130 | 1005959 | 2023 | OB (Boiler, other) | 82-0022-33 | Natural Gas (Weighted U.S. Average) | Carbon Dioxide Biogenic | 0 | 0 | C
322130 | 1005959 | 2023 | OB (Boiler, other) | 82-0022-33 | Natural Gas (Weighted U.S. Average) | Carbon Dioxide Non-Biogenic | 31079.6 | 0 | C
322130 | 1005959 | 2023 | OB (Boiler, other) | 82-0022-33 | Natural Gas (Weighted U.S. Average) | Carbon Dioxide Total | 31079.6 | 0 | C
322130 | 1005959 | 2023 | OB (Boiler, other) | 82-0022-33 | Natural Gas (Weighted U.S. Average) | Methane | 0.59 | 0 | C
322130 | 1005959 | 2023 | OB (Boiler, other) | 82-0022-33 | Natural Gas (Weighted U.S. Average) | Methane (Co2 eq) | 14.6 | 0 | C
322130 | 1005959 | 2023 | OB (Boiler, other) | 82-0022-33 | Natural Gas (Weighted U.S. Average) | Nitrous Oxide | 0.059 | 0 | C
322130 | 1005959 | 2023 | OB (Boiler, other) | 82-0022-33 | Natural Gas (Weighted U.S. Average) | Nitrous Oxide (Co2 eq) | 17.5 | 0 | C
322130 | 1005959 | 2023 | OB (Boiler, other) | 82-0022-33 | Wood and Wood Residuals (dry basis) | Carbon Dioxide Biogenic | 145255.9 | 0 | C
322130 | 1005959 | 2023 | OB (Boiler, other) | 82-0022-33 | Wood and Wood Residuals (dry basis) | Carbon Dioxide Non-Biogenic | 0 | 0 | C
322130 | 1005959 | 2023 | OB (Boiler, other) | 82-0022-33 | Wood and Wood Residuals (dry basis) | Carbon Dioxide Total | 145255.9 | 0 | C
322130 | 1005959 | 2023 | OB (Boiler, other) | 82-0022-33 | Wood and Wood Residuals (dry basis) | Methane | 11.15 | 0 | C
322130 | 1005959 | 2023 | OB (Boiler, other) | 82-0022-33 | Wood and Wood Residuals (dry basis) | Methane (Co2 eq) | 278.7 | 0 | C
322130 | 1005959 | 2023 | OB (Boiler, other) | 82-0022-33 | Wood and Wood Residuals (dry basis) | Nitrous Oxide | 5.575 | 0 | C
322130 | 1005959 | 2023 | OB (Boiler, other) | 82-0022-33 | Wood and Wood Residuals (dry basis) | Nitrous Oxide (Co2 eq) | 1661.3 | 0 | C
322130 | 1005959 | 2023 | OB (Boiler, other) | 82-0022-34 | Natural Gas (Weighted U.S. Average) | Carbon Dioxide Biogenic | 0 | 0 | C
322130 | 1005959 | 2023 | OB (Boiler, other) | 82-0022-34 | Natural Gas (Weighted U.S. Average) | Carbon Dioxide Non-Biogenic | 136176.5 | 0 | C
322130 | 1005959 | 2023 | OB (Boiler, other) | 82-0022-34 | Natural Gas (Weighted U.S. Average) | Carbon Dioxide Total | 136176.5 | 0 | C
322130 | 1005959 | 2023 | OB (Boiler, other) | 82-0022-34 | Natural Gas (Weighted U.S. Average) | Methane | 2.57 | 0 | C
322130 | 1005959 | 2023 | OB (Boiler, other) | 82-0022-34 | Natural Gas (Weighted U.S. Average) | Methane (Co2 eq) | 64.2 | 0 | C
322130 | 1005959 | 2023 | OB (Boiler, other) | 82-0022-34 | Natural Gas (Weighted U.S. Average) | Nitrous Oxide | 0.257 | 0 | C
322130 | 1005959 | 2023 | OB (Boiler, other) | 82-0022-34 | Natural Gas (Weighted U.S. Average) | Nitrous Oxide (Co2 eq) | 76.5 | 0 | C
325193 | 1005960 | 2023 |  | CP-1 | Natural Gas (Weighted U.S. Average) | Carbon Dioxide Biogenic | 0 | 0 | C
325193 | 1005960 | 2023 |  | CP-1 | Natural Gas (Weighted U.S. Average) | Carbon Dioxide Non-Biogenic | 70754.2 | 0 | C
325193 | 1005960 | 2023 |  | CP-1 | Natural Gas (Weighted U.S. Average) | Carbon Dioxide Total | 70754.2 | 0 | C
325193 | 1005960 | 2023 |  | CP-1 | Natural Gas (Weighted U.S. Average) | Methane | 1.33 | 0 | C
325193 | 1005960 | 2023 |  | CP-1 | Natural Gas (Weighted U.S. Average) | Methane (Co2 eq) | 33.3 | 0 | C
325193 | 1005960 | 2023 |  | CP-1 | Natural Gas (Weighted U.S. Average) | Nitrous Oxide | 0.133 | 0 | C
325193 | 1005960 | 2023 |  | CP-1 | Natural Gas (Weighted U.S. Average) | Nitrous Oxide (Co2 eq) | 39.7 | 0 | C
325193 | 1005969 | 2023 |  | GP-Clymers Facility | Natural Gas (Weighted U.S. Average) | Carbon Dioxide Biogenic | 0 | 0 | C
325193 | 1005969 | 2023 |  | GP-Clymers Facility | Natural Gas (Weighted U.S. Average) | Carbon Dioxide Non-Biogenic | 191603.5 | 0 | C
325193 | 1005969 | 2023 |  | GP-Clymers Facility | Natural Gas (Weighted U.S. Average) | Carbon Dioxide Total | 191603.5 | 0 | C
325193 | 1005969 | 2023 |  | GP-Clymers Facility | Natural Gas (Weighted U.S. Average) | Methane | 3.61 | 0 | C
325193 | 1005969 | 2023 |  | GP-Clymers Facility | Natural Gas (Weighted U.S. Average) | Methane (Co2 eq) | 90.3 | 0 | C
325193 | 1005969 | 2023 |  | GP-Clymers Facility | Natural Gas (Weighted U.S. Average) | Nitrous Oxide | 0.361 | 0 | C
325193 | 1005969 | 2023 |  | GP-Clymers Facility | Natural Gas (Weighted U.S. Average) | Nitrous Oxide (Co2 eq) | 107.6 | 0 | C
322130 | 1005970 | 2023 | OB (Boiler, other) | EU10 - Victory Boiler | Natural Gas (Weighted U.S. Average) | Carbon Dioxide Biogenic | 0 | 0 | C
322130 | 1005970 | 2023 | OB (Boiler, other) | EU10 - Victory Boiler | Natural Gas (Weighted U.S. Average) | Carbon Dioxide Non-Biogenic | 22770.8 | 0 | C
322130 | 1005970 | 2023 | OB (Boiler, other) | EU10 - Victory Boiler | Natural Gas (Weighted U.S. Average) | Carbon Dioxide Total | 22770.8 | 0 | C
322130 | 1005970 | 2023 | OB (Boiler, other) | EU10 - Victory Boiler | Natural Gas (Weighted U.S. Average) | Methane | 0.43 | 0 | C
322130 | 1005970 | 2023 | OB (Boiler, other) | EU10 - Victory Boiler | Natural Gas (Weighted U.S. Average) | Methane (Co2 eq) | 10.7 | 0 | C
322130 | 1005970 | 2023 | OB (Boiler, other) | EU10 - Victory Boiler | Natural Gas (Weighted U.S. Average) | Nitrous Oxide | 0.043 | 0 | C
322130 | 1005970 | 2023 | OB (Boiler, other) | EU10 - Victory Boiler | Natural Gas (Weighted U.S. Average) | Nitrous Oxide (Co2 eq) | 12.8 | 0 | C
322130 | 1005970 | 2023 |  | GP-02-Space Heaters (EU6) | Natural Gas (Weighted U.S. Average) | Carbon Dioxide Biogenic | 0 | 0 | C
322130 | 1005970 | 2023 |  | GP-02-Space Heaters (EU6) | Natural Gas (Weighted U.S. Average) | Carbon Dioxide Non-Biogenic | 492.9 | 0 | C
322130 | 1005970 | 2023 |  | GP-02-Space Heaters (EU6) | Natural Gas (Weighted U.S. Average) | Carbon Dioxide Total | 492.9 | 0 | C
322130 | 1005970 | 2023 |  | GP-02-Space Heaters (EU6) | Natural Gas (Weighted U.S. Average) | Methane | 0.01 | 0 | C
322130 | 1005970 | 2023 |  | GP-02-Space Heaters (EU6) | Natural Gas (Weighted U.S. Average) | Methane (Co2 eq) | 0.2 | 0 | C
322130 | 1005970 | 2023 |  | GP-02-Space Heaters (EU6) | Natural Gas (Weighted U.S. Average) | Nitrous Oxide | 0.001 | 0 | C
322130 | 1005970 | 2023 |  | GP-02-Space Heaters (EU6) | Natural Gas (Weighted U.S. Average) | Nitrous Oxide (Co2 eq) | 0.3 | 0 | C
322130 | 1005979 | 2023 | OB (Boiler, other) | Union Boiler | Distillate Fuel Oil No. 2 | Carbon Dioxide Biogenic | 0 | 0 | C
322130 | 1005979 | 2023 | OB (Boiler, other) | Union Boiler | Distillate Fuel Oil No. 2 | Carbon Dioxide Non-Biogenic | 11.6 | 0 | C
322130 | 1005979 | 2023 | OB (Boiler, other) | Union Boiler | Distillate Fuel Oil No. 2 | Carbon Dioxide Total | 11.6 | 0 | C
322130 | 1005979 | 2023 | OB (Boiler, other) | Union Boiler | Distillate Fuel Oil No. 2 | Methane | 0 | 0 | C
322130 | 1005979 | 2023 | OB (Boiler, other) | Union Boiler | Distillate Fuel Oil No. 2 | Methane (Co2 eq) | 0 | 0 | C
322130 | 1005979 | 2023 | OB (Boiler, other) | Union Boiler | Distillate Fuel Oil No. 2 | Nitrous Oxide | 0 | 0 | C
322130 | 1005979 | 2023 | OB (Boiler, other) | Union Boiler | Distillate Fuel Oil No. 2 | Nitrous Oxide (Co2 eq) | 0 | 0 | C
322130 | 1005979 | 2023 | OB (Boiler, other) | Union Boiler | Natural Gas (Weighted U.S. Average) | Carbon Dioxide Biogenic | 0 | 0 | C
322130 | 1005979 | 2023 | OB (Boiler, other) | Union Boiler | Natural Gas (Weighted U.S. Average) | Carbon Dioxide Non-Biogenic | 21528.7 | 0 | C
322130 | 1005979 | 2023 | OB (Boiler, other) | Union Boiler | Natural Gas (Weighted U.S. Average) | Carbon Dioxide Total | 21528.7 | 0 | C
322130 | 1005979 | 2023 | OB (Boiler, other) | Union Boiler | Natural Gas (Weighted U.S. Average) | Methane | 0.41 | 0 | C
322130 | 1005979 | 2023 | OB (Boiler, other) | Union Boiler | Natural Gas (Weighted U.S. Average) | Methane (Co2 eq) | 10.1 | 0 | C
322130 | 1005979 | 2023 | OB (Boiler, other) | Union Boiler | Natural Gas (Weighted U.S. Average) | Nitrous Oxide | 0.041 | 0 | C
322130 | 1005979 | 2023 | OB (Boiler, other) | Union Boiler | Natural Gas (Weighted U.S. Average) | Nitrous Oxide (Co2 eq) | 12.1 | 0 | C
311221 | 1005988 | 2023 | IGCC (Integrated gasification combined cycle) | Cogen #1 | Natural Gas (Weighted U.S. Average) | Carbon Dioxide Biogenic | 0 | 0 | C
311221 | 1005988 | 2023 | IGCC (Integrated gasification combined cycle) | Cogen #1 | Natural Gas (Weighted U.S. Average) | Carbon Dioxide Non-Biogenic | 106891.7 | 0 | C
311221 | 1005988 | 2023 | IGCC (Integrated gasification combined cycle) | Cogen #1 | Natural Gas (Weighted U.S. Average) | Carbon Dioxide Total | 106891.7 | 0 | C
311221 | 1005988 | 2023 | IGCC (Integrated gasification combined cycle) | Cogen #1 | Natural Gas (Weighted U.S. Average) | Methane | 2.01 | 0 | C
311221 | 1005988 | 2023 | IGCC (Integrated gasification combined cycle) | Cogen #1 | Natural Gas (Weighted U.S. Average) | Methane (Co2 eq) | 50.4 | 0 | C
311221 | 1005988 | 2023 | IGCC (Integrated gasification combined cycle) | Cogen #1 | Natural Gas (Weighted U.S. Average) | Nitrous Oxide | 0.201 | 0 | C
311221 | 1005988 | 2023 | IGCC (Integrated gasification combined cycle) | Cogen #1 | Natural Gas (Weighted U.S. Average) | Nitrous Oxide (Co2 eq) | 60 | 0 | C
311221 | 1005988 | 2023 | IGCC (Integrated gasification combined cycle) | Cogen #2 | Natural Gas (Weighted U.S. Average) | Carbon Dioxide Biogenic | 0 | 0 | C
311221 | 1005988 | 2023 | IGCC (Integrated gasification combined cycle) | Cogen #2 | Natural Gas (Weighted U.S. Average) | Carbon Dioxide Non-Biogenic | 103529.4 | 0 | C
311221 | 1005988 | 2023 | IGCC (Integrated gasification combined cycle) | Cogen #2 | Natural Gas (Weighted U.S. Average) | Carbon Dioxide Total | 103529.4 | 0 | C
311221 | 1005988 | 2023 | IGCC (Integrated gasification combined cycle) | Cogen #2 | Natural Gas (Weighted U.S. Average) | Methane | 1.95 | 0 | C
311221 | 1005988 | 2023 | IGCC (Integrated gasification combined cycle) | Cogen #2 | Natural Gas (Weighted U.S. Average) | Methane (Co2 eq) | 48.8 | 0 | C
311221 | 1005988 | 2023 | IGCC (Integrated gasification combined cycle) | Cogen #2 | Natural Gas (Weighted U.S. Average) | Nitrous Oxide | 0.195 | 0 | C
311221 | 1005988 | 2023 | IGCC (Integrated gasification combined cycle) | Cogen #2 | Natural Gas (Weighted U.S. Average) | Nitrous Oxide (Co2 eq) | 58.1 | 0 | C
311221 | 1005988 | 2023 |  | GP-01 | Natural Gas (Weighted U.S. Average) | Carbon Dioxide Biogenic | 0 | 0 | C
311221 | 1005988 | 2023 |  | GP-01 | Natural Gas (Weighted U.S. Average) | Carbon Dioxide Non-Biogenic | 113177.1 | 0 | C
311221 | 1005988 | 2023 |  | GP-01 | Natural Gas (Weighted U.S. Average) | Carbon Dioxide Total | 113177.1 | 0 | C
311221 | 1005988 | 2023 |  | GP-01 | Natural Gas (Weighted U.S. Average) | Methane | 2.13 | 0 | C
311221 | 1005988 | 2023 |  | GP-01 | Natural Gas (Weighted U.S. Average) | Methane (Co2 eq) | 53.3 | 0 | C
311221 | 1005988 | 2023 |  | GP-01 | Natural Gas (Weighted U.S. Average) | Nitrous Oxide | 0.213 | 0 | C
311221 | 1005988 | 2023 |  | GP-01 | Natural Gas (Weighted U.S. Average) | Nitrous Oxide (Co2 eq) | 63.6 | 0 | C
322120 | 1005991 | 2023 | CF (Cyclone Furnace) | B26 |  | Carbon Dioxide Biogenic | 0 | 0 | C
322120 | 1005991 | 2023 | CF (Cyclone Furnace) | B26 |  | Carbon Dioxide Non-Biogenic | 0 | 0 | C
322120 | 1005991 | 2023 | CF (Cyclone Furnace) | B26 |  | Carbon Dioxide Total | 0 | 0 | C
322120 | 1005991 | 2023 | CF (Cyclone Furnace) | B26 |  | Methane | 0 | 0 | C
322120 | 1005991 | 2023 | CF (Cyclone Furnace) | B26 |  | Methane (Co2 eq) | 0 | 0 | C
322120 | 1005991 | 2023 | CF (Cyclone Furnace) | B26 |  | Nitrous Oxide | 0 | 0 | C
322120 | 1005991 | 2023 | CF (Cyclone Furnace) | B26 |  | Nitrous Oxide (Co2 eq) | 0 | 0 | C
322120 | 1005991 | 2023 | OB (Boiler, other) | B28 | Natural Gas (Weighted U.S. Average) | Carbon Dioxide Biogenic | 0 | 1225802813 | C
322120 | 1005991 | 2023 | OB (Boiler, other) | B28 | Natural Gas (Weighted U.S. Average) | Carbon Dioxide Non-Biogenic | 67746.4 | 1225802813 | C
322120 | 1005991 | 2023 | OB (Boiler, other) | B28 | Natural Gas (Weighted U.S. Average) | Carbon Dioxide Total | 67746.4 | 1225802813 | C
322120 | 1005991 | 2023 | OB (Boiler, other) | B28 | Natural Gas (Weighted U.S. Average) | Methane | 1.28 | 1225802813 | C
322120 | 1005991 | 2023 | OB (Boiler, other) | B28 | Natural Gas (Weighted U.S. Average) | Methane (Co2 eq) | 31.9 | 1225802813 | C
322120 | 1005991 | 2023 | OB (Boiler, other) | B28 | Natural Gas (Weighted U.S. Average) | Nitrous Oxide | 0.128 | 1225802813 | C
322120 | 1005991 | 2023 | OB (Boiler, other) | B28 | Natural Gas (Weighted U.S. Average) | Nitrous Oxide (Co2 eq) | 38 | 1225802813 | C
322120 | 1005991 | 2023 | OB (Boiler, other) | B30 | Natural Gas (Weighted U.S. Average) | Carbon Dioxide Biogenic | 0 | 402566440 | C
322120 | 1005991 | 2023 | OB (Boiler, other) | B30 | Natural Gas (Weighted U.S. Average) | Carbon Dioxide Non-Biogenic | 22248.8 | 402566440 | C
322120 | 1005991 | 2023 | OB (Boiler, other) | B30 | Natural Gas (Weighted U.S. Average) | Carbon Dioxide Total | 22248.8 | 402566440 | C
322120 | 1005991 | 2023 | OB (Boiler, other) | B30 | Natural Gas (Weighted U.S. Average) | Methane | 0.42 | 402566440 | C
322120 | 1005991 | 2023 | OB (Boiler, other) | B30 | Natural Gas (Weighted U.S. Average) | Methane (Co2 eq) | 10.5 | 402566440 | C
322120 | 1005991 | 2023 | OB (Boiler, other) | B30 | Natural Gas (Weighted U.S. Average) | Nitrous Oxide | 0.042 | 402566440 | C
322120 | 1005991 | 2023 | OB (Boiler, other) | B30 | Natural Gas (Weighted U.S. Average) | Nitrous Oxide (Co2 eq) | 12.5 | 402566440 | C
322120 | 1005991 | 2023 | OB (Boiler, other) | B40 | Natural Gas (Weighted U.S. Average) | Carbon Dioxide Biogenic | 0 | 368473081 | C
322120 | 1005991 | 2023 | OB (Boiler, other) | B40 | Natural Gas (Weighted U.S. Average) | Carbon Dioxide Non-Biogenic | 20364.5 | 368473081 | C
322120 | 1005991 | 2023 | OB (Boiler, other) | B40 | Natural Gas (Weighted U.S. Average) | Carbon Dioxide Total | 20364.5 | 368473081 | C
322120 | 1005991 | 2023 | OB (Boiler, other) | B40 | Natural Gas (Weighted U.S. Average) | Methane | 0.38 | 368473081 | C
322120 | 1005991 | 2023 | OB (Boiler, other) | B40 | Natural Gas (Weighted U.S. Average) | Methane (Co2 eq) | 9.6 | 368473081 | C
322120 | 1005991 | 2023 | OB (Boiler, other) | B40 | Natural Gas (Weighted U.S. Average) | Nitrous Oxide | 0.038 | 368473081 | C
322120 | 1005991 | 2023 | OB (Boiler, other) | B40 | Natural Gas (Weighted U.S. Average) | Nitrous Oxide (Co2 eq) | 11.4 | 368473081 | C
322120 | 1005991 | 2023 |  | CP-1 | Distillate Fuel Oil No. 2 | Carbon Dioxide Biogenic | 0 | 0 | C
322120 | 1005991 | 2023 |  | CP-1 | Distillate Fuel Oil No. 2 | Carbon Dioxide Non-Biogenic | 0 | 0 | C
322120 | 1005991 | 2023 |  | CP-1 | Distillate Fuel Oil No. 2 | Carbon Dioxide Total | 0 | 0 | C
322120 | 1005991 | 2023 |  | CP-1 | Distillate Fuel Oil No. 2 | Methane | 0 | 0 | C
322120 | 1005991 | 2023 |  | CP-1 | Distillate Fuel Oil No. 2 | Methane (Co2 eq) | 0 | 0 | C
322120 | 1005991 | 2023 |  | CP-1 | Distillate Fuel Oil No. 2 | Nitrous Oxide | 0 | 0 | C
322120 | 1005991 | 2023 |  | CP-1 | Distillate Fuel Oil No. 2 | Nitrous Oxide (Co2 eq) | 0 | 0 | C
322120 | 1005991 | 2023 |  | GP-1 | Natural Gas (Weighted U.S. Average) | Carbon Dioxide Biogenic | 0 | 138227150 | C
322120 | 1005991 | 2023 |  | GP-1 | Natural Gas (Weighted U.S. Average) | Carbon Dioxide Non-Biogenic | 7639.4 | 138227150 | C
322120 | 1005991 | 2023 |  | GP-1 | Natural Gas (Weighted U.S. Average) | Carbon Dioxide Total | 7639.4 | 138227150 | C
322120 | 1005991 | 2023 |  | GP-1 | Natural Gas (Weighted U.S. Average) | Methane | 0.14 | 138227150 | C
322120 | 1005991 | 2023 |  | GP-1 | Natural Gas (Weighted U.S. Average) | Methane (Co2 eq) | 3.6 | 138227150 | C
322120 | 1005991 | 2023 |  | GP-1 | Natural Gas (Weighted U.S. Average) | Nitrous Oxide | 0.014 | 138227150 | C
322120 | 1005991 | 2023 |  | GP-1 | Natural Gas (Weighted U.S. Average) | Nitrous Oxide (Co2 eq) | 4.3 | 138227150 | C
322120 | 1005994 | 2023 | OB (Boiler, other) | #2 Power Boiler | Bituminous | Carbon Dioxide Biogenic | 0 | 0 | C
322120 | 1005994 | 2023 | OB (Boiler, other) | #2 Power Boiler | Bituminous | Carbon Dioxide Non-Biogenic | 0 | 0 | C
322120 | 1005994 | 2023 | OB (Boiler, other) | #2 Power Boiler | Bituminous | Carbon Dioxide Total | 0 | 0 | C
322120 | 1005994 | 2023 | OB (Boiler, other) | #2 Power Boiler | Bituminous | Methane | 12.19 | 0 | C
322120 | 1005994 | 2023 | OB (Boiler, other) | #2 Power Boiler | Bituminous | Methane (Co2 eq) | 304.7 | 0 | C
322120 | 1005994 | 2023 | OB (Boiler, other) | #2 Power Boiler | Bituminous | Nitrous Oxide | 1.773 | 0 | C
322120 | 1005994 | 2023 | OB (Boiler, other) | #2 Power Boiler | Bituminous | Nitrous Oxide (Co2 eq) | 528.4 | 0 | C
322120 | 1005994 | 2023 | OB (Boiler, other) | #2 Power Boiler | Natural Gas (Weighted U.S. Average) | Carbon Dioxide Biogenic | 0 | 0 | C
322120 | 1005994 | 2023 | OB (Boiler, other) | #2 Power Boiler | Natural Gas (Weighted U.S. Average) | Carbon Dioxide Non-Biogenic | 0 | 0 | C
322120 | 1005994 | 2023 | OB (Boiler, other) | #2 Power Boiler | Natural Gas (Weighted U.S. Average) | Carbon Dioxide Total | 0 | 0 | C
322120 | 1005994 | 2023 | OB (Boiler, other) | #2 Power Boiler | Natural Gas (Weighted U.S. Average) | Methane | 0.26 | 0 | C
322120 | 1005994 | 2023 | OB (Boiler, other) | #2 Power Boiler | Natural Gas (Weighted U.S. Average) | Methane (Co2 eq) | 6.4 | 0 | C
322120 | 1005994 | 2023 | OB (Boiler, other) | #2 Power Boiler | Natural Gas (Weighted U.S. Average) | Nitrous Oxide | 0.026 | 0 | C
322120 | 1005994 | 2023 | OB (Boiler, other) | #2 Power Boiler | Natural Gas (Weighted U.S. Average) | Nitrous Oxide (Co2 eq) | 7.7 | 0 | C
322120 | 1005994 | 2023 | OB (Boiler, other) | #2 Power Boiler | Tires | Carbon Dioxide Biogenic | 0 | 0 | C
322120 | 1005994 | 2023 | OB (Boiler, other) | #2 Power Boiler | Tires | Carbon Dioxide Non-Biogenic | 0 | 0 | C
322120 | 1005994 | 2023 | OB (Boiler, other) | #2 Power Boiler | Tires | Carbon Dioxide Total | 0 | 0 | C
322120 | 1005994 | 2023 | OB (Boiler, other) | #2 Power Boiler | Tires | Methane | 2.82 | 0 | C
322120 | 1005994 | 2023 | OB (Boiler, other) | #2 Power Boiler | Tires | Methane (Co2 eq) | 70.4 | 0 | C
322120 | 1005994 | 2023 | OB (Boiler, other) | #2 Power Boiler | Tires | Nitrous Oxide | 0.37 | 0 | C
322120 | 1005994 | 2023 | OB (Boiler, other) | #2 Power Boiler | Tires | Nitrous Oxide (Co2 eq) | 110.1 | 0 | C
322120 | 1005994 | 2023 | OB (Boiler, other) | #2 Power Boiler | Wood and Wood Residuals (dry basis) | Carbon Dioxide Biogenic | 0 | 0 | C
322120 | 1005994 | 2023 | OB (Boiler, other) | #2 Power Boiler | Wood and Wood Residuals (dry basis) | Carbon Dioxide Non-Biogenic | 0 | 0 | C
322120 | 1005994 | 2023 | OB (Boiler, other) | #2 Power Boiler | Wood and Wood Residuals (dry basis) | Carbon Dioxide Total | 0 | 0 | C
322120 | 1005994 | 2023 | OB (Boiler, other) | #2 Power Boiler | Wood and Wood Residuals (dry basis) | Methane | 4.53 | 0 | C
322120 | 1005994 | 2023 | OB (Boiler, other) | #2 Power Boiler | Wood and Wood Residuals (dry basis) | Methane (Co2 eq) | 113.2 | 0 | C
322120 | 1005994 | 2023 | OB (Boiler, other) | #2 Power Boiler | Wood and Wood Residuals (dry basis) | Nitrous Oxide | 2.264 | 0 | C
322120 | 1005994 | 2023 | OB (Boiler, other) | #2 Power Boiler | Wood and Wood Residuals (dry basis) | Nitrous Oxide (Co2 eq) | 674.6 | 0 | C
322120 | 1005994 | 2023 | S (Stoker Boiler) | #3 Power Boiler | Natural Gas (Weighted U.S. Average) | Carbon Dioxide Biogenic | 0 | 0 | C
322120 | 1005994 | 2023 | S (Stoker Boiler) | #3 Power Boiler | Natural Gas (Weighted U.S. Average) | Carbon Dioxide Non-Biogenic | 0 | 0 | C
322120 | 1005994 | 2023 | S (Stoker Boiler) | #3 Power Boiler | Natural Gas (Weighted U.S. Average) | Carbon Dioxide Total | 0 | 0 | C
322120 | 1005994 | 2023 | S (Stoker Boiler) | #3 Power Boiler | Natural Gas (Weighted U.S. Average) | Methane | 1.03 | 0 | C
322120 | 1005994 | 2023 | S (Stoker Boiler) | #3 Power Boiler | Natural Gas (Weighted U.S. Average) | Methane (Co2 eq) | 25.8 | 0 | C
322120 | 1005994 | 2023 | S (Stoker Boiler) | #3 Power Boiler | Natural Gas (Weighted U.S. Average) | Nitrous Oxide | 0.103 | 0 | C
322120 | 1005994 | 2023 | S (Stoker Boiler) | #3 Power Boiler | Natural Gas (Weighted U.S. Average) | Nitrous Oxide (Co2 eq) | 30.8 | 0 | C
322120 | 1005994 | 2023 | S (Stoker Boiler) | #3 Power Boiler | Tires | Carbon Dioxide Biogenic | 0 | 0 | C
322120 | 1005994 | 2023 | S (Stoker Boiler) | #3 Power Boiler | Tires | Carbon Dioxide Non-Biogenic | 0 | 0 | C
322120 | 1005994 | 2023 | S (Stoker Boiler) | #3 Power Boiler | Tires | Carbon Dioxide Total | 0 | 0 | C
322120 | 1005994 | 2023 | S (Stoker Boiler) | #3 Power Boiler | Tires | Methane | 4.53 | 0 | C
322120 | 1005994 | 2023 | S (Stoker Boiler) | #3 Power Boiler | Tires | Methane (Co2 eq) | 113.3 | 0 | C
322120 | 1005994 | 2023 | S (Stoker Boiler) | #3 Power Boiler | Tires | Nitrous Oxide | 0.595 | 0 | C
322120 | 1005994 | 2023 | S (Stoker Boiler) | #3 Power Boiler | Tires | Nitrous Oxide (Co2 eq) | 177.2 | 0 | C
322120 | 1005994 | 2023 | S (Stoker Boiler) | #3 Power Boiler | Wood and Wood Residuals (dry basis) | Carbon Dioxide Biogenic | 0 | 0 | C
322120 | 1005994 | 2023 | S (Stoker Boiler) | #3 Power Boiler | Wood and Wood Residuals (dry basis) | Carbon Dioxide Non-Biogenic | 0 | 0 | C
322120 | 1005994 | 2023 | S (Stoker Boiler) | #3 Power Boiler | Wood and Wood Residuals (dry basis) | Carbon Dioxide Total | 0 | 0 | C
322120 | 1005994 | 2023 | S (Stoker Boiler) | #3 Power Boiler | Wood and Wood Residuals (dry basis) | Methane | 7.22 | 0 | C
322120 | 1005994 | 2023 | S (Stoker Boiler) | #3 Power Boiler | Wood and Wood Residuals (dry basis) | Methane (Co2 eq) | 180.4 | 0 | C
322120 | 1005994 | 2023 | S (Stoker Boiler) | #3 Power Boiler | Wood and Wood Residuals (dry basis) | Nitrous Oxide | 3.608 | 0 | C
322120 | 1005994 | 2023 | S (Stoker Boiler) | #3 Power Boiler | Wood and Wood Residuals (dry basis) | Nitrous Oxide (Co2 eq) | 1075.3 | 0 | C
322120 | 1005994 | 2023 | CH (Comfort heater) | Comfort Heating | Natural Gas (Weighted U.S. Average) | Carbon Dioxide Biogenic | 0 | 0 | C
322120 | 1005994 | 2023 | CH (Comfort heater) | Comfort Heating | Natural Gas (Weighted U.S. Average) | Carbon Dioxide Non-Biogenic | 3607 | 0 | C
322120 | 1005994 | 2023 | CH (Comfort heater) | Comfort Heating | Natural Gas (Weighted U.S. Average) | Carbon Dioxide Total | 3607 | 0 | C
322120 | 1005994 | 2023 | CH (Comfort heater) | Comfort Heating | Natural Gas (Weighted U.S. Average) | Methane | 0.07 | 0 | C
322120 | 1005994 | 2023 | CH (Comfort heater) | Comfort Heating | Natural Gas (Weighted U.S. Average) | Methane (Co2 eq) | 1.7 | 0 | C
322120 | 1005994 | 2023 | CH (Comfort heater) | Comfort Heating | Natural Gas (Weighted U.S. Average) | Nitrous Oxide | 0.007 | 0 | C
322120 | 1005994 | 2023 | CH (Comfort heater) | Comfort Heating | Natural Gas (Weighted U.S. Average) | Nitrous Oxide (Co2 eq) | 2 | 0 | C
322120 | 1005994 | 2023 | Pulp Mill Lime Kiln | No. 2 Lime Kiln |  | Carbon Dioxide Biogenic (Spent Liquor) | 0 |  | AA
322120 | 1005994 | 2023 | Pulp Mill Lime Kiln | No. 2 Lime Kiln |  | Carbon Dioxide Non-Biogenic | 28663.4 |  | AA
322120 | 1005994 | 2023 | Pulp Mill Lime Kiln | No. 2 Lime Kiln |  | Methane | 1.46 |  | AA
322120 | 1005994 | 2023 | Pulp Mill Lime Kiln | No. 2 Lime Kiln |  | Methane Spent Liquor | 0 |  | AA
322120 | 1005994 | 2023 | Pulp Mill Lime Kiln | No. 2 Lime Kiln |  | Nitrous Oxide | 0 |  | AA
322120 | 1005994 | 2023 | Pulp Mill Lime Kiln | No. 2 Lime Kiln |  | Nitrous Oxide Spent Liquor | 0 |  | AA
322120 | 1005994 | 2023 | Chemical Recovery Furnace | No. 2 Recovery Boiler |  | Carbon Dioxide Biogenic (Spent Liquor) | 508164.1 |  | AA | [9 empty] | 46 | 1979 | ALSTOM | 3.5 | 4.2 | 2 | D | 1075 | 850 | 850
322120 | 1005994 | 2023 | Chemical Recovery Furnace | No. 2 Recovery Boiler |  | Carbon Dioxide Non-Biogenic | 39496.2 |  | AA | [9 empty] | 46 | 1979 | ALSTOM | 3.5 | 4.2 | 2 | D | 1075 | 850 | 850
322120 | 1005994 | 2023 | Chemical Recovery Furnace | No. 2 Recovery Boiler |  | Methane | 0.74 |  | AA | [9 empty] | 46 | 1979 | ALSTOM | 3.5 | 4.2 | 2 | D | 1075 | 850 | 850
322120 | 1005994 | 2023 | Chemical Recovery Furnace | No. 2 Recovery Boiler |  | Methane Spent Liquor | 10.24 |  | AA | [9 empty] | 46 | 1979 | ALSTOM | 3.5 | 4.2 | 2 | D | 1075 | 850 | 850
322120 | 1005994 | 2023 | Chemical Recovery Furnace | No. 2 Recovery Boiler |  | Nitrous Oxide | 0.074 |  | AA | [9 empty] | 46 | 1979 | ALSTOM | 3.5 | 4.2 | 2 | D | 1075 | 850 | 850
322120 | 1005994 | 2023 | Chemical Recovery Furnace | No. 2 Recovery Boiler |  | Nitrous Oxide Spent Liquor | 2.263 |  | AA | [9 empty] | 46 | 1979 | ALSTOM | 3.5 | 4.2 | 2 | D | 1075 | 850 | 850
322120 | 1005994 | 2023 | Pulp Mill Lime Kiln | No. 3 Lime Kiln |  | Carbon Dioxide Biogenic (Spent Liquor) | 0 |  | AA
322120 | 1005994 | 2023 | Pulp Mill Lime Kiln | No. 3 Lime Kiln |  | Carbon Dioxide Non-Biogenic | 31667.7 |  | AA
322120 | 1005994 | 2023 | Pulp Mill Lime Kiln | No. 3 Lime Kiln |  | Methane | 1.61 |  | AA
322120 | 1005994 | 2023 | Pulp Mill Lime Kiln | No. 3 Lime Kiln |  | Methane Spent Liquor | 0 |  | AA
322120 | 1005994 | 2023 | Pulp Mill Lime Kiln | No. 3 Lime Kiln |  | Nitrous Oxide | 0 |  | AA
322120 | 1005994 | 2023 | Pulp Mill Lime Kiln | No. 3 Lime Kiln |  | Nitrous Oxide Spent Liquor | 0 |  | AA
322120 | 1005994 | 2023 | Chemical Recovery Furnace | No. 3 Recovery Boiler |  | Carbon Dioxide Biogenic (Spent Liquor) | 732471.4 |  | AA | [9 empty] | 36 | 1989 | KV/GOT | 4.5 |  |  |  | 1150 | 900
322120 | 1005994 | 2023 | Chemical Recovery Furnace | No. 3 Recovery Boiler |  | Carbon Dioxide Non-Biogenic | 27634.6 |  | AA | [9 empty] | 36 | 1989 | KV/GOT | 4.5 |  |  |  | 1150 | 900
322120 | 1005994 | 2023 | Chemical Recovery Furnace | No. 3 Recovery Boiler |  | Methane | 0.52 |  | AA | [9 empty] | 36 | 1989 | KV/GOT | 4.5 |  |  |  | 1150 | 900
322120 | 1005994 | 2023 | Chemical Recovery Furnace | No. 3 Recovery Boiler |  | Methane Spent Liquor | 14.76 |  | AA | [9 empty] | 36 | 1989 | KV/GOT | 4.5 |  |  |  | 1150 | 900
322120 | 1005994 | 2023 | Chemical Recovery Furnace | No. 3 Recovery Boiler |  | Nitrous Oxide | 0.052 |  | AA | [9 empty] | 36 | 1989 | KV/GOT | 4.5 |  |  |  | 1150 | 900
322120 | 1005994 | 2023 | Chemical Recovery Furnace | No. 3 Recovery Boiler |  | Nitrous Oxide Spent Liquor | 3.264 |  | AA | [9 empty] | 36 | 1989 | KV/GOT | 4.5 |  |  |  | 1150 | 900
322120 | 1005998 | 2023 |  | CP-NW-1058744 | Natural Gas (Weighted U.S. Average) | Carbon Dioxide Biogenic | 0 | 0 | C
322120 | 1005998 | 2023 |  | CP-NW-1058744 | Natural Gas (Weighted U.S. Average) | Carbon Dioxide Non-Biogenic | 13.4 | 0 | C
322120 | 1005998 | 2023 |  | CP-NW-1058744 | Natural Gas (Weighted U.S. Average) | Carbon Dioxide Total | 13.4 | 0 | C
322120 | 1005998 | 2023 |  | CP-NW-1058744 | Natural Gas (Weighted U.S. Average) | Methane | 0 | 0 | C
322120 | 1005998 | 2023 |  | CP-NW-1058744 | Natural Gas (Weighted U.S. Average) | Methane (Co2 eq) | 0 | 0 | C
322120 | 1005998 | 2023 |  | CP-NW-1058744 | Natural Gas (Weighted U.S. Average) | Nitrous Oxide | 0 | 0 | C
322120 | 1005998 | 2023 |  | CP-NW-1058744 | Natural Gas (Weighted U.S. Average) | Nitrous Oxide (Co2 eq) | 0 | 0 | C
322120 | 1005998 | 2023 |  | CP-NW-1089465 | Natural Gas (Weighted U.S. Average) | Carbon Dioxide Biogenic | 0 | 0 | C
322120 | 1005998 | 2023 |  | CP-NW-1089465 | Natural Gas (Weighted U.S. Average) | Carbon Dioxide Non-Biogenic | 76.3 | 0 | C
322120 | 1005998 | 2023 |  | CP-NW-1089465 | Natural Gas (Weighted U.S. Average) | Carbon Dioxide Total | 76.3 | 0 | C
322120 | 1005998 | 2023 |  | CP-NW-1089465 | Natural Gas (Weighted U.S. Average) | Methane | 0 | 0 | C
322120 | 1005998 | 2023 |  | CP-NW-1089465 | Natural Gas (Weighted U.S. Average) | Methane (Co2 eq) | 0 | 0 | C
322120 | 1005998 | 2023 |  | CP-NW-1089465 | Natural Gas (Weighted U.S. Average) | Nitrous Oxide | 0 | 0 | C
322120 | 1005998 | 2023 |  | CP-NW-1089465 | Natural Gas (Weighted U.S. Average) | Nitrous Oxide (Co2 eq) | 0 | 0 | C
322120 | 1005998 | 2023 |  | CP-NW-374286 | Natural Gas (Weighted U.S. Average) | Carbon Dioxide Biogenic | 0 | 0 | C
322120 | 1005998 | 2023 |  | CP-NW-374286 | Natural Gas (Weighted U.S. Average) | Carbon Dioxide Non-Biogenic | 25.6 | 0 | C
322120 | 1005998 | 2023 |  | CP-NW-374286 | Natural Gas (Weighted U.S. Average) | Carbon Dioxide Total | 25.6 | 0 | C
322120 | 1005998 | 2023 |  | CP-NW-374286 | Natural Gas (Weighted U.S. Average) | Methane | 0 | 0 | C
322120 | 1005998 | 2023 |  | CP-NW-374286 | Natural Gas (Weighted U.S. Average) | Methane (Co2 eq) | 0 | 0 | C
322120 | 1005998 | 2023 |  | CP-NW-374286 | Natural Gas (Weighted U.S. Average) | Nitrous Oxide | 0 | 0 | C
322120 | 1005998 | 2023 |  | CP-NW-374286 | Natural Gas (Weighted U.S. Average) | Nitrous Oxide (Co2 eq) | 0 | 0 | C
322120 | 1005998 | 2023 |  | CP-NW-713048 | Natural Gas (Weighted U.S. Average) | Carbon Dioxide Biogenic | 0 | 0 | C
322120 | 1005998 | 2023 |  | CP-NW-713048 | Natural Gas (Weighted U.S. Average) | Carbon Dioxide Non-Biogenic | 0 | 0 | C
322120 | 1005998 | 2023 |  | CP-NW-713048 | Natural Gas (Weighted U.S. Average) | Carbon Dioxide Total | 0 | 0 | C
322120 | 1005998 | 2023 |  | CP-NW-713048 | Natural Gas (Weighted U.S. Average) | Methane | 0 | 0 | C
322120 | 1005998 | 2023 |  | CP-NW-713048 | Natural Gas (Weighted U.S. Average) | Methane (Co2 eq) | 0 | 0 | C
322120 | 1005998 | 2023 |  | CP-NW-713048 | Natural Gas (Weighted U.S. Average) | Nitrous Oxide | 0 | 0 | C
322120 | 1005998 | 2023 |  | CP-NW-713048 | Natural Gas (Weighted U.S. Average) | Nitrous Oxide (Co2 eq) | 0 | 0 | C
322120 | 1005998 | 2023 |  | CP-NW-743848 | Natural Gas (Weighted U.S. Average) | Carbon Dioxide Biogenic | 0 | 0 | C
322120 | 1005998 | 2023 |  | CP-NW-743848 | Natural Gas (Weighted U.S. Average) | Carbon Dioxide Non-Biogenic | 0 | 0 | C
322120 | 1005998 | 2023 |  | CP-NW-743848 | Natural Gas (Weighted U.S. Average) | Carbon Dioxide Total | 0 | 0 | C
322120 | 1005998 | 2023 |  | CP-NW-743848 | Natural Gas (Weighted U.S. Average) | Methane | 0 | 0 | C
322120 | 1005998 | 2023 |  | CP-NW-743848 | Natural Gas (Weighted U.S. Average) | Methane (Co2 eq) | 0 | 0 | C
322120 | 1005998 | 2023 |  | CP-NW-743848 | Natural Gas (Weighted U.S. Average) | Nitrous Oxide | 0 | 0 | C
322120 | 1005998 | 2023 |  | CP-NW-743848 | Natural Gas (Weighted U.S. Average) | Nitrous Oxide (Co2 eq) | 0 | 0 | C
322120 | 1005998 | 2023 |  | CP-NW-794967 | Natural Gas (Weighted U.S. Average) | Carbon Dioxide Biogenic | 0 | 0 | C
322120 | 1005998 | 2023 |  | CP-NW-794967 | Natural Gas (Weighted U.S. Average) | Carbon Dioxide Non-Biogenic | 0 | 0 | C
322120 | 1005998 | 2023 |  | CP-NW-794967 | Natural Gas (Weighted U.S. Average) | Carbon Dioxide Total | 0 | 0 | C
322120 | 1005998 | 2023 |  | CP-NW-794967 | Natural Gas (Weighted U.S. Average) | Methane | 0 | 0 | C
322120 | 1005998 | 2023 |  | CP-NW-794967 | Natural Gas (Weighted U.S. Average) | Methane (Co2 eq) | 0 | 0 | C
322120 | 1005998 | 2023 |  | CP-NW-794967 | Natural Gas (Weighted U.S. Average) | Nitrous Oxide | 0 | 0 | C
322120 | 1005998 | 2023 |  | CP-NW-794967 | Natural Gas (Weighted U.S. Average) | Nitrous Oxide (Co2 eq) | 0 | 0 | C
322120 | 1005998 | 2023 |  | CP-Williams | Natural Gas (Weighted U.S. Average) | Carbon Dioxide Biogenic | 0 | 0 | C
322120 | 1005998 | 2023 |  | CP-Williams | Natural Gas (Weighted U.S. Average) | Carbon Dioxide Non-Biogenic | 48320.7 | 0 | C
322120 | 1005998 | 2023 |  | CP-Williams | Natural Gas (Weighted U.S. Average) | Carbon Dioxide Total | 48320.7 | 0 | C
322120 | 1005998 | 2023 |  | CP-Williams | Natural Gas (Weighted U.S. Average) | Methane | 0.91 | 0 | C
322120 | 1005998 | 2023 |  | CP-Williams | Natural Gas (Weighted U.S. Average) | Methane (Co2 eq) | 22.8 | 0 | C
322120 | 1005998 | 2023 |  | CP-Williams | Natural Gas (Weighted U.S. Average) | Nitrous Oxide | 0.091 | 0 | C
322120 | 1005998 | 2023 |  | CP-Williams | Natural Gas (Weighted U.S. Average) | Nitrous Oxide (Co2 eq) | 27.1 | 0 | C
322120 | 1005998 | 2023 | RICE (Reciprocating internal combustion engine) | Dock Warehouse Non-Emergency Generator | Motor Gasoline | Carbon Dioxide Biogenic | 0 | 0 | C
322120 | 1005998 | 2023 | RICE (Reciprocating internal combustion engine) | Dock Warehouse Non-Emergency Generator | Motor Gasoline | Carbon Dioxide Non-Biogenic | 0 | 0 | C
322120 | 1005998 | 2023 | RICE (Reciprocating internal combustion engine) | Dock Warehouse Non-Emergency Generator | Motor Gasoline | Carbon Dioxide Total | 0 | 0 | C
322120 | 1005998 | 2023 | RICE (Reciprocating internal combustion engine) | Dock Warehouse Non-Emergency Generator | Motor Gasoline | Methane | 0 | 0 | C
322120 | 1005998 | 2023 | RICE (Reciprocating internal combustion engine) | Dock Warehouse Non-Emergency Generator | Motor Gasoline | Methane (Co2 eq) | 0 | 0 | C
322120 | 1005998 | 2023 | RICE (Reciprocating internal combustion engine) | Dock Warehouse Non-Emergency Generator | Motor Gasoline | Nitrous Oxide | 0 | 0 | C
322120 | 1005998 | 2023 | RICE (Reciprocating internal combustion engine) | Dock Warehouse Non-Emergency Generator | Motor Gasoline | Nitrous Oxide (Co2 eq) | 0 | 0 | C
311119 | 1006002 | 2023 |  | GP-boilers | Natural Gas (Weighted U.S. Average) | Carbon Dioxide Biogenic | 0 | 267997287 | C
311119 | 1006002 | 2023 |  | GP-boilers | Natural Gas (Weighted U.S. Average) | Carbon Dioxide Non-Biogenic | 14589.7 | 267997287 | C
311119 | 1006002 | 2023 |  | GP-boilers | Natural Gas (Weighted U.S. Average) | Carbon Dioxide Total | 14589.7 | 267997287 | C
311119 | 1006002 | 2023 |  | GP-boilers | Natural Gas (Weighted U.S. Average) | Methane | 0.27 | 267997287 | C
311119 | 1006002 | 2023 |  | GP-boilers | Natural Gas (Weighted U.S. Average) | Methane (Co2 eq) | 6.9 | 267997287 | C
311119 | 1006002 | 2023 |  | GP-boilers | Natural Gas (Weighted U.S. Average) | Nitrous Oxide | 0.027 | 267997287 | C
311119 | 1006002 | 2023 |  | GP-boilers | Natural Gas (Weighted U.S. Average) | Nitrous Oxide (Co2 eq) | 8.2 | 267997287 | C
325311 | 1006005 | 2023 |  | Acid 1 |  | Nitrous Oxide | 1041.5932 |  | V
325311 | 1006005 | 2023 |  | Acid 2 |  | Nitrous Oxide | 941.2108 |  | V
325311 | 1006005 | 2023 |  | Ammonia II Plant |  | Carbon Dioxide | 1146888.4 |  | G
325311 | 1006005 | 2023 |  | Ammonia Plant |  | Carbon Dioxide | 477284.3 |  | G
325311 | 1006005 | 2023 |  | CP-1 | Natural Gas (Weighted U.S. Average) | Carbon Dioxide Biogenic | 0 | 0 | C
325311 | 1006005 | 2023 |  | CP-1 | Natural Gas (Weighted U.S. Average) | Carbon Dioxide Non-Biogenic | 284752.8 | 0 | C
325311 | 1006005 | 2023 |  | CP-1 | Natural Gas (Weighted U.S. Average) | Carbon Dioxide Total | 284752.8 | 0 | C
325311 | 1006005 | 2023 |  | CP-1 | Natural Gas (Weighted U.S. Average) | Methane | 5.37 | 0 | C
325311 | 1006005 | 2023 |  | CP-1 | Natural Gas (Weighted U.S. Average) | Methane (Co2 eq) | 134.2 | 0 | C
325311 | 1006005 | 2023 |  | CP-1 | Natural Gas (Weighted U.S. Average) | Nitrous Oxide | 0.537 | 0 | C
325311 | 1006005 | 2023 |  | CP-1 | Natural Gas (Weighted U.S. Average) | Nitrous Oxide (Co2 eq) | 159.9 | 0 | C
325311 | 1006005 | 2023 | OCS (Other combustion source) | EU-200 | Natural Gas (Weighted U.S. Average) | Carbon Dioxide Biogenic |  | 0 | C
325311 | 1006005 | 2023 | OCS (Other combustion source) | EU-200 | Natural Gas (Weighted U.S. Average) | Carbon Dioxide Non-Biogenic | 0 | 0 | C
325311 | 1006005 | 2023 | OCS (Other combustion source) | EU-200 | Natural Gas (Weighted U.S. Average) | Carbon Dioxide Total | 0 | 0 | C
325311 | 1006005 | 2023 | OCS (Other combustion source) | EU-200 | Natural Gas (Weighted U.S. Average) | Methane | 9.55 | 0 | C
325311 | 1006005 | 2023 | OCS (Other combustion source) | EU-200 | Natural Gas (Weighted U.S. Average) | Methane (Co2 eq) | 238.8 | 0 | C
325311 | 1006005 | 2023 | OCS (Other combustion source) | EU-200 | Natural Gas (Weighted U.S. Average) | Nitrous Oxide | 0.955 | 0 | C
325311 | 1006005 | 2023 | OCS (Other combustion source) | EU-200 | Natural Gas (Weighted U.S. Average) | Nitrous Oxide (Co2 eq) | 284.6 | 0 | C
325311 | 1006005 | 2023 | OB (Boiler, other) | EU-400 | Natural Gas (Weighted U.S. Average) | Carbon Dioxide Biogenic |  | 0 | C
325311 | 1006005 | 2023 | OB (Boiler, other) | EU-400 | Natural Gas (Weighted U.S. Average) | Carbon Dioxide Non-Biogenic | 0 | 0 | C
325311 | 1006005 | 2023 | OB (Boiler, other) | EU-400 | Natural Gas (Weighted U.S. Average) | Carbon Dioxide Total | 0 | 0 | C
325311 | 1006005 | 2023 | OB (Boiler, other) | EU-400 | Natural Gas (Weighted U.S. Average) | Methane | 2.49 | 0 | C
325311 | 1006005 | 2023 | OB (Boiler, other) | EU-400 | Natural Gas (Weighted U.S. Average) | Methane (Co2 eq) | 62.3 | 0 | C
325311 | 1006005 | 2023 | OB (Boiler, other) | EU-400 | Natural Gas (Weighted U.S. Average) | Nitrous Oxide | 0.249 | 0 | C
325311 | 1006005 | 2023 | OB (Boiler, other) | EU-400 | Natural Gas (Weighted U.S. Average) | Nitrous Oxide (Co2 eq) | 74.3 | 0 | C
325311 | 1006005 | 2023 | OB (Boiler, other) | EU-401 | Natural Gas (Weighted U.S. Average) | Carbon Dioxide Biogenic |  | 0 | C
325311 | 1006005 | 2023 | OB (Boiler, other) | EU-401 | Natural Gas (Weighted U.S. Average) | Carbon Dioxide Non-Biogenic | 0 | 0 | C
325311 | 1006005 | 2023 | OB (Boiler, other) | EU-401 | Natural Gas (Weighted U.S. Average) | Carbon Dioxide Total | 0 | 0 | C
325311 | 1006005 | 2023 | OB (Boiler, other) | EU-401 | Natural Gas (Weighted U.S. Average) | Methane | 2.48 | 0 | C
325311 | 1006005 | 2023 | OB (Boiler, other) | EU-401 | Natural Gas (Weighted U.S. Average) | Methane (Co2 eq) | 62.1 | 0 | C
325311 | 1006005 | 2023 | OB (Boiler, other) | EU-401 | Natural Gas (Weighted U.S. Average) | Nitrous Oxide | 0.248 | 0 | C
325311 | 1006005 | 2023 | OB (Boiler, other) | EU-401 | Natural Gas (Weighted U.S. Average) | Nitrous Oxide (Co2 eq) | 74 | 0 | C
325311 | 1006005 | 2023 | RICE (Reciprocating internal combustion engine) | EU-650 | Distillate Fuel Oil No. 2 | Carbon Dioxide Biogenic | 0 | 0 | C
325311 | 1006005 | 2023 | RICE (Reciprocating internal combustion engine) | EU-650 | Distillate Fuel Oil No. 2 | Carbon Dioxide Non-Biogenic | 38.1 | 0 | C
325311 | 1006005 | 2023 | RICE (Reciprocating internal combustion engine) | EU-650 | Distillate Fuel Oil No. 2 | Carbon Dioxide Total | 38.1 | 0 | C
325311 | 1006005 | 2023 | RICE (Reciprocating internal combustion engine) | EU-650 | Distillate Fuel Oil No. 2 | Methane | 0 | 0 | C
325311 | 1006005 | 2023 | RICE (Reciprocating internal combustion engine) | EU-650 | Distillate Fuel Oil No. 2 | Methane (Co2 eq) | 0 | 0 | C
325311 | 1006005 | 2023 | RICE (Reciprocating internal combustion engine) | EU-650 | Distillate Fuel Oil No. 2 | Nitrous Oxide | 0 | 0 | C
325311 | 1006005 | 2023 | RICE (Reciprocating internal combustion engine) | EU-650 | Distillate Fuel Oil No. 2 | Nitrous Oxide (Co2 eq) | 0.1 | 0 | C
325311 | 1006005 | 2023 |  | GP-1 | Natural Gas (Weighted U.S. Average) | Carbon Dioxide Biogenic | 0 | 0 | C
325311 | 1006005 | 2023 |  | GP-1 | Natural Gas (Weighted U.S. Average) | Carbon Dioxide Non-Biogenic | 3121.1 | 0 | C
325311 | 1006005 | 2023 |  | GP-1 | Natural Gas (Weighted U.S. Average) | Carbon Dioxide Total | 3121.1 | 0 | C
325311 | 1006005 | 2023 |  | GP-1 | Natural Gas (Weighted U.S. Average) | Methane | 0.06 | 0 | C
325311 | 1006005 | 2023 |  | GP-1 | Natural Gas (Weighted U.S. Average) | Methane (Co2 eq) | 1.5 | 0 | C
325311 | 1006005 | 2023 |  | GP-1 | Natural Gas (Weighted U.S. Average) | Nitrous Oxide | 0.006 | 0 | C
325311 | 1006005 | 2023 |  | GP-1 | Natural Gas (Weighted U.S. Average) | Nitrous Oxide (Co2 eq) | 1.8 | 0 | C
325193 | 1006007 | 2023 |  | GP-Process Plant | Distillate Fuel Oil No. 2 | Carbon Dioxide Biogenic | 0 | 4625.8 | C
325193 | 1006007 | 2023 |  | GP-Process Plant | Distillate Fuel Oil No. 2 | Carbon Dioxide Non-Biogenic | 47.2 | 4625.8 | C
325193 | 1006007 | 2023 |  | GP-Process Plant | Distillate Fuel Oil No. 2 | Carbon Dioxide Total | 47.2 | 4625.8 | C
325193 | 1006007 | 2023 |  | GP-Process Plant | Distillate Fuel Oil No. 2 | Methane | 0 | 4625.8 | C
325193 | 1006007 | 2023 |  | GP-Process Plant | Distillate Fuel Oil No. 2 | Methane (Co2 eq) | 0.1 | 4625.8 | C
325193 | 1006007 | 2023 |  | GP-Process Plant | Distillate Fuel Oil No. 2 | Nitrous Oxide | 0 | 4625.8 | C
325193 | 1006007 | 2023 |  | GP-Process Plant | Distillate Fuel Oil No. 2 | Nitrous Oxide (Co2 eq) | 0.1 | 4625.8 | C
325193 | 1006007 | 2023 |  | GP-Process Plant | Natural Gas (Weighted U.S. Average) | Carbon Dioxide Biogenic | 0 | 0 | C
325193 | 1006007 | 2023 |  | GP-Process Plant | Natural Gas (Weighted U.S. Average) | Carbon Dioxide Non-Biogenic | 102199.1 | 0 | C
325193 | 1006007 | 2023 |  | GP-Process Plant | Natural Gas (Weighted U.S. Average) | Carbon Dioxide Total | 102199.1 | 0 | C
325193 | 1006007 | 2023 |  | GP-Process Plant | Natural Gas (Weighted U.S. Average) | Methane | 1.93 | 0 | C
325193 | 1006007 | 2023 |  | GP-Process Plant | Natural Gas (Weighted U.S. Average) | Methane (Co2 eq) | 48.1 | 0 | C
325193 | 1006007 | 2023 |  | GP-Process Plant | Natural Gas (Weighted U.S. Average) | Nitrous Oxide | 0.193 | 0 | C
325193 | 1006007 | 2023 |  | GP-Process Plant | Natural Gas (Weighted U.S. Average) | Nitrous Oxide (Co2 eq) | 57.4 | 0 | C
311314 | 1006008 | 2023 | S (Stoker Boiler) | EU 014 - Boiler No. 7 | Agricultural Byproducts | Carbon Dioxide Biogenic | 458235.8 | 0 | C
311314 | 1006008 | 2023 | S (Stoker Boiler) | EU 014 - Boiler No. 7 | Agricultural Byproducts | Carbon Dioxide Non-Biogenic | 0 | 0 | C
311314 | 1006008 | 2023 | S (Stoker Boiler) | EU 014 - Boiler No. 7 | Agricultural Byproducts | Carbon Dioxide Total | 458235.8 | 0 | C
311314 | 1006008 | 2023 | S (Stoker Boiler) | EU 014 - Boiler No. 7 | Agricultural Byproducts | Methane | 124.09 | 0 | C
311314 | 1006008 | 2023 | S (Stoker Boiler) | EU 014 - Boiler No. 7 | Agricultural Byproducts | Methane (Co2 eq) | 3102.2 | 0 | C
311314 | 1006008 | 2023 | S (Stoker Boiler) | EU 014 - Boiler No. 7 | Agricultural Byproducts | Nitrous Oxide | 16.287 | 0 | C
311314 | 1006008 | 2023 | S (Stoker Boiler) | EU 014 - Boiler No. 7 | Agricultural Byproducts | Nitrous Oxide (Co2 eq) | 4853.4 | 0 | C
311314 | 1006008 | 2023 | S (Stoker Boiler) | EU 014 - Boiler No. 7 | Distillate Fuel Oil No. 2 | Carbon Dioxide Biogenic | 0 | 63169 | C
311314 | 1006008 | 2023 | S (Stoker Boiler) | EU 014 - Boiler No. 7 | Distillate Fuel Oil No. 2 | Carbon Dioxide Non-Biogenic | 689.1 | 63169 | C
311314 | 1006008 | 2023 | S (Stoker Boiler) | EU 014 - Boiler No. 7 | Distillate Fuel Oil No. 2 | Carbon Dioxide Total | 689.1 | 63169 | C
311314 | 1006008 | 2023 | S (Stoker Boiler) | EU 014 - Boiler No. 7 | Distillate Fuel Oil No. 2 | Methane | 0.03 | 63169 | C
311314 | 1006008 | 2023 | S (Stoker Boiler) | EU 014 - Boiler No. 7 | Distillate Fuel Oil No. 2 | Methane (Co2 eq) | 0.7 | 63169 | C
311314 | 1006008 | 2023 | S (Stoker Boiler) | EU 014 - Boiler No. 7 | Distillate Fuel Oil No. 2 | Nitrous Oxide | 0.006 | 63169 | C
311314 | 1006008 | 2023 | S (Stoker Boiler) | EU 014 - Boiler No. 7 | Distillate Fuel Oil No. 2 | Nitrous Oxide (Co2 eq) | 1.7 | 63169 | C
311314 | 1006008 | 2023 | F (Furnace) | EU 017 - Granular Carbon Regen. Furnace | Natural Gas (Weighted U.S. Average) | Carbon Dioxide Biogenic | 0 | 63818000 | C
311314 | 1006008 | 2023 | F (Furnace) | EU 017 - Granular Carbon Regen. Furnace | Natural Gas (Weighted U.S. Average) | Carbon Dioxide Non-Biogenic | 3474.2 | 63818000 | C
311314 | 1006008 | 2023 | F (Furnace) | EU 017 - Granular Carbon Regen. Furnace | Natural Gas (Weighted U.S. Average) | Carbon Dioxide Total | 3474.2 | 63818000 | C
311314 | 1006008 | 2023 | F (Furnace) | EU 017 - Granular Carbon Regen. Furnace | Natural Gas (Weighted U.S. Average) | Methane | 0.07 | 63818000 | C
311314 | 1006008 | 2023 | F (Furnace) | EU 017 - Granular Carbon Regen. Furnace | Natural Gas (Weighted U.S. Average) | Methane (Co2 eq) | 1.6 | 63818000 | C
311314 | 1006008 | 2023 | F (Furnace) | EU 017 - Granular Carbon Regen. Furnace | Natural Gas (Weighted U.S. Average) | Nitrous Oxide | 0.007 | 63818000 | C
311314 | 1006008 | 2023 | F (Furnace) | EU 017 - Granular Carbon Regen. Furnace | Natural Gas (Weighted U.S. Average) | Nitrous Oxide (Co2 eq) | 2 | 63818000 | C
311314 | 1006008 | 2023 | S (Stoker Boiler) | EU 028 - Boiler No. 8 | Agricultural Byproducts | Carbon Dioxide Biogenic | 782960.6 | 0 | C
311314 | 1006008 | 2023 | S (Stoker Boiler) | EU 028 - Boiler No. 8 | Agricultural Byproducts | Carbon Dioxide Non-Biogenic | 0 | 0 | C
311314 | 1006008 | 2023 | S (Stoker Boiler) | EU 028 - Boiler No. 8 | Agricultural Byproducts | Carbon Dioxide Total | 782960.6 | 0 | C
311314 | 1006008 | 2023 | S (Stoker Boiler) | EU 028 - Boiler No. 8 | Agricultural Byproducts | Methane | 212.02 | 0 | C
311314 | 1006008 | 2023 | S (Stoker Boiler) | EU 028 - Boiler No. 8 | Agricultural Byproducts | Methane (Co2 eq) | 5300.6 | 0 | C
311314 | 1006008 | 2023 | S (Stoker Boiler) | EU 028 - Boiler No. 8 | Agricultural Byproducts | Nitrous Oxide | 27.828 | 0 | C
311314 | 1006008 | 2023 | S (Stoker Boiler) | EU 028 - Boiler No. 8 | Agricultural Byproducts | Nitrous Oxide (Co2 eq) | 8292.7 | 0 | C
311314 | 1006008 | 2023 | S (Stoker Boiler) | EU 028 - Boiler No. 8 | Distillate Fuel Oil No. 2 | Carbon Dioxide Biogenic | 0 | 127767 | C
311314 | 1006008 | 2023 | S (Stoker Boiler) | EU 028 - Boiler No. 8 | Distillate Fuel Oil No. 2 | Carbon Dioxide Non-Biogenic | 1395.8 | 127767 | C
311314 | 1006008 | 2023 | S (Stoker Boiler) | EU 028 - Boiler No. 8 | Distillate Fuel Oil No. 2 | Carbon Dioxide Total | 1395.8 | 127767 | C
311314 | 1006008 | 2023 | S (Stoker Boiler) | EU 028 - Boiler No. 8 | Distillate Fuel Oil No. 2 | Methane | 0.06 | 127767 | C
311314 | 1006008 | 2023 | S (Stoker Boiler) | EU 028 - Boiler No. 8 | Distillate Fuel Oil No. 2 | Methane (Co2 eq) | 1.4 | 127767 | C
311314 | 1006008 | 2023 | S (Stoker Boiler) | EU 028 - Boiler No. 8 | Distillate Fuel Oil No. 2 | Nitrous Oxide | 0.011 | 127767 | C
311314 | 1006008 | 2023 | S (Stoker Boiler) | EU 028 - Boiler No. 8 | Distillate Fuel Oil No. 2 | Nitrous Oxide (Co2 eq) | 3.4 | 127767 | C
311314 | 1006008 | 2023 | S (Stoker Boiler) | EU 044 - Boiler No. 9 | Agricultural Byproducts | Carbon Dioxide Biogenic | 752586.1 | 0 | C
311314 | 1006008 | 2023 | S (Stoker Boiler) | EU 044 - Boiler No. 9 | Agricultural Byproducts | Carbon Dioxide Non-Biogenic | 0 | 0 | C
311314 | 1006008 | 2023 | S (Stoker Boiler) | EU 044 - Boiler No. 9 | Agricultural Byproducts | Carbon Dioxide Total | 752586.1 | 0 | C
311314 | 1006008 | 2023 | S (Stoker Boiler) | EU 044 - Boiler No. 9 | Agricultural Byproducts | Methane | 203.8 | 0 | C
311314 | 1006008 | 2023 | S (Stoker Boiler) | EU 044 - Boiler No. 9 | Agricultural Byproducts | Methane (Co2 eq) | 5094.9 | 0 | C
311314 | 1006008 | 2023 | S (Stoker Boiler) | EU 044 - Boiler No. 9 | Agricultural Byproducts | Nitrous Oxide | 26.748 | 0 | C
311314 | 1006008 | 2023 | S (Stoker Boiler) | EU 044 - Boiler No. 9 | Agricultural Byproducts | Nitrous Oxide (Co2 eq) | 7971 | 0 | C
311314 | 1006008 | 2023 | S (Stoker Boiler) | EU 044 - Boiler No. 9 | Natural Gas (Weighted U.S. Average) | Carbon Dioxide Biogenic | 0 | 26450000 | C
311314 | 1006008 | 2023 | S (Stoker Boiler) | EU 044 - Boiler No. 9 | Natural Gas (Weighted U.S. Average) | Carbon Dioxide Non-Biogenic | 1439.9 | 26450000 | C
311314 | 1006008 | 2023 | S (Stoker Boiler) | EU 044 - Boiler No. 9 | Natural Gas (Weighted U.S. Average) | Carbon Dioxide Total | 1439.9 | 26450000 | C
311314 | 1006008 | 2023 | S (Stoker Boiler) | EU 044 - Boiler No. 9 | Natural Gas (Weighted U.S. Average) | Methane | 0.03 | 26450000 | C
311314 | 1006008 | 2023 | S (Stoker Boiler) | EU 044 - Boiler No. 9 | Natural Gas (Weighted U.S. Average) | Methane (Co2 eq) | 0.7 | 26450000 | C
311314 | 1006008 | 2023 | S (Stoker Boiler) | EU 044 - Boiler No. 9 | Natural Gas (Weighted U.S. Average) | Nitrous Oxide | 0.003 | 26450000 | C
311314 | 1006008 | 2023 | S (Stoker Boiler) | EU 044 - Boiler No. 9 | Natural Gas (Weighted U.S. Average) | Nitrous Oxide (Co2 eq) | 0.8 | 26450000 | C
311314 | 1006008 | 2023 |  | GP-RICE - Emergency Generators | Distillate Fuel Oil No. 2 | Carbon Dioxide Biogenic | 0 | 3090 | C
311314 | 1006008 | 2023 |  | GP-RICE - Emergency Generators | Distillate Fuel Oil No. 2 | Carbon Dioxide Non-Biogenic | 33.8 | 3090 | C
311314 | 1006008 | 2023 |  | GP-RICE - Emergency Generators | Distillate Fuel Oil No. 2 | Carbon Dioxide Total | 33.8 | 3090 | C
311314 | 1006008 | 2023 |  | GP-RICE - Emergency Generators | Distillate Fuel Oil No. 2 | Methane | 0 | 3090 | C
311314 | 1006008 | 2023 |  | GP-RICE - Emergency Generators | Distillate Fuel Oil No. 2 | Methane (Co2 eq) | 0 | 3090 | C
311314 | 1006008 | 2023 |  | GP-RICE - Emergency Generators | Distillate Fuel Oil No. 2 | Nitrous Oxide | 0 | 3090 | C
311314 | 1006008 | 2023 |  | GP-RICE - Emergency Generators | Distillate Fuel Oil No. 2 | Nitrous Oxide (Co2 eq) | 0.1 | 3090 | C
311314 | 1006008 | 2023 |  | GP-RICE - Emergency Generators | Propane Gas | Carbon Dioxide Biogenic | 0 | 25247.8 | C
311314 | 1006008 | 2023 |  | GP-RICE - Emergency Generators | Propane Gas | Carbon Dioxide Non-Biogenic | 3.9 | 25247.8 | C
311314 | 1006008 | 2023 |  | GP-RICE - Emergency Generators | Propane Gas | Carbon Dioxide Total | 3.9 | 25247.8 | C
311314 | 1006008 | 2023 |  | GP-RICE - Emergency Generators | Propane Gas | Methane | 0 | 25247.8 | C
311314 | 1006008 | 2023 |  | GP-RICE - Emergency Generators | Propane Gas | Methane (Co2 eq) | 0 | 25247.8 | C
311314 | 1006008 | 2023 |  | GP-RICE - Emergency Generators | Propane Gas | Nitrous Oxide | 0 | 25247.8 | C
311314 | 1006008 | 2023 |  | GP-RICE - Emergency Generators | Propane Gas | Nitrous Oxide (Co2 eq) | 0 | 25247.8 | C
311314 | 1006008 | 2023 | HWH (Heater, hot water) | Hot Water Heater | Natural Gas (Weighted U.S. Average) | Carbon Dioxide Biogenic | 0 | 3071200 | C
311314 | 1006008 | 2023 | HWH (Heater, hot water) | Hot Water Heater | Natural Gas (Weighted U.S. Average) | Carbon Dioxide Non-Biogenic | 167.2 | 3071200 | C
311314 | 1006008 | 2023 | HWH (Heater, hot water) | Hot Water Heater | Natural Gas (Weighted U.S. Average) | Carbon Dioxide Total | 167.2 | 3071200 | C
311314 | 1006008 | 2023 | HWH (Heater, hot water) | Hot Water Heater | Natural Gas (Weighted U.S. Average) | Methane | 0 | 3071200 | C
311314 | 1006008 | 2023 | HWH (Heater, hot water) | Hot Water Heater | Natural Gas (Weighted U.S. Average) | Methane (Co2 eq) | 0.1 | 3071200 | C
311314 | 1006008 | 2023 | HWH (Heater, hot water) | Hot Water Heater | Natural Gas (Weighted U.S. Average) | Nitrous Oxide | 0 | 3071200 | C
311314 | 1006008 | 2023 | HWH (Heater, hot water) | Hot Water Heater | Natural Gas (Weighted U.S. Average) | Nitrous Oxide (Co2 eq) | 0.1 | 3071200 | C
325211 | 1006010 | 2023 | CCCT (CC (Turbine, combined cycle)) | 167 - Cogeneration Unit No. 2 | Natural Gas (Weighted U.S. Average) | Carbon Dioxide Biogenic | 0 | 0 | C
325211 | 1006010 | 2023 | CCCT (CC (Turbine, combined cycle)) | 167 - Cogeneration Unit No. 2 | Natural Gas (Weighted U.S. Average) | Carbon Dioxide Non-Biogenic | 917.1 | 0 | C
325211 | 1006010 | 2023 | CCCT (CC (Turbine, combined cycle)) | 167 - Cogeneration Unit No. 2 | Natural Gas (Weighted U.S. Average) | Carbon Dioxide Total | 917.1 | 0 | C
325211 | 1006010 | 2023 | CCCT (CC (Turbine, combined cycle)) | 167 - Cogeneration Unit No. 2 | Natural Gas (Weighted U.S. Average) | Methane | 0.02 | 0 | C
325211 | 1006010 | 2023 | CCCT (CC (Turbine, combined cycle)) | 167 - Cogeneration Unit No. 2 | Natural Gas (Weighted U.S. Average) | Methane (Co2 eq) | 0.4 | 0 | C
325211 | 1006010 | 2023 | CCCT (CC (Turbine, combined cycle)) | 167 - Cogeneration Unit No. 2 | Natural Gas (Weighted U.S. Average) | Nitrous Oxide | 0.002 | 0 | C
325211 | 1006010 | 2023 | CCCT (CC (Turbine, combined cycle)) | 167 - Cogeneration Unit No. 2 | Natural Gas (Weighted U.S. Average) | Nitrous Oxide (Co2 eq) | 0.5 | 0 | C
325211 | 1006010 | 2023 | OB (Boiler, other) | 168 - Package Boiler A | Natural Gas (Weighted U.S. Average) | Carbon Dioxide Biogenic | 0 | 0 | C
325211 | 1006010 | 2023 | OB (Boiler, other) | 168 - Package Boiler A | Natural Gas (Weighted U.S. Average) | Carbon Dioxide Non-Biogenic | 3769.3 | 0 | C
325211 | 1006010 | 2023 | OB (Boiler, other) | 168 - Package Boiler A | Natural Gas (Weighted U.S. Average) | Carbon Dioxide Total | 3769.3 | 0 | C
325211 | 1006010 | 2023 | OB (Boiler, other) | 168 - Package Boiler A | Natural Gas (Weighted U.S. Average) | Methane | 0.07 | 0 | C
325211 | 1006010 | 2023 | OB (Boiler, other) | 168 - Package Boiler A | Natural Gas (Weighted U.S. Average) | Methane (Co2 eq) | 1.8 | 0 | C
325211 | 1006010 | 2023 | OB (Boiler, other) | 168 - Package Boiler A | Natural Gas (Weighted U.S. Average) | Nitrous Oxide | 0.007 | 0 | C
325211 | 1006010 | 2023 | OB (Boiler, other) | 168 - Package Boiler A | Natural Gas (Weighted U.S. Average) | Nitrous Oxide (Co2 eq) | 2.1 | 0 | C
325211 | 1006010 | 2023 | OCS (Other combustion source) | 178 C1-Compressor | Natural Gas (Weighted U.S. Average) | Carbon Dioxide Biogenic | 0 | 0 | C
325211 | 1006010 | 2023 | OCS (Other combustion source) | 178 C1-Compressor | Natural Gas (Weighted U.S. Average) | Carbon Dioxide Non-Biogenic | 3321.1 | 0 | C
325211 | 1006010 | 2023 | OCS (Other combustion source) | 178 C1-Compressor | Natural Gas (Weighted U.S. Average) | Carbon Dioxide Total | 3321.1 | 0 | C
325211 | 1006010 | 2023 | OCS (Other combustion source) | 178 C1-Compressor | Natural Gas (Weighted U.S. Average) | Methane | 0.06 | 0 | C
325211 | 1006010 | 2023 | OCS (Other combustion source) | 178 C1-Compressor | Natural Gas (Weighted U.S. Average) | Methane (Co2 eq) | 1.6 | 0 | C
325211 | 1006010 | 2023 | OCS (Other combustion source) | 178 C1-Compressor | Natural Gas (Weighted U.S. Average) | Nitrous Oxide | 0.006 | 0 | C
325211 | 1006010 | 2023 | OCS (Other combustion source) | 178 C1-Compressor | Natural Gas (Weighted U.S. Average) | Nitrous Oxide (Co2 eq) | 1.9 | 0 | C
325211 | 1006010 | 2023 | CCCT (CC (Turbine, combined cycle)) | 212 - Cogeneration Unit No. 3 | Natural Gas (Weighted U.S. Average) | Carbon Dioxide Biogenic | 0 | 0 | C
325211 | 1006010 | 2023 | CCCT (CC (Turbine, combined cycle)) | 212 - Cogeneration Unit No. 3 | Natural Gas (Weighted U.S. Average) | Carbon Dioxide Non-Biogenic | 173247.3 | 0 | C
325211 | 1006010 | 2023 | CCCT (CC (Turbine, combined cycle)) | 212 - Cogeneration Unit No. 3 | Natural Gas (Weighted U.S. Average) | Carbon Dioxide Total | 173247.3 | 0 | C
325211 | 1006010 | 2023 | CCCT (CC (Turbine, combined cycle)) | 212 - Cogeneration Unit No. 3 | Natural Gas (Weighted U.S. Average) | Methane | 3.27 | 0 | C
325211 | 1006010 | 2023 | CCCT (CC (Turbine, combined cycle)) | 212 - Cogeneration Unit No. 3 | Natural Gas (Weighted U.S. Average) | Methane (Co2 eq) | 81.6 | 0 | C
325211 | 1006010 | 2023 | CCCT (CC (Turbine, combined cycle)) | 212 - Cogeneration Unit No. 3 | Natural Gas (Weighted U.S. Average) | Nitrous Oxide | 0.327 | 0 | C
325211 | 1006010 | 2023 | CCCT (CC (Turbine, combined cycle)) | 212 - Cogeneration Unit No. 3 | Natural Gas (Weighted U.S. Average) | Nitrous Oxide (Co2 eq) | 97.3 | 0 | C
325211 | 1006010 | 2023 | OB (Boiler, other) | 229A - Package Boiler B1 | Natural Gas (Weighted U.S. Average) | Carbon Dioxide Biogenic | 0 | 0 | C
325211 | 1006010 | 2023 | OB (Boiler, other) | 229A - Package Boiler B1 | Natural Gas (Weighted U.S. Average) | Carbon Dioxide Non-Biogenic | 15747.3 | 0 | C
325211 | 1006010 | 2023 | OB (Boiler, other) | 229A - Package Boiler B1 | Natural Gas (Weighted U.S. Average) | Carbon Dioxide Total | 15747.3 | 0 | C
325211 | 1006010 | 2023 | OB (Boiler, other) | 229A - Package Boiler B1 | Natural Gas (Weighted U.S. Average) | Methane | 0.3 | 0 | C
325211 | 1006010 | 2023 | OB (Boiler, other) | 229A - Package Boiler B1 | Natural Gas (Weighted U.S. Average) | Methane (Co2 eq) | 7.4 | 0 | C
325211 | 1006010 | 2023 | OB (Boiler, other) | 229A - Package Boiler B1 | Natural Gas (Weighted U.S. Average) | Nitrous Oxide | 0.03 | 0 | C
325211 | 1006010 | 2023 | OB (Boiler, other) | 229A - Package Boiler B1 | Natural Gas (Weighted U.S. Average) | Nitrous Oxide (Co2 eq) | 8.8 | 0 | C
325211 | 1006010 | 2023 | F (Furnace) | 230A - Furnace A | Natural Gas (Weighted U.S. Average) | Carbon Dioxide Biogenic | 0 | 0 | C
325211 | 1006010 | 2023 | F (Furnace) | 230A - Furnace A | Natural Gas (Weighted U.S. Average) | Carbon Dioxide Non-Biogenic | 16942.1 | 0 | C
325211 | 1006010 | 2023 | F (Furnace) | 230A - Furnace A | Natural Gas (Weighted U.S. Average) | Carbon Dioxide Total | 16942.1 | 0 | C
325211 | 1006010 | 2023 | F (Furnace) | 230A - Furnace A | Natural Gas (Weighted U.S. Average) | Methane | 0.32 | 0 | C
325211 | 1006010 | 2023 | F (Furnace) | 230A - Furnace A | Natural Gas (Weighted U.S. Average) | Methane (Co2 eq) | 8 | 0 | C
325211 | 1006010 | 2023 | F (Furnace) | 230A - Furnace A | Natural Gas (Weighted U.S. Average) | Nitrous Oxide | 0.032 | 0 | C
325211 | 1006010 | 2023 | F (Furnace) | 230A - Furnace A | Natural Gas (Weighted U.S. Average) | Nitrous Oxide (Co2 eq) | 9.5 | 0 | C
325211 | 1006010 | 2023 | F (Furnace) | 230B - Furnace B | Natural Gas (Weighted U.S. Average) | Carbon Dioxide Biogenic | 0 | 0 | C
325211 | 1006010 | 2023 | F (Furnace) | 230B - Furnace B | Natural Gas (Weighted U.S. Average) | Carbon Dioxide Non-Biogenic | 16393.2 | 0 | C
325211 | 1006010 | 2023 | F (Furnace) | 230B - Furnace B | Natural Gas (Weighted U.S. Average) | Carbon Dioxide Total | 16393.2 | 0 | C
325211 | 1006010 | 2023 | F (Furnace) | 230B - Furnace B | Natural Gas (Weighted U.S. Average) | Methane | 0.31 | 0 | C
325211 | 1006010 | 2023 | F (Furnace) | 230B - Furnace B | Natural Gas (Weighted U.S. Average) | Methane (Co2 eq) | 7.7 | 0 | C
325211 | 1006010 | 2023 | F (Furnace) | 230B - Furnace B | Natural Gas (Weighted U.S. Average) | Nitrous Oxide | 0.031 | 0 | C
325211 | 1006010 | 2023 | F (Furnace) | 230B - Furnace B | Natural Gas (Weighted U.S. Average) | Nitrous Oxide (Co2 eq) | 9.2 | 0 | C
325211 | 1006010 | 2023 | F (Furnace) | 230C - Furnace C | Natural Gas (Weighted U.S. Average) | Carbon Dioxide Biogenic | 0 | 0 | C
325211 | 1006010 | 2023 | F (Furnace) | 230C - Furnace C | Natural Gas (Weighted U.S. Average) | Carbon Dioxide Non-Biogenic | 15748.6 | 0 | C
325211 | 1006010 | 2023 | F (Furnace) | 230C - Furnace C | Natural Gas (Weighted U.S. Average) | Carbon Dioxide Total | 15748.6 | 0 | C
325211 | 1006010 | 2023 | F (Furnace) | 230C - Furnace C | Natural Gas (Weighted U.S. Average) | Methane | 0.3 | 0 | C
325211 | 1006010 | 2023 | F (Furnace) | 230C - Furnace C | Natural Gas (Weighted U.S. Average) | Methane (Co2 eq) | 7.4 | 0 | C
325211 | 1006010 | 2023 | F (Furnace) | 230C - Furnace C | Natural Gas (Weighted U.S. Average) | Nitrous Oxide | 0.03 | 0 | C
325211 | 1006010 | 2023 | F (Furnace) | 230C - Furnace C | Natural Gas (Weighted U.S. Average) | Nitrous Oxide (Co2 eq) | 8.8 | 0 | C
325211 | 1006010 | 2023 | F (Furnace) | 230D - Furnace D | Natural Gas (Weighted U.S. Average) | Carbon Dioxide Biogenic | 0 | 0 | C
325211 | 1006010 | 2023 | F (Furnace) | 230D - Furnace D | Natural Gas (Weighted U.S. Average) | Carbon Dioxide Non-Biogenic | 28237.9 | 0 | C
325211 | 1006010 | 2023 | F (Furnace) | 230D - Furnace D | Natural Gas (Weighted U.S. Average) | Carbon Dioxide Total | 28237.9 | 0 | C
325211 | 1006010 | 2023 | F (Furnace) | 230D - Furnace D | Natural Gas (Weighted U.S. Average) | Methane | 0.53 | 0 | C
325211 | 1006010 | 2023 | F (Furnace) | 230D - Furnace D | Natural Gas (Weighted U.S. Average) | Methane (Co2 eq) | 13.3 | 0 | C
325211 | 1006010 | 2023 | F (Furnace) | 230D - Furnace D | Natural Gas (Weighted U.S. Average) | Nitrous Oxide | 0.053 | 0 | C
325211 | 1006010 | 2023 | F (Furnace) | 230D - Furnace D | Natural Gas (Weighted U.S. Average) | Nitrous Oxide (Co2 eq) | 15.9 | 0 | C
325211 | 1006010 | 2023 | ICI (Incinerator, commercial and industrial) | 231A - Incinerator A | Natural Gas (Weighted U.S. Average) | Carbon Dioxide Biogenic | 0 | 0 | C
325211 | 1006010 | 2023 | ICI (Incinerator, commercial and industrial) | 231A - Incinerator A | Natural Gas (Weighted U.S. Average) | Carbon Dioxide Non-Biogenic | 3662.9 | 0 | C
325211 | 1006010 | 2023 | ICI (Incinerator, commercial and industrial) | 231A - Incinerator A | Natural Gas (Weighted U.S. Average) | Carbon Dioxide Total | 3662.9 | 0 | C
325211 | 1006010 | 2023 | ICI (Incinerator, commercial and industrial) | 231A - Incinerator A | Natural Gas (Weighted U.S. Average) | Methane | 0.07 | 0 | C
325211 | 1006010 | 2023 | ICI (Incinerator, commercial and industrial) | 231A - Incinerator A | Natural Gas (Weighted U.S. Average) | Methane (Co2 eq) | 1.7 | 0 | C
325211 | 1006010 | 2023 | ICI (Incinerator, commercial and industrial) | 231A - Incinerator A | Natural Gas (Weighted U.S. Average) | Nitrous Oxide | 0.007 | 0 | C
325211 | 1006010 | 2023 | ICI (Incinerator, commercial and industrial) | 231A - Incinerator A | Natural Gas (Weighted U.S. Average) | Nitrous Oxide (Co2 eq) | 2.1 | 0 | C
325211 | 1006010 | 2023 | ICI (Incinerator, commercial and industrial) | 231B - Incinerator B | Natural Gas (Weighted U.S. Average) | Carbon Dioxide Biogenic | 0 | 0 | C
325211 | 1006010 | 2023 | ICI (Incinerator, commercial and industrial) | 231B - Incinerator B | Natural Gas (Weighted U.S. Average) | Carbon Dioxide Non-Biogenic | 5032.1 | 0 | C
325211 | 1006010 | 2023 | ICI (Incinerator, commercial and industrial) | 231B - Incinerator B | Natural Gas (Weighted U.S. Average) | Carbon Dioxide Total | 5032.1 | 0 | C
325211 | 1006010 | 2023 | ICI (Incinerator, commercial and industrial) | 231B - Incinerator B | Natural Gas (Weighted U.S. Average) | Methane | 0.09 | 0 | C
325211 | 1006010 | 2023 | ICI (Incinerator, commercial and industrial) | 231B - Incinerator B | Natural Gas (Weighted U.S. Average) | Methane (Co2 eq) | 2.4 | 0 | C
325211 | 1006010 | 2023 | ICI (Incinerator, commercial and industrial) | 231B - Incinerator B | Natural Gas (Weighted U.S. Average) | Nitrous Oxide | 0.009 | 0 | C
325211 | 1006010 | 2023 | ICI (Incinerator, commercial and industrial) | 231B - Incinerator B | Natural Gas (Weighted U.S. Average) | Nitrous Oxide (Co2 eq) | 2.8 | 0 | C
325211 | 1006010 | 2023 | Petrochemical process unit | VCM Unit |  | Carbon Dioxide | 36920.2 |  | X
325193 | 1006022 | 2023 |  | CP-001 | Natural Gas (Weighted U.S. Average) | Carbon Dioxide Biogenic | 0 | 0 | C
325193 | 1006022 | 2023 |  | CP-001 | Natural Gas (Weighted U.S. Average) | Carbon Dioxide Non-Biogenic | 87175.6 | 0 | C
325193 | 1006022 | 2023 |  | CP-001 | Natural Gas (Weighted U.S. Average) | Carbon Dioxide Total | 87175.6 | 0 | C
325193 | 1006022 | 2023 |  | CP-001 | Natural Gas (Weighted U.S. Average) | Methane | 1.64 | 0 | C
325193 | 1006022 | 2023 |  | CP-001 | Natural Gas (Weighted U.S. Average) | Methane (Co2 eq) | 41.1 | 0 | C
325193 | 1006022 | 2023 |  | CP-001 | Natural Gas (Weighted U.S. Average) | Nitrous Oxide | 0.164 | 0 | C
325193 | 1006022 | 2023 |  | CP-001 | Natural Gas (Weighted U.S. Average) | Nitrous Oxide (Co2 eq) | 49 | 0 | C
325193 | 1006030 | 2023 |  | CP- Common Pipe Facility Wide | Natural Gas (Weighted U.S. Average) | Carbon Dioxide Biogenic | 0 | 0 | C
325193 | 1006030 | 2023 |  | CP- Common Pipe Facility Wide | Natural Gas (Weighted U.S. Average) | Carbon Dioxide Non-Biogenic | 99637.8 | 0 | C
325193 | 1006030 | 2023 |  | CP- Common Pipe Facility Wide | Natural Gas (Weighted U.S. Average) | Carbon Dioxide Total | 99637.8 | 0 | C
325193 | 1006030 | 2023 |  | CP- Common Pipe Facility Wide | Natural Gas (Weighted U.S. Average) | Methane | 1.88 | 0 | C
325193 | 1006030 | 2023 |  | CP- Common Pipe Facility Wide | Natural Gas (Weighted U.S. Average) | Methane (Co2 eq) | 47 | 0 | C
325193 | 1006030 | 2023 |  | CP- Common Pipe Facility Wide | Natural Gas (Weighted U.S. Average) | Nitrous Oxide | 0.188 | 0 | C
325193 | 1006030 | 2023 |  | CP- Common Pipe Facility Wide | Natural Gas (Weighted U.S. Average) | Nitrous Oxide (Co2 eq) | 56 | 0 | C
325311 | 1006037 | 2023 |  | #1 Ammonia Unit |  | Carbon Dioxide | 294979.8 |  | G
325311 | 1006037 | 2023 |  | CP-1 | Natural Gas (Weighted U.S. Average) | Carbon Dioxide Biogenic | 0 | 0 | C
325311 | 1006037 | 2023 |  | CP-1 | Natural Gas (Weighted U.S. Average) | Carbon Dioxide Non-Biogenic | 240946.2 | 0 | C
325311 | 1006037 | 2023 |  | CP-1 | Natural Gas (Weighted U.S. Average) | Carbon Dioxide Total | 240946.2 | 0 | C
325311 | 1006037 | 2023 |  | CP-1 | Natural Gas (Weighted U.S. Average) | Methane | 4.54 | 0 | C
325311 | 1006037 | 2023 |  | CP-1 | Natural Gas (Weighted U.S. Average) | Methane (Co2 eq) | 113.5 | 0 | C
325311 | 1006037 | 2023 |  | CP-1 | Natural Gas (Weighted U.S. Average) | Nitrous Oxide | 0.454 | 0 | C
325311 | 1006037 | 2023 |  | CP-1 | Natural Gas (Weighted U.S. Average) | Nitrous Oxide (Co2 eq) | 135.3 | 0 | C
325311 | 1006037 | 2023 |  | Train 1 |  | Nitrous Oxide | 19.2538 |  | V
325180 | 1006046 | 2023 |  | GP-A | Distillate Fuel Oil No. 2 | Carbon Dioxide Biogenic | 0 | 0 | C
325180 | 1006046 | 2023 |  | GP-A | Distillate Fuel Oil No. 2 | Carbon Dioxide Non-Biogenic | 27.4 | 0 | C
325180 | 1006046 | 2023 |  | GP-A | Distillate Fuel Oil No. 2 | Carbon Dioxide Total | 27.4 | 0 | C
325180 | 1006046 | 2023 |  | GP-A | Distillate Fuel Oil No. 2 | Methane | 0 | 0 | C
325180 | 1006046 | 2023 |  | GP-A | Distillate Fuel Oil No. 2 | Methane (Co2 eq) | 0 | 0 | C
325180 | 1006046 | 2023 |  | GP-A | Distillate Fuel Oil No. 2 | Nitrous Oxide | 0 | 0 | C
325180 | 1006046 | 2023 |  | GP-A | Distillate Fuel Oil No. 2 | Nitrous Oxide (Co2 eq) | 0.1 | 0 | C
325180 | 1006046 | 2023 |  | GP-A | Natural Gas (Weighted U.S. Average) | Carbon Dioxide Biogenic | 0 | 0 | C
325180 | 1006046 | 2023 |  | GP-A | Natural Gas (Weighted U.S. Average) | Carbon Dioxide Non-Biogenic | 31737 | 0 | C
325180 | 1006046 | 2023 |  | GP-A | Natural Gas (Weighted U.S. Average) | Carbon Dioxide Total | 31737 | 0 | C
325180 | 1006046 | 2023 |  | GP-A | Natural Gas (Weighted U.S. Average) | Methane | 0.6 | 0 | C
325180 | 1006046 | 2023 |  | GP-A | Natural Gas (Weighted U.S. Average) | Methane (Co2 eq) | 15 | 0 | C
325180 | 1006046 | 2023 |  | GP-A | Natural Gas (Weighted U.S. Average) | Nitrous Oxide | 0.06 | 0 | C
325180 | 1006046 | 2023 |  | GP-A | Natural Gas (Weighted U.S. Average) | Nitrous Oxide (Co2 eq) | 17.8 | 0 | C
325180 | 1006046 | 2023 |  | GP-B | Natural Gas (Weighted U.S. Average) | Carbon Dioxide Biogenic | 0 | 0 | C
325180 | 1006046 | 2023 |  | GP-B | Natural Gas (Weighted U.S. Average) | Carbon Dioxide Non-Biogenic | 27194.9 | 0 | C
325180 | 1006046 | 2023 |  | GP-B | Natural Gas (Weighted U.S. Average) | Carbon Dioxide Total | 27194.9 | 0 | C
325180 | 1006046 | 2023 |  | GP-B | Natural Gas (Weighted U.S. Average) | Methane | 0.51 | 0 | C
325180 | 1006046 | 2023 |  | GP-B | Natural Gas (Weighted U.S. Average) | Methane (Co2 eq) | 12.8 | 0 | C
325180 | 1006046 | 2023 |  | GP-B | Natural Gas (Weighted U.S. Average) | Nitrous Oxide | 0.051 | 0 | C
325180 | 1006046 | 2023 |  | GP-B | Natural Gas (Weighted U.S. Average) | Nitrous Oxide (Co2 eq) | 15.3 | 0 | C
325180 | 1006046 | 2023 |  | GP-C | Natural Gas (Weighted U.S. Average) | Carbon Dioxide Biogenic | 0 | 0 | C
325180 | 1006046 | 2023 |  | GP-C | Natural Gas (Weighted U.S. Average) | Carbon Dioxide Non-Biogenic | 12263.3 | 0 | C
325180 | 1006046 | 2023 |  | GP-C | Natural Gas (Weighted U.S. Average) | Carbon Dioxide Total | 12263.3 | 0 | C
325180 | 1006046 | 2023 |  | GP-C | Natural Gas (Weighted U.S. Average) | Methane | 0.23 | 0 | C
325180 | 1006046 | 2023 |  | GP-C | Natural Gas (Weighted U.S. Average) | Methane (Co2 eq) | 5.8 | 0 | C
325180 | 1006046 | 2023 |  | GP-C | Natural Gas (Weighted U.S. Average) | Nitrous Oxide | 0.023 | 0 | C
325180 | 1006046 | 2023 |  | GP-C | Natural Gas (Weighted U.S. Average) | Nitrous Oxide (Co2 eq) | 6.9 | 0 | C
325180 | 1006046 | 2023 |  | GP-D | Natural Gas (Weighted U.S. Average) | Carbon Dioxide Biogenic | 0 | 0 | C
325180 | 1006046 | 2023 |  | GP-D | Natural Gas (Weighted U.S. Average) | Carbon Dioxide Non-Biogenic | 980.3 | 0 | C
325180 | 1006046 | 2023 |  | GP-D | Natural Gas (Weighted U.S. Average) | Carbon Dioxide Total | 980.3 | 0 | C
325180 | 1006046 | 2023 |  | GP-D | Natural Gas (Weighted U.S. Average) | Methane | 0.02 | 0 | C
325180 | 1006046 | 2023 |  | GP-D | Natural Gas (Weighted U.S. Average) | Methane (Co2 eq) | 0.5 | 0 | C
325180 | 1006046 | 2023 |  | GP-D | Natural Gas (Weighted U.S. Average) | Nitrous Oxide | 0.002 | 0 | C
325180 | 1006046 | 2023 |  | GP-D | Natural Gas (Weighted U.S. Average) | Nitrous Oxide (Co2 eq) | 0.6 | 0 | C
325180 | 1006046 | 2023 |  | GP-E | Natural Gas (Weighted U.S. Average) | Carbon Dioxide Biogenic | 0 | 0 | C
325180 | 1006046 | 2023 |  | GP-E | Natural Gas (Weighted U.S. Average) | Carbon Dioxide Non-Biogenic | 15812.1 | 0 | C
325180 | 1006046 | 2023 |  | GP-E | Natural Gas (Weighted U.S. Average) | Carbon Dioxide Total | 15812.1 | 0 | C
325180 | 1006046 | 2023 |  | GP-E | Natural Gas (Weighted U.S. Average) | Methane | 0.3 | 0 | C
325180 | 1006046 | 2023 |  | GP-E | Natural Gas (Weighted U.S. Average) | Methane (Co2 eq) | 7.5 | 0 | C
325180 | 1006046 | 2023 |  | GP-E | Natural Gas (Weighted U.S. Average) | Nitrous Oxide | 0.03 | 0 | C
325180 | 1006046 | 2023 |  | GP-E | Natural Gas (Weighted U.S. Average) | Nitrous Oxide (Co2 eq) | 8.9 | 0 | C
325180 | 1006046 | 2023 |  | GP-F | Natural Gas (Weighted U.S. Average) | Carbon Dioxide Biogenic | 0 | 0 | C
325180 | 1006046 | 2023 |  | GP-F | Natural Gas (Weighted U.S. Average) | Carbon Dioxide Non-Biogenic | 5264.7 | 0 | C
325180 | 1006046 | 2023 |  | GP-F | Natural Gas (Weighted U.S. Average) | Carbon Dioxide Total | 5264.7 | 0 | C
325180 | 1006046 | 2023 |  | GP-F | Natural Gas (Weighted U.S. Average) | Methane | 0.1 | 0 | C
325180 | 1006046 | 2023 |  | GP-F | Natural Gas (Weighted U.S. Average) | Methane (Co2 eq) | 2.5 | 0 | C
325180 | 1006046 | 2023 |  | GP-F | Natural Gas (Weighted U.S. Average) | Nitrous Oxide | 0.01 | 0 | C
325180 | 1006046 | 2023 |  | GP-F | Natural Gas (Weighted U.S. Average) | Nitrous Oxide (Co2 eq) | 3 | 0 | C
325180 | 1006046 | 2023 |  | GP-G | Natural Gas (Weighted U.S. Average) | Carbon Dioxide Biogenic | 0 | 0 | C
325180 | 1006046 | 2023 |  | GP-G | Natural Gas (Weighted U.S. Average) | Carbon Dioxide Non-Biogenic | 1414 | 0 | C
325180 | 1006046 | 2023 |  | GP-G | Natural Gas (Weighted U.S. Average) | Carbon Dioxide Total | 1414 | 0 | C
325180 | 1006046 | 2023 |  | GP-G | Natural Gas (Weighted U.S. Average) | Methane | 0.03 | 0 | C
325180 | 1006046 | 2023 |  | GP-G | Natural Gas (Weighted U.S. Average) | Methane (Co2 eq) | 0.7 | 0 | C
325180 | 1006046 | 2023 |  | GP-G | Natural Gas (Weighted U.S. Average) | Nitrous Oxide | 0.003 | 0 | C
325180 | 1006046 | 2023 |  | GP-G | Natural Gas (Weighted U.S. Average) | Nitrous Oxide (Co2 eq) | 0.8 | 0 | C
325180 | 1006046 | 2023 |  | GP-H | Natural Gas (Weighted U.S. Average) | Carbon Dioxide Biogenic | 0 | 0 | C
325180 | 1006046 | 2023 |  | GP-H | Natural Gas (Weighted U.S. Average) | Carbon Dioxide Non-Biogenic | 20.7 | 0 | C
325180 | 1006046 | 2023 |  | GP-H | Natural Gas (Weighted U.S. Average) | Carbon Dioxide Total | 20.7 | 0 | C
325180 | 1006046 | 2023 |  | GP-H | Natural Gas (Weighted U.S. Average) | Methane | 0 | 0 | C
325180 | 1006046 | 2023 |  | GP-H | Natural Gas (Weighted U.S. Average) | Methane (Co2 eq) | 0 | 0 | C
325180 | 1006046 | 2023 |  | GP-H | Natural Gas (Weighted U.S. Average) | Nitrous Oxide | 0 | 0 | C
325180 | 1006046 | 2023 |  | GP-H | Natural Gas (Weighted U.S. Average) | Nitrous Oxide (Co2 eq) | 0 | 0 | C
325180 | 1006046 | 2023 |  | GP-I | Natural Gas (Weighted U.S. Average) | Carbon Dioxide Biogenic | 0 | 0 | C
325180 | 1006046 | 2023 |  | GP-I | Natural Gas (Weighted U.S. Average) | Carbon Dioxide Non-Biogenic | 114.4 | 0 | C
325180 | 1006046 | 2023 |  | GP-I | Natural Gas (Weighted U.S. Average) | Carbon Dioxide Total | 114.4 | 0 | C
325180 | 1006046 | 2023 |  | GP-I | Natural Gas (Weighted U.S. Average) | Methane | 0 | 0 | C
325180 | 1006046 | 2023 |  | GP-I | Natural Gas (Weighted U.S. Average) | Methane (Co2 eq) | 0.1 | 0 | C
325180 | 1006046 | 2023 |  | GP-I | Natural Gas (Weighted U.S. Average) | Nitrous Oxide | 0 | 0 | C
325180 | 1006046 | 2023 |  | GP-I | Natural Gas (Weighted U.S. Average) | Nitrous Oxide (Co2 eq) | 0.1 | 0 | C
325180 | 1006046 | 2023 |  | GP-J | Natural Gas (Weighted U.S. Average) | Carbon Dioxide Biogenic | 0 | 0 | C
325180 | 1006046 | 2023 |  | GP-J | Natural Gas (Weighted U.S. Average) | Carbon Dioxide Non-Biogenic | 321.2 | 0 | C
325180 | 1006046 | 2023 |  | GP-J | Natural Gas (Weighted U.S. Average) | Carbon Dioxide Total | 321.2 | 0 | C
325180 | 1006046 | 2023 |  | GP-J | Natural Gas (Weighted U.S. Average) | Methane | 0.01 | 0 | C
325180 | 1006046 | 2023 |  | GP-J | Natural Gas (Weighted U.S. Average) | Methane (Co2 eq) | 0.2 | 0 | C
325180 | 1006046 | 2023 |  | GP-J | Natural Gas (Weighted U.S. Average) | Nitrous Oxide | 0.001 | 0 | C
325180 | 1006046 | 2023 |  | GP-J | Natural Gas (Weighted U.S. Average) | Nitrous Oxide (Co2 eq) | 0.2 | 0 | C
325180 | 1006046 | 2023 |  | GP-K | Natural Gas (Weighted U.S. Average) | Carbon Dioxide Biogenic | 0 | 0 | C
325180 | 1006046 | 2023 |  | GP-K | Natural Gas (Weighted U.S. Average) | Carbon Dioxide Non-Biogenic | 14488.5 | 0 | C
325180 | 1006046 | 2023 |  | GP-K | Natural Gas (Weighted U.S. Average) | Carbon Dioxide Total | 14488.5 | 0 | C
325180 | 1006046 | 2023 |  | GP-K | Natural Gas (Weighted U.S. Average) | Methane | 0.27 | 0 | C
325180 | 1006046 | 2023 |  | GP-K | Natural Gas (Weighted U.S. Average) | Methane (Co2 eq) | 6.8 | 0 | C
325180 | 1006046 | 2023 |  | GP-K | Natural Gas (Weighted U.S. Average) | Nitrous Oxide | 0.027 | 0 | C
325180 | 1006046 | 2023 |  | GP-K | Natural Gas (Weighted U.S. Average) | Nitrous Oxide (Co2 eq) | 8.1 | 0 | C
311221 | 1006047 | 2023 | CFB (Boiler, circulating fluidized bed) | Boiler 5 Coal-Fired | Agricultural Byproducts | Carbon Dioxide Biogenic | 0 | 0 | C
311221 | 1006047 | 2023 | CFB (Boiler, circulating fluidized bed) | Boiler 5 Coal-Fired | Agricultural Byproducts | Carbon Dioxide Non-Biogenic | 0 | 0 | C
311221 | 1006047 | 2023 | CFB (Boiler, circulating fluidized bed) | Boiler 5 Coal-Fired | Agricultural Byproducts | Carbon Dioxide Total | 0 | 0 | C
311221 | 1006047 | 2023 | CFB (Boiler, circulating fluidized bed) | Boiler 5 Coal-Fired | Agricultural Byproducts | Methane | 0.07 | 0 | C
311221 | 1006047 | 2023 | CFB (Boiler, circulating fluidized bed) | Boiler 5 Coal-Fired | Agricultural Byproducts | Methane (Co2 eq) | 1.7 | 0 | C
311221 | 1006047 | 2023 | CFB (Boiler, circulating fluidized bed) | Boiler 5 Coal-Fired | Agricultural Byproducts | Nitrous Oxide | 0.009 | 0 | C
311221 | 1006047 | 2023 | CFB (Boiler, circulating fluidized bed) | Boiler 5 Coal-Fired | Agricultural Byproducts | Nitrous Oxide (Co2 eq) | 2.7 | 0 | C
311221 | 1006047 | 2023 | CFB (Boiler, circulating fluidized bed) | Boiler 5 Coal-Fired | Mixed (Industrial sector) | Carbon Dioxide Biogenic | 0 | 0 | C
311221 | 1006047 | 2023 | CFB (Boiler, circulating fluidized bed) | Boiler 5 Coal-Fired | Mixed (Industrial sector) | Carbon Dioxide Non-Biogenic | 0 | 0 | C
311221 | 1006047 | 2023 | CFB (Boiler, circulating fluidized bed) | Boiler 5 Coal-Fired | Mixed (Industrial sector) | Carbon Dioxide Total | 0 | 0 | C
311221 | 1006047 | 2023 | CFB (Boiler, circulating fluidized bed) | Boiler 5 Coal-Fired | Mixed (Industrial sector) | Methane | 102.02 | 0 | C
311221 | 1006047 | 2023 | CFB (Boiler, circulating fluidized bed) | Boiler 5 Coal-Fired | Mixed (Industrial sector) | Methane (Co2 eq) | 2550.6 | 0 | C
311221 | 1006047 | 2023 | CFB (Boiler, circulating fluidized bed) | Boiler 5 Coal-Fired | Mixed (Industrial sector) | Nitrous Oxide | 14.84 | 0 | C
311221 | 1006047 | 2023 | CFB (Boiler, circulating fluidized bed) | Boiler 5 Coal-Fired | Mixed (Industrial sector) | Nitrous Oxide (Co2 eq) | 4422.3 | 0 | C
311221 | 1006047 | 2023 | CFB (Boiler, circulating fluidized bed) | Boiler 5 Coal-Fired | Natural Gas (Weighted U.S. Average) | Carbon Dioxide Biogenic | 0 | 0 | C
311221 | 1006047 | 2023 | CFB (Boiler, circulating fluidized bed) | Boiler 5 Coal-Fired | Natural Gas (Weighted U.S. Average) | Carbon Dioxide Non-Biogenic | 0 | 0 | C
311221 | 1006047 | 2023 | CFB (Boiler, circulating fluidized bed) | Boiler 5 Coal-Fired | Natural Gas (Weighted U.S. Average) | Carbon Dioxide Total | 0 | 0 | C
311221 | 1006047 | 2023 | CFB (Boiler, circulating fluidized bed) | Boiler 5 Coal-Fired | Natural Gas (Weighted U.S. Average) | Methane | 0.01 | 0 | C
311221 | 1006047 | 2023 | CFB (Boiler, circulating fluidized bed) | Boiler 5 Coal-Fired | Natural Gas (Weighted U.S. Average) | Methane (Co2 eq) | 0.1 | 0 | C
311221 | 1006047 | 2023 | CFB (Boiler, circulating fluidized bed) | Boiler 5 Coal-Fired | Natural Gas (Weighted U.S. Average) | Nitrous Oxide | 0.001 | 0 | C
311221 | 1006047 | 2023 | CFB (Boiler, circulating fluidized bed) | Boiler 5 Coal-Fired | Natural Gas (Weighted U.S. Average) | Nitrous Oxide (Co2 eq) | 0.2 | 0 | C
311221 | 1006047 | 2023 | CFB (Boiler, circulating fluidized bed) | Boiler 5 Coal-Fired | Solid Byproducts | Carbon Dioxide Biogenic | 0 | 0 | C
311221 | 1006047 | 2023 | CFB (Boiler, circulating fluidized bed) | Boiler 5 Coal-Fired | Solid Byproducts | Carbon Dioxide Non-Biogenic | 0 | 0 | C
311221 | 1006047 | 2023 | CFB (Boiler, circulating fluidized bed) | Boiler 5 Coal-Fired | Solid Byproducts | Carbon Dioxide Total | 0 | 0 | C
311221 | 1006047 | 2023 | CFB (Boiler, circulating fluidized bed) | Boiler 5 Coal-Fired | Solid Byproducts | Methane | 0 | 0 | C
311221 | 1006047 | 2023 | CFB (Boiler, circulating fluidized bed) | Boiler 5 Coal-Fired | Solid Byproducts | Methane (Co2 eq) | 0 | 0 | C
311221 | 1006047 | 2023 | CFB (Boiler, circulating fluidized bed) | Boiler 5 Coal-Fired | Solid Byproducts | Nitrous Oxide | 0 | 0 | C
311221 | 1006047 | 2023 | CFB (Boiler, circulating fluidized bed) | Boiler 5 Coal-Fired | Solid Byproducts | Nitrous Oxide (Co2 eq) | 0 | 0 | C
311221 | 1006047 | 2023 | OCS (Other combustion source) | CP-1 | Natural Gas (Weighted U.S. Average) | Carbon Dioxide Biogenic | 0 | 0 | C
311221 | 1006047 | 2023 | OCS (Other combustion source) | CP-1 | Natural Gas (Weighted U.S. Average) | Carbon Dioxide Non-Biogenic | 512462.8 | 0 | C
311221 | 1006047 | 2023 | OCS (Other combustion source) | CP-1 | Natural Gas (Weighted U.S. Average) | Carbon Dioxide Total | 512462.8 | 0 | C
311221 | 1006047 | 2023 | OCS (Other combustion source) | CP-1 | Natural Gas (Weighted U.S. Average) | Methane | 9.66 | 0 | C
311221 | 1006047 | 2023 | OCS (Other combustion source) | CP-1 | Natural Gas (Weighted U.S. Average) | Methane (Co2 eq) | 241.5 | 0 | C
311221 | 1006047 | 2023 | OCS (Other combustion source) | CP-1 | Natural Gas (Weighted U.S. Average) | Nitrous Oxide | 0.966 | 0 | C
311221 | 1006047 | 2023 | OCS (Other combustion source) | CP-1 | Natural Gas (Weighted U.S. Average) | Nitrous Oxide (Co2 eq) | 287.8 | 0 | C
311221 | 1006047 | 2023 | OCS (Other combustion source) | CS-1 Coal-Fired | Mixed (Industrial sector) | Carbon Dioxide Biogenic | 0 | 0 | C
311221 | 1006047 | 2023 | OCS (Other combustion source) | CS-1 Coal-Fired | Mixed (Industrial sector) | Carbon Dioxide Non-Biogenic | 0 | 0 | C
311221 | 1006047 | 2023 | OCS (Other combustion source) | CS-1 Coal-Fired | Mixed (Industrial sector) | Carbon Dioxide Total | 0 | 0 | C
311221 | 1006047 | 2023 | OCS (Other combustion source) | CS-1 Coal-Fired | Mixed (Industrial sector) | Methane | 68.04 | 0 | C
311221 | 1006047 | 2023 | OCS (Other combustion source) | CS-1 Coal-Fired | Mixed (Industrial sector) | Methane (Co2 eq) | 1701 | 0 | C
311221 | 1006047 | 2023 | OCS (Other combustion source) | CS-1 Coal-Fired | Mixed (Industrial sector) | Nitrous Oxide | 9.897 | 0 | C
311221 | 1006047 | 2023 | OCS (Other combustion source) | CS-1 Coal-Fired | Mixed (Industrial sector) | Nitrous Oxide (Co2 eq) | 2949.2 | 0 | C
311221 | 1006047 | 2023 | OCS (Other combustion source) | CS-1 Coal-Fired | Natural Gas (Weighted U.S. Average) | Carbon Dioxide Biogenic | 0 | 0 | C
311221 | 1006047 | 2023 | OCS (Other combustion source) | CS-1 Coal-Fired | Natural Gas (Weighted U.S. Average) | Carbon Dioxide Non-Biogenic | 0 | 0 | C
311221 | 1006047 | 2023 | OCS (Other combustion source) | CS-1 Coal-Fired | Natural Gas (Weighted U.S. Average) | Carbon Dioxide Total | 0 | 0 | C
311221 | 1006047 | 2023 | OCS (Other combustion source) | CS-1 Coal-Fired | Natural Gas (Weighted U.S. Average) | Methane | 0.01 | 0 | C
311221 | 1006047 | 2023 | OCS (Other combustion source) | CS-1 Coal-Fired | Natural Gas (Weighted U.S. Average) | Methane (Co2 eq) | 0.3 | 0 | C
311221 | 1006047 | 2023 | OCS (Other combustion source) | CS-1 Coal-Fired | Natural Gas (Weighted U.S. Average) | Nitrous Oxide | 0.001 | 0 | C
311221 | 1006047 | 2023 | OCS (Other combustion source) | CS-1 Coal-Fired | Natural Gas (Weighted U.S. Average) | Nitrous Oxide (Co2 eq) | 0.3 | 0 | C
311221 | 1006047 | 2023 | OCS (Other combustion source) | CS-2 Coal-Fired | Mixed (Industrial sector) | Carbon Dioxide Biogenic | 0 | 0 | C
311221 | 1006047 | 2023 | OCS (Other combustion source) | CS-2 Coal-Fired | Mixed (Industrial sector) | Carbon Dioxide Non-Biogenic | 0 | 0 | C
311221 | 1006047 | 2023 | OCS (Other combustion source) | CS-2 Coal-Fired | Mixed (Industrial sector) | Carbon Dioxide Total | 0 | 0 | C
311221 | 1006047 | 2023 | OCS (Other combustion source) | CS-2 Coal-Fired | Mixed (Industrial sector) | Methane | 58 | 0 | C
311221 | 1006047 | 2023 | OCS (Other combustion source) | CS-2 Coal-Fired | Mixed (Industrial sector) | Methane (Co2 eq) | 1450.1 | 0 | C
311221 | 1006047 | 2023 | OCS (Other combustion source) | CS-2 Coal-Fired | Mixed (Industrial sector) | Nitrous Oxide | 8.437 | 0 | C
311221 | 1006047 | 2023 | OCS (Other combustion source) | CS-2 Coal-Fired | Mixed (Industrial sector) | Nitrous Oxide (Co2 eq) | 2514.2 | 0 | C
311221 | 1006047 | 2023 | OCS (Other combustion source) | CS-2 Coal-Fired | Natural Gas (Weighted U.S. Average) | Carbon Dioxide Biogenic | 0 | 0 | C
311221 | 1006047 | 2023 | OCS (Other combustion source) | CS-2 Coal-Fired | Natural Gas (Weighted U.S. Average) | Carbon Dioxide Non-Biogenic | 0 | 0 | C
311221 | 1006047 | 2023 | OCS (Other combustion source) | CS-2 Coal-Fired | Natural Gas (Weighted U.S. Average) | Carbon Dioxide Total | 0 | 0 | C
311221 | 1006047 | 2023 | OCS (Other combustion source) | CS-2 Coal-Fired | Natural Gas (Weighted U.S. Average) | Methane | 0.01 | 0 | C
311221 | 1006047 | 2023 | OCS (Other combustion source) | CS-2 Coal-Fired | Natural Gas (Weighted U.S. Average) | Methane (Co2 eq) | 0.2 | 0 | C
311221 | 1006047 | 2023 | OCS (Other combustion source) | CS-2 Coal-Fired | Natural Gas (Weighted U.S. Average) | Nitrous Oxide | 0.001 | 0 | C
311221 | 1006047 | 2023 | OCS (Other combustion source) | CS-2 Coal-Fired | Natural Gas (Weighted U.S. Average) | Nitrous Oxide (Co2 eq) | 0.2 | 0 | C
311221 | 1006047 | 2023 | OCS (Other combustion source) | GP-1 | Other Biomass Gases | Carbon Dioxide Biogenic | 5826.3 | 0 | C
311221 | 1006047 | 2023 | OCS (Other combustion source) | GP-1 | Other Biomass Gases | Carbon Dioxide Non-Biogenic | 0 | 0 | C
311221 | 1006047 | 2023 | OCS (Other combustion source) | GP-1 | Other Biomass Gases | Carbon Dioxide Total | 5826.3 | 0 | C
311221 | 1006047 | 2023 | OCS (Other combustion source) | GP-1 | Other Biomass Gases | Methane | 0.36 | 0 | C
311221 | 1006047 | 2023 | OCS (Other combustion source) | GP-1 | Other Biomass Gases | Methane (Co2 eq) | 9 | 0 | C
311221 | 1006047 | 2023 | OCS (Other combustion source) | GP-1 | Other Biomass Gases | Nitrous Oxide | 0.07 | 0 | C
311221 | 1006047 | 2023 | OCS (Other combustion source) | GP-1 | Other Biomass Gases | Nitrous Oxide (Co2 eq) | 21 | 0 | C
322130 | 1006048 | 2023 |  | CP-1 | Natural Gas (Weighted U.S. Average) | Carbon Dioxide Biogenic | 0 | 77284200 | C
322130 | 1006048 | 2023 |  | CP-1 | Natural Gas (Weighted U.S. Average) | Carbon Dioxide Non-Biogenic | 4267.4 | 77284200 | C
322130 | 1006048 | 2023 |  | CP-1 | Natural Gas (Weighted U.S. Average) | Carbon Dioxide Total | 4267.4 | 77284200 | C
322130 | 1006048 | 2023 |  | CP-1 | Natural Gas (Weighted U.S. Average) | Methane | 0.08 | 77284200 | C
322130 | 1006048 | 2023 |  | CP-1 | Natural Gas (Weighted U.S. Average) | Methane (Co2 eq) | 2 | 77284200 | C
322130 | 1006048 | 2023 |  | CP-1 | Natural Gas (Weighted U.S. Average) | Nitrous Oxide | 0.008 | 77284200 | C
322130 | 1006048 | 2023 |  | CP-1 | Natural Gas (Weighted U.S. Average) | Nitrous Oxide (Co2 eq) | 2.4 | 77284200 | C
322130 | 1006048 | 2023 |  | CP-2 | Natural Gas (Weighted U.S. Average) | Carbon Dioxide Biogenic | 0 | 143700 | C
322130 | 1006048 | 2023 |  | CP-2 | Natural Gas (Weighted U.S. Average) | Carbon Dioxide Non-Biogenic | 7.9 | 143700 | C
322130 | 1006048 | 2023 |  | CP-2 | Natural Gas (Weighted U.S. Average) | Carbon Dioxide Total | 7.9 | 143700 | C
322130 | 1006048 | 2023 |  | CP-2 | Natural Gas (Weighted U.S. Average) | Methane | 0 | 143700 | C
322130 | 1006048 | 2023 |  | CP-2 | Natural Gas (Weighted U.S. Average) | Methane (Co2 eq) | 0 | 143700 | C
322130 | 1006048 | 2023 |  | CP-2 | Natural Gas (Weighted U.S. Average) | Nitrous Oxide | 0 | 143700 | C
322130 | 1006048 | 2023 |  | CP-2 | Natural Gas (Weighted U.S. Average) | Nitrous Oxide (Co2 eq) | 0 | 143700 | C
322130 | 1006048 | 2023 |  | CP-3 | Natural Gas (Weighted U.S. Average) | Carbon Dioxide Biogenic | 0 | 6700 | C
322130 | 1006048 | 2023 |  | CP-3 | Natural Gas (Weighted U.S. Average) | Carbon Dioxide Non-Biogenic | 0.4 | 6700 | C
322130 | 1006048 | 2023 |  | CP-3 | Natural Gas (Weighted U.S. Average) | Carbon Dioxide Total | 0.4 | 6700 | C
322130 | 1006048 | 2023 |  | CP-3 | Natural Gas (Weighted U.S. Average) | Methane | 0 | 6700 | C
322130 | 1006048 | 2023 |  | CP-3 | Natural Gas (Weighted U.S. Average) | Methane (Co2 eq) | 0 | 6700 | C
322130 | 1006048 | 2023 |  | CP-3 | Natural Gas (Weighted U.S. Average) | Nitrous Oxide | 0 | 6700 | C
322130 | 1006048 | 2023 |  | CP-3 | Natural Gas (Weighted U.S. Average) | Nitrous Oxide (Co2 eq) | 0 | 6700 | C
322130 | 1006048 | 2023 | CCCT (CC (Turbine, combined cycle)) | EPN-1 | Natural Gas (Weighted U.S. Average) | Carbon Dioxide Biogenic | 0 | 2143414700 | C
322130 | 1006048 | 2023 | CCCT (CC (Turbine, combined cycle)) | EPN-1 | Natural Gas (Weighted U.S. Average) | Carbon Dioxide Non-Biogenic | 118329.7 | 2143414700 | C
322130 | 1006048 | 2023 | CCCT (CC (Turbine, combined cycle)) | EPN-1 | Natural Gas (Weighted U.S. Average) | Carbon Dioxide Total | 118329.7 | 2143414700 | C
322130 | 1006048 | 2023 | CCCT (CC (Turbine, combined cycle)) | EPN-1 | Natural Gas (Weighted U.S. Average) | Methane | 2.23 | 2143414700 | C
322130 | 1006048 | 2023 | CCCT (CC (Turbine, combined cycle)) | EPN-1 | Natural Gas (Weighted U.S. Average) | Methane (Co2 eq) | 55.8 | 2143414700 | C
322130 | 1006048 | 2023 | CCCT (CC (Turbine, combined cycle)) | EPN-1 | Natural Gas (Weighted U.S. Average) | Nitrous Oxide | 0.223 | 2143414700 | C
322130 | 1006048 | 2023 | CCCT (CC (Turbine, combined cycle)) | EPN-1 | Natural Gas (Weighted U.S. Average) | Nitrous Oxide (Co2 eq) | 66.5 | 2143414700 | C
322120 | 1006052 | 2023 |  | GP-NG Total | Natural Gas (Weighted U.S. Average) | Carbon Dioxide Biogenic | 0 | 0 | C
322120 | 1006052 | 2023 |  | GP-NG Total | Natural Gas (Weighted U.S. Average) | Carbon Dioxide Non-Biogenic | 107650.4 | 0 | C
322120 | 1006052 | 2023 |  | GP-NG Total | Natural Gas (Weighted U.S. Average) | Carbon Dioxide Total | 107650.4 | 0 | C
322120 | 1006052 | 2023 |  | GP-NG Total | Natural Gas (Weighted U.S. Average) | Methane | 2.03 | 0 | C
322120 | 1006052 | 2023 |  | GP-NG Total | Natural Gas (Weighted U.S. Average) | Methane (Co2 eq) | 50.7 | 0 | C
322120 | 1006052 | 2023 |  | GP-NG Total | Natural Gas (Weighted U.S. Average) | Nitrous Oxide | 0.203 | 0 | C
322120 | 1006052 | 2023 |  | GP-NG Total | Natural Gas (Weighted U.S. Average) | Nitrous Oxide (Co2 eq) | 60.5 | 0 | C
311224 | 1006054 | 2023 | S (Stoker Boiler) | Coal Boiler | Subbituminous | Carbon Dioxide Biogenic | 0 | 0 | C
311224 | 1006054 | 2023 | S (Stoker Boiler) | Coal Boiler | Subbituminous | Carbon Dioxide Non-Biogenic | 0 | 0 | C
311224 | 1006054 | 2023 | S (Stoker Boiler) | Coal Boiler | Subbituminous | Carbon Dioxide Total | 0 | 0 | C
311224 | 1006054 | 2023 | S (Stoker Boiler) | Coal Boiler | Subbituminous | Methane | 0 | 0 | C
311224 | 1006054 | 2023 | S (Stoker Boiler) | Coal Boiler | Subbituminous | Methane (Co2 eq) | 0 | 0 | C
311224 | 1006054 | 2023 | S (Stoker Boiler) | Coal Boiler | Subbituminous | Nitrous Oxide | 0 | 0 | C
311224 | 1006054 | 2023 | S (Stoker Boiler) | Coal Boiler | Subbituminous | Nitrous Oxide (Co2 eq) | 0 | 0 | C
311224 | 1006054 | 2023 | OCS (Other combustion source) | Natural Gas | Distillate Fuel Oil No. 2 | Carbon Dioxide Biogenic | 0 | 80 | C
311224 | 1006054 | 2023 | OCS (Other combustion source) | Natural Gas | Distillate Fuel Oil No. 2 | Carbon Dioxide Non-Biogenic | 0.8 | 80 | C
311224 | 1006054 | 2023 | OCS (Other combustion source) | Natural Gas | Distillate Fuel Oil No. 2 | Carbon Dioxide Total | 0.8 | 80 | C
311224 | 1006054 | 2023 | OCS (Other combustion source) | Natural Gas | Distillate Fuel Oil No. 2 | Methane | 0 | 80 | C
311224 | 1006054 | 2023 | OCS (Other combustion source) | Natural Gas | Distillate Fuel Oil No. 2 | Methane (Co2 eq) | 0 | 80 | C
311224 | 1006054 | 2023 | OCS (Other combustion source) | Natural Gas | Distillate Fuel Oil No. 2 | Nitrous Oxide | 0 | 80 | C
311224 | 1006054 | 2023 | OCS (Other combustion source) | Natural Gas | Distillate Fuel Oil No. 2 | Nitrous Oxide (Co2 eq) | 0 | 80 | C
311224 | 1006054 | 2023 | OCS (Other combustion source) | Natural Gas | Natural Gas (Weighted U.S. Average) | Carbon Dioxide Biogenic | 0 | 0 | C
311224 | 1006054 | 2023 | OCS (Other combustion source) | Natural Gas | Natural Gas (Weighted U.S. Average) | Carbon Dioxide Non-Biogenic | 70441.5 | 0 | C
311224 | 1006054 | 2023 | OCS (Other combustion source) | Natural Gas | Natural Gas (Weighted U.S. Average) | Carbon Dioxide Total | 70441.5 | 0 | C
311224 | 1006054 | 2023 | OCS (Other combustion source) | Natural Gas | Natural Gas (Weighted U.S. Average) | Methane | 1.33 | 0 | C
311224 | 1006054 | 2023 | OCS (Other combustion source) | Natural Gas | Natural Gas (Weighted U.S. Average) | Methane (Co2 eq) | 33.2 | 0 | C
311224 | 1006054 | 2023 | OCS (Other combustion source) | Natural Gas | Natural Gas (Weighted U.S. Average) | Nitrous Oxide | 0.133 | 0 | C
311224 | 1006054 | 2023 | OCS (Other combustion source) | Natural Gas | Natural Gas (Weighted U.S. Average) | Nitrous Oxide (Co2 eq) | 39.6 | 0 | C
325193 | 1006055 | 2023 | OB (Boiler, other) | Boiler | Natural Gas (Weighted U.S. Average) | Carbon Dioxide Biogenic | 0 | 1001110899 | C
325193 | 1006055 | 2023 | OB (Boiler, other) | Boiler | Natural Gas (Weighted U.S. Average) | Carbon Dioxide Non-Biogenic | 54500 | 1001110899 | C
325193 | 1006055 | 2023 | OB (Boiler, other) | Boiler | Natural Gas (Weighted U.S. Average) | Carbon Dioxide Total | 54500 | 1001110899 | C
325193 | 1006055 | 2023 | OB (Boiler, other) | Boiler | Natural Gas (Weighted U.S. Average) | Methane | 1.03 | 1001110899 | C
325193 | 1006055 | 2023 | OB (Boiler, other) | Boiler | Natural Gas (Weighted U.S. Average) | Methane (Co2 eq) | 25.7 | 1001110899 | C
325193 | 1006055 | 2023 | OB (Boiler, other) | Boiler | Natural Gas (Weighted U.S. Average) | Nitrous Oxide | 0.103 | 1001110899 | C
325193 | 1006055 | 2023 | OB (Boiler, other) | Boiler | Natural Gas (Weighted U.S. Average) | Nitrous Oxide (Co2 eq) | 30.6 | 1001110899 | C
322120 | 1006061 | 2023 |  | GP-1 | Natural Gas (Weighted U.S. Average) | Carbon Dioxide Biogenic | 0 | 0 | C
322120 | 1006061 | 2023 |  | GP-1 | Natural Gas (Weighted U.S. Average) | Carbon Dioxide Non-Biogenic | 56135.5 | 0 | C
322120 | 1006061 | 2023 |  | GP-1 | Natural Gas (Weighted U.S. Average) | Carbon Dioxide Total | 56135.5 | 0 | C
322120 | 1006061 | 2023 |  | GP-1 | Natural Gas (Weighted U.S. Average) | Methane | 1.06 | 0 | C
322120 | 1006061 | 2023 |  | GP-1 | Natural Gas (Weighted U.S. Average) | Methane (Co2 eq) | 26.4 | 0 | C
322120 | 1006061 | 2023 |  | GP-1 | Natural Gas (Weighted U.S. Average) | Nitrous Oxide | 0.106 | 0 | C
322120 | 1006061 | 2023 |  | GP-1 | Natural Gas (Weighted U.S. Average) | Nitrous Oxide (Co2 eq) | 31.5 | 0 | C
322120 | 1006061 | 2023 |  | GP-2 | Natural Gas (Weighted U.S. Average) | Carbon Dioxide Biogenic | 0 | 0 | C
322120 | 1006061 | 2023 |  | GP-2 | Natural Gas (Weighted U.S. Average) | Carbon Dioxide Non-Biogenic | 64753.3 | 0 | C
322120 | 1006061 | 2023 |  | GP-2 | Natural Gas (Weighted U.S. Average) | Carbon Dioxide Total | 64753.3 | 0 | C
322120 | 1006061 | 2023 |  | GP-2 | Natural Gas (Weighted U.S. Average) | Methane | 1.22 | 0 | C
322120 | 1006061 | 2023 |  | GP-2 | Natural Gas (Weighted U.S. Average) | Methane (Co2 eq) | 30.5 | 0 | C
322120 | 1006061 | 2023 |  | GP-2 | Natural Gas (Weighted U.S. Average) | Nitrous Oxide | 0.122 | 0 | C
322120 | 1006061 | 2023 |  | GP-2 | Natural Gas (Weighted U.S. Average) | Nitrous Oxide (Co2 eq) | 36.4 | 0 | C
311942 | 1006063 | 2023 |  | GP- Coal & Natural gas | Natural Gas (Weighted U.S. Average) | Carbon Dioxide Biogenic | 0 | 1798527520 | C
311942 | 1006063 | 2023 |  | GP- Coal & Natural gas | Natural Gas (Weighted U.S. Average) | Carbon Dioxide Non-Biogenic | 97911 | 1798527520 | C
311942 | 1006063 | 2023 |  | GP- Coal & Natural gas | Natural Gas (Weighted U.S. Average) | Carbon Dioxide Total | 97911 | 1798527520 | C
311942 | 1006063 | 2023 |  | GP- Coal & Natural gas | Natural Gas (Weighted U.S. Average) | Methane | 1.85 | 1798527520 | C
311942 | 1006063 | 2023 |  | GP- Coal & Natural gas | Natural Gas (Weighted U.S. Average) | Methane (Co2 eq) | 46.1 | 1798527520 | C
311942 | 1006063 | 2023 |  | GP- Coal & Natural gas | Natural Gas (Weighted U.S. Average) | Nitrous Oxide | 0.185 | 1798527520 | C
311942 | 1006063 | 2023 |  | GP- Coal & Natural gas | Natural Gas (Weighted U.S. Average) | Nitrous Oxide (Co2 eq) | 55 | 1798527520 | C
322120 | 1006065 | 2023 |  | GP-1 | Natural Gas (Weighted U.S. Average) | Carbon Dioxide Biogenic | 0 | 258018953 | C
322120 | 1006065 | 2023 |  | GP-1 | Natural Gas (Weighted U.S. Average) | Carbon Dioxide Non-Biogenic | 14238.1 | 258018953 | C
322120 | 1006065 | 2023 |  | GP-1 | Natural Gas (Weighted U.S. Average) | Carbon Dioxide Total | 14238.1 | 258018953 | C
322120 | 1006065 | 2023 |  | GP-1 | Natural Gas (Weighted U.S. Average) | Methane | 0.27 | 258018953 | C
322120 | 1006065 | 2023 |  | GP-1 | Natural Gas (Weighted U.S. Average) | Methane (Co2 eq) | 6.7 | 258018953 | C
322120 | 1006065 | 2023 |  | GP-1 | Natural Gas (Weighted U.S. Average) | Nitrous Oxide | 0.027 | 258018953 | C
322120 | 1006065 | 2023 |  | GP-1 | Natural Gas (Weighted U.S. Average) | Nitrous Oxide (Co2 eq) | 8 | 258018953 | C
322120 | 1006065 | 2023 |  | GP-2 | Natural Gas (Weighted U.S. Average) | Carbon Dioxide Biogenic | 0 | 2259291000 | C
322120 | 1006065 | 2023 |  | GP-2 | Natural Gas (Weighted U.S. Average) | Carbon Dioxide Non-Biogenic | 124673.1 | 2259291000 | C
322120 | 1006065 | 2023 |  | GP-2 | Natural Gas (Weighted U.S. Average) | Carbon Dioxide Total | 124673.1 | 2259291000 | C
322120 | 1006065 | 2023 |  | GP-2 | Natural Gas (Weighted U.S. Average) | Methane | 2.35 | 2259291000 | C
322120 | 1006065 | 2023 |  | GP-2 | Natural Gas (Weighted U.S. Average) | Methane (Co2 eq) | 58.7 | 2259291000 | C
322120 | 1006065 | 2023 |  | GP-2 | Natural Gas (Weighted U.S. Average) | Nitrous Oxide | 0.235 | 2259291000 | C
322120 | 1006065 | 2023 |  | GP-2 | Natural Gas (Weighted U.S. Average) | Nitrous Oxide (Co2 eq) | 70 | 2259291000 | C
325120 | 1006070 | 2023 | RICE (Reciprocating internal combustion engine) | 1-16 Gantry Crane Engine | Distillate Fuel Oil No. 2 | Carbon Dioxide Biogenic | 0 | 0 | C
325120 | 1006070 | 2023 | RICE (Reciprocating internal combustion engine) | 1-16 Gantry Crane Engine | Distillate Fuel Oil No. 2 | Carbon Dioxide Non-Biogenic | 190.1 | 0 | C
325120 | 1006070 | 2023 | RICE (Reciprocating internal combustion engine) | 1-16 Gantry Crane Engine | Distillate Fuel Oil No. 2 | Carbon Dioxide Total | 190.1 | 0 | C
325120 | 1006070 | 2023 | RICE (Reciprocating internal combustion engine) | 1-16 Gantry Crane Engine | Distillate Fuel Oil No. 2 | Methane | 0.01 | 0 | C
325120 | 1006070 | 2023 | RICE (Reciprocating internal combustion engine) | 1-16 Gantry Crane Engine | Distillate Fuel Oil No. 2 | Methane (Co2 eq) | 0.2 | 0 | C
325120 | 1006070 | 2023 | RICE (Reciprocating internal combustion engine) | 1-16 Gantry Crane Engine | Distillate Fuel Oil No. 2 | Nitrous Oxide | 0.002 | 0 | C
325120 | 1006070 | 2023 | RICE (Reciprocating internal combustion engine) | 1-16 Gantry Crane Engine | Distillate Fuel Oil No. 2 | Nitrous Oxide (Co2 eq) | 0.5 | 0 | C
325120 | 1006070 | 2023 |  | CP-CyressGasMeter | Natural Gas (Weighted U.S. Average) | Carbon Dioxide Biogenic | 0 | 0 | C
325120 | 1006070 | 2023 |  | CP-CyressGasMeter | Natural Gas (Weighted U.S. Average) | Carbon Dioxide Non-Biogenic | 105841.9 | 0 | C
325120 | 1006070 | 2023 |  | CP-CyressGasMeter | Natural Gas (Weighted U.S. Average) | Carbon Dioxide Total | 105841.9 | 0 | C
325120 | 1006070 | 2023 |  | CP-CyressGasMeter | Natural Gas (Weighted U.S. Average) | Methane | 1.99 | 0 | C
325120 | 1006070 | 2023 |  | CP-CyressGasMeter | Natural Gas (Weighted U.S. Average) | Methane (Co2 eq) | 49.9 | 0 | C
325120 | 1006070 | 2023 |  | CP-CyressGasMeter | Natural Gas (Weighted U.S. Average) | Nitrous Oxide | 0.199 | 0 | C
325120 | 1006070 | 2023 |  | CP-CyressGasMeter | Natural Gas (Weighted U.S. Average) | Nitrous Oxide (Co2 eq) | 59.4 | 0 | C
322110 | 1006080 | 2023 | OCS (Other combustion source) | CP-1 | Natural Gas (Weighted U.S. Average) | Carbon Dioxide Biogenic | 0 | 0 | C
322110 | 1006080 | 2023 | OCS (Other combustion source) | CP-1 | Natural Gas (Weighted U.S. Average) | Carbon Dioxide Non-Biogenic | 18104.6 | 0 | C
322110 | 1006080 | 2023 | OCS (Other combustion source) | CP-1 | Natural Gas (Weighted U.S. Average) | Carbon Dioxide Total | 18104.6 | 0 | C
322110 | 1006080 | 2023 | OCS (Other combustion source) | CP-1 | Natural Gas (Weighted U.S. Average) | Methane | 0.34 | 0 | C
322110 | 1006080 | 2023 | OCS (Other combustion source) | CP-1 | Natural Gas (Weighted U.S. Average) | Methane (Co2 eq) | 8.5 | 0 | C
322110 | 1006080 | 2023 | OCS (Other combustion source) | CP-1 | Natural Gas (Weighted U.S. Average) | Nitrous Oxide | 0.034 | 0 | C
322110 | 1006080 | 2023 | OCS (Other combustion source) | CP-1 | Natural Gas (Weighted U.S. Average) | Nitrous Oxide (Co2 eq) | 10.2 | 0 | C
322110 | 1006080 | 2023 | OCS (Other combustion source) | CP-2 | Natural Gas (Weighted U.S. Average) | Carbon Dioxide Biogenic | 0 | 0 | C
322110 | 1006080 | 2023 | OCS (Other combustion source) | CP-2 | Natural Gas (Weighted U.S. Average) | Carbon Dioxide Non-Biogenic | 16.3 | 0 | C
322110 | 1006080 | 2023 | OCS (Other combustion source) | CP-2 | Natural Gas (Weighted U.S. Average) | Carbon Dioxide Total | 16.3 | 0 | C
322110 | 1006080 | 2023 | OCS (Other combustion source) | CP-2 | Natural Gas (Weighted U.S. Average) | Methane | 0 | 0 | C
322110 | 1006080 | 2023 | OCS (Other combustion source) | CP-2 | Natural Gas (Weighted U.S. Average) | Methane (Co2 eq) | 0 | 0 | C
322110 | 1006080 | 2023 | OCS (Other combustion source) | CP-2 | Natural Gas (Weighted U.S. Average) | Nitrous Oxide | 0 | 0 | C
322110 | 1006080 | 2023 | OCS (Other combustion source) | CP-2 | Natural Gas (Weighted U.S. Average) | Nitrous Oxide (Co2 eq) | 0 | 0 | C
322110 | 1006080 | 2023 | OCS (Other combustion source) | GP-1 | Distillate Fuel Oil No. 2 | Carbon Dioxide Biogenic | 0 | 0 | C
322110 | 1006080 | 2023 | OCS (Other combustion source) | GP-1 | Distillate Fuel Oil No. 2 | Carbon Dioxide Non-Biogenic | 0 | 0 | C
322110 | 1006080 | 2023 | OCS (Other combustion source) | GP-1 | Distillate Fuel Oil No. 2 | Carbon Dioxide Total | 0 | 0 | C
322110 | 1006080 | 2023 | OCS (Other combustion source) | GP-1 | Distillate Fuel Oil No. 2 | Methane | 0 | 0 | C
322110 | 1006080 | 2023 | OCS (Other combustion source) | GP-1 | Distillate Fuel Oil No. 2 | Methane (Co2 eq) | 0 | 0 | C
322110 | 1006080 | 2023 | OCS (Other combustion source) | GP-1 | Distillate Fuel Oil No. 2 | Nitrous Oxide | 0 | 0 | C
322110 | 1006080 | 2023 | OCS (Other combustion source) | GP-1 | Distillate Fuel Oil No. 2 | Nitrous Oxide (Co2 eq) | 0 | 0 | C
311613 | 1006081 | 2023 |  | GP-Butler | Distillate Fuel Oil No. 2 | Carbon Dioxide Biogenic | 0 | 947 | C
311613 | 1006081 | 2023 |  | GP-Butler | Distillate Fuel Oil No. 2 | Carbon Dioxide Non-Biogenic | 9.7 | 947 | C
311613 | 1006081 | 2023 |  | GP-Butler | Distillate Fuel Oil No. 2 | Carbon Dioxide Total | 9.7 | 947 | C
311613 | 1006081 | 2023 |  | GP-Butler | Distillate Fuel Oil No. 2 | Methane | 0 | 947 | C
311613 | 1006081 | 2023 |  | GP-Butler | Distillate Fuel Oil No. 2 | Methane (Co2 eq) | 0 | 947 | C
311613 | 1006081 | 2023 |  | GP-Butler | Distillate Fuel Oil No. 2 | Nitrous Oxide | 0 | 947 | C
311613 | 1006081 | 2023 |  | GP-Butler | Distillate Fuel Oil No. 2 | Nitrous Oxide (Co2 eq) | 0 | 947 | C
311613 | 1006081 | 2023 |  | GP-Butler | Natural Gas (Weighted U.S. Average) | Carbon Dioxide Biogenic | 0 | 230390863 | C
311613 | 1006081 | 2023 |  | GP-Butler | Natural Gas (Weighted U.S. Average) | Carbon Dioxide Non-Biogenic | 12542.4 | 230390863 | C
311613 | 1006081 | 2023 |  | GP-Butler | Natural Gas (Weighted U.S. Average) | Carbon Dioxide Total | 12542.4 | 230390863 | C
311613 | 1006081 | 2023 |  | GP-Butler | Natural Gas (Weighted U.S. Average) | Methane | 0.24 | 230390863 | C
311613 | 1006081 | 2023 |  | GP-Butler | Natural Gas (Weighted U.S. Average) | Methane (Co2 eq) | 5.9 | 230390863 | C
311613 | 1006081 | 2023 |  | GP-Butler | Natural Gas (Weighted U.S. Average) | Nitrous Oxide | 0.024 | 230390863 | C
311613 | 1006081 | 2023 |  | GP-Butler | Natural Gas (Weighted U.S. Average) | Nitrous Oxide (Co2 eq) | 7 | 230390863 | C
311613 | 1006081 | 2023 |  | GP-Butler | Propane | Carbon Dioxide Biogenic | 0 | 14661 | C
311613 | 1006081 | 2023 |  | GP-Butler | Propane | Carbon Dioxide Non-Biogenic | 83.9 | 14661 | C
311613 | 1006081 | 2023 |  | GP-Butler | Propane | Carbon Dioxide Total | 83.9 | 14661 | C
311613 | 1006081 | 2023 |  | GP-Butler | Propane | Methane | 0 | 14661 | C
311613 | 1006081 | 2023 |  | GP-Butler | Propane | Methane (Co2 eq) | 0.1 | 14661 | C
311613 | 1006081 | 2023 |  | GP-Butler | Propane | Nitrous Oxide | 0.001 | 14661 | C
311613 | 1006081 | 2023 |  | GP-Butler | Propane | Nitrous Oxide (Co2 eq) | 0.2 | 14661 | C
311613 | 1006081 | 2023 |  | GP-Butler | Solid Byproducts | Carbon Dioxide Biogenic | 2353.6 | 2147 | C
311613 | 1006081 | 2023 |  | GP-Butler | Solid Byproducts | Carbon Dioxide Non-Biogenic | 0 | 2147 | C
311613 | 1006081 | 2023 |  | GP-Butler | Solid Byproducts | Carbon Dioxide Total | 2353.6 | 2147 | C
311613 | 1006081 | 2023 |  | GP-Butler | Solid Byproducts | Methane | 0.71 | 2147 | C
311613 | 1006081 | 2023 |  | GP-Butler | Solid Byproducts | Methane (Co2 eq) | 17.9 | 2147 | C
311613 | 1006081 | 2023 |  | GP-Butler | Solid Byproducts | Nitrous Oxide | 0.094 | 2147 | C
311613 | 1006081 | 2023 |  | GP-Butler | Solid Byproducts | Nitrous Oxide (Co2 eq) | 27.9 | 2147 | C
325193 | 1006083 | 2023 |  | GP-9201 | Natural Gas (Weighted U.S. Average) | Carbon Dioxide Biogenic | 0 | 0 | C
325193 | 1006083 | 2023 |  | GP-9201 | Natural Gas (Weighted U.S. Average) | Carbon Dioxide Non-Biogenic | 138839.3 | 0 | C
325193 | 1006083 | 2023 |  | GP-9201 | Natural Gas (Weighted U.S. Average) | Carbon Dioxide Total | 138839.3 | 0 | C
325193 | 1006083 | 2023 |  | GP-9201 | Natural Gas (Weighted U.S. Average) | Methane | 2.62 | 0 | C
325193 | 1006083 | 2023 |  | GP-9201 | Natural Gas (Weighted U.S. Average) | Methane (Co2 eq) | 65.4 | 0 | C
325193 | 1006083 | 2023 |  | GP-9201 | Natural Gas (Weighted U.S. Average) | Nitrous Oxide | 0.262 | 0 | C
325193 | 1006083 | 2023 |  | GP-9201 | Natural Gas (Weighted U.S. Average) | Nitrous Oxide (Co2 eq) | 78 | 0 | C
325193 | 1006084 | 2023 |  | GP-Tall Corn Ethanol,LLC d/b/a Poet | Natural Gas (Weighted U.S. Average) | Carbon Dioxide Biogenic | 0 | 0 | C
325193 | 1006084 | 2023 |  | GP-Tall Corn Ethanol,LLC d/b/a Poet | Natural Gas (Weighted U.S. Average) | Carbon Dioxide Non-Biogenic | 79460.6 | 0 | C
325193 | 1006084 | 2023 |  | GP-Tall Corn Ethanol,LLC d/b/a Poet | Natural Gas (Weighted U.S. Average) | Carbon Dioxide Total | 79460.6 | 0 | C
325193 | 1006084 | 2023 |  | GP-Tall Corn Ethanol,LLC d/b/a Poet | Natural Gas (Weighted U.S. Average) | Methane | 1.5 | 0 | C
325193 | 1006084 | 2023 |  | GP-Tall Corn Ethanol,LLC d/b/a Poet | Natural Gas (Weighted U.S. Average) | Methane (Co2 eq) | 37.4 | 0 | C
325193 | 1006084 | 2023 |  | GP-Tall Corn Ethanol,LLC d/b/a Poet | Natural Gas (Weighted U.S. Average) | Nitrous Oxide | 0.15 | 0 | C
325193 | 1006084 | 2023 |  | GP-Tall Corn Ethanol,LLC d/b/a Poet | Natural Gas (Weighted U.S. Average) | Nitrous Oxide (Co2 eq) | 44.6 | 0 | C
325311 | 1006100 | 2023 |  | AOP03 |  | Nitrous Oxide | 2863.4126 |  | V
325311 | 1006100 | 2023 | OB (Boiler, other) | Steam Boiler (98.99 MMBTU/hr) | Natural Gas (Weighted U.S. Average) | Carbon Dioxide Biogenic | 0 | 135416787 | C
325311 | 1006100 | 2023 | OB (Boiler, other) | Steam Boiler (98.99 MMBTU/hr) | Natural Gas (Weighted U.S. Average) | Carbon Dioxide Non-Biogenic | 7372 | 135416787 | C
325311 | 1006100 | 2023 | OB (Boiler, other) | Steam Boiler (98.99 MMBTU/hr) | Natural Gas (Weighted U.S. Average) | Carbon Dioxide Total | 7372 | 135416787 | C
325311 | 1006100 | 2023 | OB (Boiler, other) | Steam Boiler (98.99 MMBTU/hr) | Natural Gas (Weighted U.S. Average) | Methane | 0.14 | 135416787 | C
325311 | 1006100 | 2023 | OB (Boiler, other) | Steam Boiler (98.99 MMBTU/hr) | Natural Gas (Weighted U.S. Average) | Methane (Co2 eq) | 3.5 | 135416787 | C
325311 | 1006100 | 2023 | OB (Boiler, other) | Steam Boiler (98.99 MMBTU/hr) | Natural Gas (Weighted U.S. Average) | Nitrous Oxide | 0.014 | 135416787 | C
325311 | 1006100 | 2023 | OB (Boiler, other) | Steam Boiler (98.99 MMBTU/hr) | Natural Gas (Weighted U.S. Average) | Nitrous Oxide (Co2 eq) | 4.1 | 135416787 | C
311421 | 1006104 | 2023 |  | GP-Boilers | Natural Gas (Weighted U.S. Average) | Carbon Dioxide Biogenic | 0 | 0 | C
311421 | 1006104 | 2023 |  | GP-Boilers | Natural Gas (Weighted U.S. Average) | Carbon Dioxide Non-Biogenic | 41708.5 | 0 | C
311421 | 1006104 | 2023 |  | GP-Boilers | Natural Gas (Weighted U.S. Average) | Carbon Dioxide Total | 41708.5 | 0 | C
311421 | 1006104 | 2023 |  | GP-Boilers | Natural Gas (Weighted U.S. Average) | Methane | 0.79 | 0 | C
311421 | 1006104 | 2023 |  | GP-Boilers | Natural Gas (Weighted U.S. Average) | Methane (Co2 eq) | 19.6 | 0 | C
311421 | 1006104 | 2023 |  | GP-Boilers | Natural Gas (Weighted U.S. Average) | Nitrous Oxide | 0.079 | 0 | C
311421 | 1006104 | 2023 |  | GP-Boilers | Natural Gas (Weighted U.S. Average) | Nitrous Oxide (Co2 eq) | 23.4 | 0 | C
312120 | 1006111 | 2023 |  | GP- Boilers (all) | Natural Gas (Weighted U.S. Average) | Carbon Dioxide Biogenic | 0 | 522642000 | C
312120 | 1006111 | 2023 |  | GP- Boilers (all) | Natural Gas (Weighted U.S. Average) | Carbon Dioxide Non-Biogenic | 29773.7 | 522642000 | C
312120 | 1006111 | 2023 |  | GP- Boilers (all) | Natural Gas (Weighted U.S. Average) | Carbon Dioxide Total | 29773.7 | 522642000 | C
312120 | 1006111 | 2023 |  | GP- Boilers (all) | Natural Gas (Weighted U.S. Average) | Methane | 0.56 | 522642000 | C
312120 | 1006111 | 2023 |  | GP- Boilers (all) | Natural Gas (Weighted U.S. Average) | Methane (Co2 eq) | 14 | 522642000 | C
312120 | 1006111 | 2023 |  | GP- Boilers (all) | Natural Gas (Weighted U.S. Average) | Nitrous Oxide | 0.056 | 522642000 | C
312120 | 1006111 | 2023 |  | GP- Boilers (all) | Natural Gas (Weighted U.S. Average) | Nitrous Oxide (Co2 eq) | 16.7 | 522642000 | C
312120 | 1006111 | 2023 |  | GP- Boilers (all) | Other Biomass Gases | Carbon Dioxide Biogenic | 3428.8 | 100533987.8 | C
312120 | 1006111 | 2023 |  | GP- Boilers (all) | Other Biomass Gases | Carbon Dioxide Non-Biogenic | 0 | 100533987.8 | C
312120 | 1006111 | 2023 |  | GP- Boilers (all) | Other Biomass Gases | Carbon Dioxide Total | 3428.8 | 100533987.8 | C
312120 | 1006111 | 2023 |  | GP- Boilers (all) | Other Biomass Gases | Methane | 0.21 | 100533987.8 | C
312120 | 1006111 | 2023 |  | GP- Boilers (all) | Other Biomass Gases | Methane (Co2 eq) | 5.3 | 100533987.8 | C
312120 | 1006111 | 2023 |  | GP- Boilers (all) | Other Biomass Gases | Nitrous Oxide | 0.041 | 100533987.8 | C
312120 | 1006111 | 2023 |  | GP- Boilers (all) | Other Biomass Gases | Nitrous Oxide (Co2 eq) | 12.4 | 100533987.8 | C
325193 | 1006114 | 2023 |  | CP-Poet Alexandria | Natural Gas (Weighted U.S. Average) | Carbon Dioxide Biogenic | 0 | 0 | C
325193 | 1006114 | 2023 |  | CP-Poet Alexandria | Natural Gas (Weighted U.S. Average) | Carbon Dioxide Non-Biogenic | 138194.5 | 0 | C
325193 | 1006114 | 2023 |  | CP-Poet Alexandria | Natural Gas (Weighted U.S. Average) | Carbon Dioxide Total | 138194.5 | 0 | C
325193 | 1006114 | 2023 |  | CP-Poet Alexandria | Natural Gas (Weighted U.S. Average) | Methane | 2.6 | 0 | C
325193 | 1006114 | 2023 |  | CP-Poet Alexandria | Natural Gas (Weighted U.S. Average) | Methane (Co2 eq) | 65.1 | 0 | C
325193 | 1006114 | 2023 |  | CP-Poet Alexandria | Natural Gas (Weighted U.S. Average) | Nitrous Oxide | 0.26 | 0 | C
325193 | 1006114 | 2023 |  | CP-Poet Alexandria | Natural Gas (Weighted U.S. Average) | Nitrous Oxide (Co2 eq) | 77.6 | 0 | C
325120 | 1006115 | 2023 | OB (Boiler, other) | Boiler #1 EQT 0003 | Natural Gas (Weighted U.S. Average) | Carbon Dioxide Biogenic | 0 | 0 | C
325120 | 1006115 | 2023 | OB (Boiler, other) | Boiler #1 EQT 0003 | Natural Gas (Weighted U.S. Average) | Carbon Dioxide Non-Biogenic | 0 | 0 | C
325120 | 1006115 | 2023 | OB (Boiler, other) | Boiler #1 EQT 0003 | Natural Gas (Weighted U.S. Average) | Carbon Dioxide Total | 0 | 0 | C
325120 | 1006115 | 2023 | OB (Boiler, other) | Boiler #1 EQT 0003 | Natural Gas (Weighted U.S. Average) | Methane | 0 | 0 | C
325120 | 1006115 | 2023 | OB (Boiler, other) | Boiler #1 EQT 0003 | Natural Gas (Weighted U.S. Average) | Methane (Co2 eq) | 0 | 0 | C
325120 | 1006115 | 2023 | OB (Boiler, other) | Boiler #1 EQT 0003 | Natural Gas (Weighted U.S. Average) | Nitrous Oxide | 0 | 0 | C
325120 | 1006115 | 2023 | OB (Boiler, other) | Boiler #1 EQT 0003 | Natural Gas (Weighted U.S. Average) | Nitrous Oxide (Co2 eq) | 0 | 0 | C
325120 | 1006115 | 2023 | OCS (Other combustion source) | Cogen Unit Duct Burner EQT 0002 | Natural Gas (Weighted U.S. Average) | Carbon Dioxide Biogenic | 0 | 0 | C
325120 | 1006115 | 2023 | OCS (Other combustion source) | Cogen Unit Duct Burner EQT 0002 | Natural Gas (Weighted U.S. Average) | Carbon Dioxide Non-Biogenic | 42926.9 | 0 | C
325120 | 1006115 | 2023 | OCS (Other combustion source) | Cogen Unit Duct Burner EQT 0002 | Natural Gas (Weighted U.S. Average) | Carbon Dioxide Total | 42926.9 | 0 | C
325120 | 1006115 | 2023 | OCS (Other combustion source) | Cogen Unit Duct Burner EQT 0002 | Natural Gas (Weighted U.S. Average) | Methane | 0.81 | 0 | C
325120 | 1006115 | 2023 | OCS (Other combustion source) | Cogen Unit Duct Burner EQT 0002 | Natural Gas (Weighted U.S. Average) | Methane (Co2 eq) | 20.2 | 0 | C
325120 | 1006115 | 2023 | OCS (Other combustion source) | Cogen Unit Duct Burner EQT 0002 | Natural Gas (Weighted U.S. Average) | Nitrous Oxide | 0.081 | 0 | C
325120 | 1006115 | 2023 | OCS (Other combustion source) | Cogen Unit Duct Burner EQT 0002 | Natural Gas (Weighted U.S. Average) | Nitrous Oxide (Co2 eq) | 24.1 | 0 | C
325120 | 1006115 | 2023 | CCCT (CC (Turbine, combined cycle)) | Cogen Unit Turbine EQT 0001 | Natural Gas (Weighted U.S. Average) | Carbon Dioxide Biogenic | 0 | 0 | C
325120 | 1006115 | 2023 | CCCT (CC (Turbine, combined cycle)) | Cogen Unit Turbine EQT 0001 | Natural Gas (Weighted U.S. Average) | Carbon Dioxide Non-Biogenic | 327104 | 0 | C
325120 | 1006115 | 2023 | CCCT (CC (Turbine, combined cycle)) | Cogen Unit Turbine EQT 0001 | Natural Gas (Weighted U.S. Average) | Carbon Dioxide Total | 327104 | 0 | C
325120 | 1006115 | 2023 | CCCT (CC (Turbine, combined cycle)) | Cogen Unit Turbine EQT 0001 | Natural Gas (Weighted U.S. Average) | Methane | 6.16 | 0 | C
325120 | 1006115 | 2023 | CCCT (CC (Turbine, combined cycle)) | Cogen Unit Turbine EQT 0001 | Natural Gas (Weighted U.S. Average) | Methane (Co2 eq) | 154.1 | 0 | C
325120 | 1006115 | 2023 | CCCT (CC (Turbine, combined cycle)) | Cogen Unit Turbine EQT 0001 | Natural Gas (Weighted U.S. Average) | Nitrous Oxide | 0.616 | 0 | C
325120 | 1006115 | 2023 | CCCT (CC (Turbine, combined cycle)) | Cogen Unit Turbine EQT 0001 | Natural Gas (Weighted U.S. Average) | Nitrous Oxide (Co2 eq) | 183.7 | 0 | C
325211 | 1006120 | 2023 | OB (Boiler, other) | A Boiler H-731 A | Natural Gas (Weighted U.S. Average) | Carbon Dioxide Biogenic | 0 | 0 | C
325211 | 1006120 | 2023 | OB (Boiler, other) | A Boiler H-731 A | Natural Gas (Weighted U.S. Average) | Carbon Dioxide Non-Biogenic | 15069.9 | 0 | C
325211 | 1006120 | 2023 | OB (Boiler, other) | A Boiler H-731 A | Natural Gas (Weighted U.S. Average) | Carbon Dioxide Total | 15069.9 | 0 | C
325211 | 1006120 | 2023 | OB (Boiler, other) | A Boiler H-731 A | Natural Gas (Weighted U.S. Average) | Methane | 0.28 | 0 | C
325211 | 1006120 | 2023 | OB (Boiler, other) | A Boiler H-731 A | Natural Gas (Weighted U.S. Average) | Methane (Co2 eq) | 7.1 | 0 | C
325211 | 1006120 | 2023 | OB (Boiler, other) | A Boiler H-731 A | Natural Gas (Weighted U.S. Average) | Nitrous Oxide | 0.028 | 0 | C
325211 | 1006120 | 2023 | OB (Boiler, other) | A Boiler H-731 A | Natural Gas (Weighted U.S. Average) | Nitrous Oxide (Co2 eq) | 8.5 | 0 | C
325211 | 1006120 | 2023 | OB (Boiler, other) | B Boiler H731 B | Natural Gas (Weighted U.S. Average) | Carbon Dioxide Biogenic | 0 | 0 | C
325211 | 1006120 | 2023 | OB (Boiler, other) | B Boiler H731 B | Natural Gas (Weighted U.S. Average) | Carbon Dioxide Non-Biogenic | 20422.3 | 0 | C
325211 | 1006120 | 2023 | OB (Boiler, other) | B Boiler H731 B | Natural Gas (Weighted U.S. Average) | Carbon Dioxide Total | 20422.3 | 0 | C
325211 | 1006120 | 2023 | OB (Boiler, other) | B Boiler H731 B | Natural Gas (Weighted U.S. Average) | Methane | 0.38 | 0 | C
325211 | 1006120 | 2023 | OB (Boiler, other) | B Boiler H731 B | Natural Gas (Weighted U.S. Average) | Methane (Co2 eq) | 9.6 | 0 | C
325211 | 1006120 | 2023 | OB (Boiler, other) | B Boiler H731 B | Natural Gas (Weighted U.S. Average) | Nitrous Oxide | 0.038 | 0 | C
325211 | 1006120 | 2023 | OB (Boiler, other) | B Boiler H731 B | Natural Gas (Weighted U.S. Average) | Nitrous Oxide (Co2 eq) | 11.5 | 0 | C
325193 | 1006138 | 2023 |  | CP-bob | Natural Gas (Weighted U.S. Average) | Carbon Dioxide Biogenic | 0 | 0 | C
325193 | 1006138 | 2023 |  | CP-bob | Natural Gas (Weighted U.S. Average) | Carbon Dioxide Non-Biogenic | 96247.3 | 0 | C
325193 | 1006138 | 2023 |  | CP-bob | Natural Gas (Weighted U.S. Average) | Carbon Dioxide Total | 96247.3 | 0 | C
325193 | 1006138 | 2023 |  | CP-bob | Natural Gas (Weighted U.S. Average) | Methane | 1.81 | 0 | C
325193 | 1006138 | 2023 |  | CP-bob | Natural Gas (Weighted U.S. Average) | Methane (Co2 eq) | 45.3 | 0 | C
325193 | 1006138 | 2023 |  | CP-bob | Natural Gas (Weighted U.S. Average) | Nitrous Oxide | 0.181 | 0 | C
325193 | 1006138 | 2023 |  | CP-bob | Natural Gas (Weighted U.S. Average) | Nitrous Oxide (Co2 eq) | 54.1 | 0 | C
325193 | 1006141 | 2023 |  | CP-1 | Natural Gas (Weighted U.S. Average) | Carbon Dioxide Biogenic | 0 | 0 | C
325193 | 1006141 | 2023 |  | CP-1 | Natural Gas (Weighted U.S. Average) | Carbon Dioxide Non-Biogenic | 229481.2 | 0 | C
325193 | 1006141 | 2023 |  | CP-1 | Natural Gas (Weighted U.S. Average) | Carbon Dioxide Total | 229481.2 | 0 | C
325193 | 1006141 | 2023 |  | CP-1 | Natural Gas (Weighted U.S. Average) | Methane | 4.32 | 0 | C
325193 | 1006141 | 2023 |  | CP-1 | Natural Gas (Weighted U.S. Average) | Methane (Co2 eq) | 108.1 | 0 | C
325193 | 1006141 | 2023 |  | CP-1 | Natural Gas (Weighted U.S. Average) | Nitrous Oxide | 0.432 | 0 | C
325193 | 1006141 | 2023 |  | CP-1 | Natural Gas (Weighted U.S. Average) | Nitrous Oxide (Co2 eq) | 128.9 | 0 | C
325199 | 1006142 | 2023 | OB (Boiler, other) | Boiler 830 X | Natural Gas (Weighted U.S. Average) | Carbon Dioxide Biogenic | 0 | 246060315 | C
325199 | 1006142 | 2023 | OB (Boiler, other) | Boiler 830 X | Natural Gas (Weighted U.S. Average) | Carbon Dioxide Non-Biogenic | 13797.5 | 246060315 | C
325199 | 1006142 | 2023 | OB (Boiler, other) | Boiler 830 X | Natural Gas (Weighted U.S. Average) | Carbon Dioxide Total | 13797.5 | 246060315 | C
325199 | 1006142 | 2023 | OB (Boiler, other) | Boiler 830 X | Natural Gas (Weighted U.S. Average) | Methane | 0.26 | 246060315 | C
325199 | 1006142 | 2023 | OB (Boiler, other) | Boiler 830 X | Natural Gas (Weighted U.S. Average) | Methane (Co2 eq) | 6.5 | 246060315 | C
325199 | 1006142 | 2023 | OB (Boiler, other) | Boiler 830 X | Natural Gas (Weighted U.S. Average) | Nitrous Oxide | 0.026 | 246060315 | C
325199 | 1006142 | 2023 | OB (Boiler, other) | Boiler 830 X | Natural Gas (Weighted U.S. Average) | Nitrous Oxide (Co2 eq) | 7.7 | 246060315 | C
325199 | 1006142 | 2023 | OB (Boiler, other) | Boiler 831 X | Natural Gas (Weighted U.S. Average) | Carbon Dioxide Biogenic | 0 | 352330466 | C
325199 | 1006142 | 2023 | OB (Boiler, other) | Boiler 831 X | Natural Gas (Weighted U.S. Average) | Carbon Dioxide Non-Biogenic | 19756.5 | 352330466 | C
325199 | 1006142 | 2023 | OB (Boiler, other) | Boiler 831 X | Natural Gas (Weighted U.S. Average) | Carbon Dioxide Total | 19756.5 | 352330466 | C
325199 | 1006142 | 2023 | OB (Boiler, other) | Boiler 831 X | Natural Gas (Weighted U.S. Average) | Methane | 0.37 | 352330466 | C
325199 | 1006142 | 2023 | OB (Boiler, other) | Boiler 831 X | Natural Gas (Weighted U.S. Average) | Methane (Co2 eq) | 9.3 | 352330466 | C
325199 | 1006142 | 2023 | OB (Boiler, other) | Boiler 831 X | Natural Gas (Weighted U.S. Average) | Nitrous Oxide | 0.037 | 352330466 | C
325199 | 1006142 | 2023 | OB (Boiler, other) | Boiler 831 X | Natural Gas (Weighted U.S. Average) | Nitrous Oxide (Co2 eq) | 11.1 | 352330466 | C
325199 | 1006142 | 2023 | CH (Comfort heater) | Furnace B82LA1 | Natural Gas (Weighted U.S. Average) | Carbon Dioxide Biogenic | 0 | 1057657 | C
325199 | 1006142 | 2023 | CH (Comfort heater) | Furnace B82LA1 | Natural Gas (Weighted U.S. Average) | Carbon Dioxide Non-Biogenic | 59.3 | 1057657 | C
325199 | 1006142 | 2023 | CH (Comfort heater) | Furnace B82LA1 | Natural Gas (Weighted U.S. Average) | Carbon Dioxide Total | 59.3 | 1057657 | C
325199 | 1006142 | 2023 | CH (Comfort heater) | Furnace B82LA1 | Natural Gas (Weighted U.S. Average) | Methane | 0 | 1057657 | C
325199 | 1006142 | 2023 | CH (Comfort heater) | Furnace B82LA1 | Natural Gas (Weighted U.S. Average) | Methane (Co2 eq) | 0 | 1057657 | C
325199 | 1006142 | 2023 | CH (Comfort heater) | Furnace B82LA1 | Natural Gas (Weighted U.S. Average) | Nitrous Oxide | 0 | 1057657 | C
325199 | 1006142 | 2023 | CH (Comfort heater) | Furnace B82LA1 | Natural Gas (Weighted U.S. Average) | Nitrous Oxide (Co2 eq) | 0 | 1057657 | C
325199 | 1006142 | 2023 | CH (Comfort heater) | Furnace B84EE | Natural Gas (Weighted U.S. Average) | Carbon Dioxide Biogenic | 0 | 125678 | C
325199 | 1006142 | 2023 | CH (Comfort heater) | Furnace B84EE | Natural Gas (Weighted U.S. Average) | Carbon Dioxide Non-Biogenic | 7 | 125678 | C
325199 | 1006142 | 2023 | CH (Comfort heater) | Furnace B84EE | Natural Gas (Weighted U.S. Average) | Carbon Dioxide Total | 7 | 125678 | C
325199 | 1006142 | 2023 | CH (Comfort heater) | Furnace B84EE | Natural Gas (Weighted U.S. Average) | Methane | 0 | 125678 | C
325199 | 1006142 | 2023 | CH (Comfort heater) | Furnace B84EE | Natural Gas (Weighted U.S. Average) | Methane (Co2 eq) | 0 | 125678 | C
325199 | 1006142 | 2023 | CH (Comfort heater) | Furnace B84EE | Natural Gas (Weighted U.S. Average) | Nitrous Oxide | 0 | 125678 | C
325199 | 1006142 | 2023 | CH (Comfort heater) | Furnace B84EE | Natural Gas (Weighted U.S. Average) | Nitrous Oxide (Co2 eq) | 0 | 125678 | C
325120 | 1006145 | 2023 |  | GP-Boilers | Distillate Fuel Oil No. 2 | Carbon Dioxide Biogenic | 0 | 0 | C
325120 | 1006145 | 2023 |  | GP-Boilers | Distillate Fuel Oil No. 2 | Carbon Dioxide Non-Biogenic | 0 | 0 | C
325120 | 1006145 | 2023 |  | GP-Boilers | Distillate Fuel Oil No. 2 | Carbon Dioxide Total | 0 | 0 | C
325120 | 1006145 | 2023 |  | GP-Boilers | Distillate Fuel Oil No. 2 | Methane | 0 | 0 | C
325120 | 1006145 | 2023 |  | GP-Boilers | Distillate Fuel Oil No. 2 | Methane (Co2 eq) | 0 | 0 | C
325120 | 1006145 | 2023 |  | GP-Boilers | Distillate Fuel Oil No. 2 | Nitrous Oxide | 0 | 0 | C
325120 | 1006145 | 2023 |  | GP-Boilers | Distillate Fuel Oil No. 2 | Nitrous Oxide (Co2 eq) | 0 | 0 | C
325120 | 1006145 | 2023 |  | GP-Boilers | Natural Gas (Weighted U.S. Average) | Carbon Dioxide Biogenic | 0 | 420830000 | C
325120 | 1006145 | 2023 |  | GP-Boilers | Natural Gas (Weighted U.S. Average) | Carbon Dioxide Non-Biogenic | 22909.8 | 420830000 | C
325120 | 1006145 | 2023 |  | GP-Boilers | Natural Gas (Weighted U.S. Average) | Carbon Dioxide Total | 22909.8 | 420830000 | C
325120 | 1006145 | 2023 |  | GP-Boilers | Natural Gas (Weighted U.S. Average) | Methane | 0.43 | 420830000 | C
325120 | 1006145 | 2023 |  | GP-Boilers | Natural Gas (Weighted U.S. Average) | Methane (Co2 eq) | 10.8 | 420830000 | C
325120 | 1006145 | 2023 |  | GP-Boilers | Natural Gas (Weighted U.S. Average) | Nitrous Oxide | 0.043 | 420830000 | C
325120 | 1006145 | 2023 |  | GP-Boilers | Natural Gas (Weighted U.S. Average) | Nitrous Oxide (Co2 eq) | 12.9 | 420830000 | C
325120 | 1006145 | 2023 | TODF (Thermal oxidizer, direct fired, no heat recovery) | Thermal Oxidizer | Natural Gas (Weighted U.S. Average) | Carbon Dioxide Biogenic | 0 | 0 | C
325120 | 1006145 | 2023 | TODF (Thermal oxidizer, direct fired, no heat recovery) | Thermal Oxidizer | Natural Gas (Weighted U.S. Average) | Carbon Dioxide Non-Biogenic | 2667.5 | 0 | C
325120 | 1006145 | 2023 | TODF (Thermal oxidizer, direct fired, no heat recovery) | Thermal Oxidizer | Natural Gas (Weighted U.S. Average) | Carbon Dioxide Total | 2667.5 | 0 | C
325120 | 1006145 | 2023 | TODF (Thermal oxidizer, direct fired, no heat recovery) | Thermal Oxidizer | Natural Gas (Weighted U.S. Average) | Methane | 0.05 | 0 | C
325120 | 1006145 | 2023 | TODF (Thermal oxidizer, direct fired, no heat recovery) | Thermal Oxidizer | Natural Gas (Weighted U.S. Average) | Methane (Co2 eq) | 1.3 | 0 | C
325120 | 1006145 | 2023 | TODF (Thermal oxidizer, direct fired, no heat recovery) | Thermal Oxidizer | Natural Gas (Weighted U.S. Average) | Nitrous Oxide | 0.005 | 0 | C
325120 | 1006145 | 2023 | TODF (Thermal oxidizer, direct fired, no heat recovery) | Thermal Oxidizer | Natural Gas (Weighted U.S. Average) | Nitrous Oxide (Co2 eq) | 1.5 | 0 | C
312120 | 1006147 | 2023 |  | GP-1 | Natural Gas (Weighted U.S. Average) | Carbon Dioxide Biogenic | 0 | 940446267 | C
312120 | 1006147 | 2023 |  | GP-1 | Natural Gas (Weighted U.S. Average) | Carbon Dioxide Non-Biogenic | 52105.5 | 940446267 | C
312120 | 1006147 | 2023 |  | GP-1 | Natural Gas (Weighted U.S. Average) | Carbon Dioxide Total | 52105.5 | 940446267 | C
312120 | 1006147 | 2023 |  | GP-1 | Natural Gas (Weighted U.S. Average) | Methane | 0.98 | 940446267 | C
312120 | 1006147 | 2023 |  | GP-1 | Natural Gas (Weighted U.S. Average) | Methane (Co2 eq) | 24.6 | 940446267 | C
312120 | 1006147 | 2023 |  | GP-1 | Natural Gas (Weighted U.S. Average) | Nitrous Oxide | 0.098 | 940446267 | C
312120 | 1006147 | 2023 |  | GP-1 | Natural Gas (Weighted U.S. Average) | Nitrous Oxide (Co2 eq) | 29.3 | 940446267 | C
312120 | 1006147 | 2023 |  | GP-1 | Other Biomass Gases | Carbon Dioxide Biogenic | 3106.3 | 91077600 | C
312120 | 1006147 | 2023 |  | GP-1 | Other Biomass Gases | Carbon Dioxide Non-Biogenic | 0 | 91077600 | C
312120 | 1006147 | 2023 |  | GP-1 | Other Biomass Gases | Carbon Dioxide Total | 3106.3 | 91077600 | C
312120 | 1006147 | 2023 |  | GP-1 | Other Biomass Gases | Methane | 0.19 | 91077600 | C
312120 | 1006147 | 2023 |  | GP-1 | Other Biomass Gases | Methane (Co2 eq) | 4.8 | 91077600 | C
312120 | 1006147 | 2023 |  | GP-1 | Other Biomass Gases | Nitrous Oxide | 0.038 | 91077600 | C
312120 | 1006147 | 2023 |  | GP-1 | Other Biomass Gases | Nitrous Oxide (Co2 eq) | 11.2 | 91077600 | C
311615 | 1006155 | 2023 |  | CP-Natural Gas Boilers | Natural Gas (Weighted U.S. Average) | Carbon Dioxide Biogenic | 0 | 0 | C
311615 | 1006155 | 2023 |  | CP-Natural Gas Boilers | Natural Gas (Weighted U.S. Average) | Carbon Dioxide Non-Biogenic | 37850.3 | 0 | C
311615 | 1006155 | 2023 |  | CP-Natural Gas Boilers | Natural Gas (Weighted U.S. Average) | Carbon Dioxide Total | 37850.3 | 0 | C
311615 | 1006155 | 2023 |  | CP-Natural Gas Boilers | Natural Gas (Weighted U.S. Average) | Methane | 0.71 | 0 | C
311615 | 1006155 | 2023 |  | CP-Natural Gas Boilers | Natural Gas (Weighted U.S. Average) | Methane (Co2 eq) | 17.8 | 0 | C
311615 | 1006155 | 2023 |  | CP-Natural Gas Boilers | Natural Gas (Weighted U.S. Average) | Nitrous Oxide | 0.071 | 0 | C
311615 | 1006155 | 2023 |  | CP-Natural Gas Boilers | Natural Gas (Weighted U.S. Average) | Nitrous Oxide (Co2 eq) | 21.3 | 0 | C
311615 | 1006155 | 2023 |  | CP-Natural Gas Boilers | Propane | Carbon Dioxide Biogenic | 0 | 0 | C
311615 | 1006155 | 2023 |  | CP-Natural Gas Boilers | Propane | Carbon Dioxide Non-Biogenic | 11.3 | 0 | C
311615 | 1006155 | 2023 |  | CP-Natural Gas Boilers | Propane | Carbon Dioxide Total | 11.3 | 0 | C
311615 | 1006155 | 2023 |  | CP-Natural Gas Boilers | Propane | Methane | 0 | 0 | C
311615 | 1006155 | 2023 |  | CP-Natural Gas Boilers | Propane | Methane (Co2 eq) | 0 | 0 | C
311615 | 1006155 | 2023 |  | CP-Natural Gas Boilers | Propane | Nitrous Oxide | 0 | 0 | C
311615 | 1006155 | 2023 |  | CP-Natural Gas Boilers | Propane | Nitrous Oxide (Co2 eq) | 0 | 0 | C
322120 | 1006193 | 2023 | OB (Boiler, other) | Boiler #4 | Natural Gas (Weighted U.S. Average) | Carbon Dioxide Biogenic | 0 | 0 | C
322120 | 1006193 | 2023 | OB (Boiler, other) | Boiler #4 | Natural Gas (Weighted U.S. Average) | Carbon Dioxide Non-Biogenic | 9693 | 0 | C
322120 | 1006193 | 2023 | OB (Boiler, other) | Boiler #4 | Natural Gas (Weighted U.S. Average) | Carbon Dioxide Total | 9693 | 0 | C
322120 | 1006193 | 2023 | OB (Boiler, other) | Boiler #4 | Natural Gas (Weighted U.S. Average) | Methane | 0.18 | 0 | C
322120 | 1006193 | 2023 | OB (Boiler, other) | Boiler #4 | Natural Gas (Weighted U.S. Average) | Methane (Co2 eq) | 4.6 | 0 | C
322120 | 1006193 | 2023 | OB (Boiler, other) | Boiler #4 | Natural Gas (Weighted U.S. Average) | Nitrous Oxide | 0.018 | 0 | C
322120 | 1006193 | 2023 | OB (Boiler, other) | Boiler #4 | Natural Gas (Weighted U.S. Average) | Nitrous Oxide (Co2 eq) | 5.4 | 0 | C
322120 | 1006193 | 2023 | OB (Boiler, other) | Boiler #5 | Natural Gas (Weighted U.S. Average) | Carbon Dioxide Biogenic | 0 | 0 | C
322120 | 1006193 | 2023 | OB (Boiler, other) | Boiler #5 | Natural Gas (Weighted U.S. Average) | Carbon Dioxide Non-Biogenic | 45851.9 | 0 | C
322120 | 1006193 | 2023 | OB (Boiler, other) | Boiler #5 | Natural Gas (Weighted U.S. Average) | Carbon Dioxide Total | 45851.9 | 0 | C
322120 | 1006193 | 2023 | OB (Boiler, other) | Boiler #5 | Natural Gas (Weighted U.S. Average) | Methane | 0.86 | 0 | C
322120 | 1006193 | 2023 | OB (Boiler, other) | Boiler #5 | Natural Gas (Weighted U.S. Average) | Methane (Co2 eq) | 21.6 | 0 | C
322120 | 1006193 | 2023 | OB (Boiler, other) | Boiler #5 | Natural Gas (Weighted U.S. Average) | Nitrous Oxide | 0.086 | 0 | C
322120 | 1006193 | 2023 | OB (Boiler, other) | Boiler #5 | Natural Gas (Weighted U.S. Average) | Nitrous Oxide (Co2 eq) | 25.8 | 0 | C
322120 | 1006193 | 2023 | PD (Product or intermediate product dryer) | Paper Machine #34 | Natural Gas (Weighted U.S. Average) | Carbon Dioxide Biogenic | 0 | 0 | C
322120 | 1006193 | 2023 | PD (Product or intermediate product dryer) | Paper Machine #34 | Natural Gas (Weighted U.S. Average) | Carbon Dioxide Non-Biogenic | 9651 | 0 | C
322120 | 1006193 | 2023 | PD (Product or intermediate product dryer) | Paper Machine #34 | Natural Gas (Weighted U.S. Average) | Carbon Dioxide Total | 9651 | 0 | C
322120 | 1006193 | 2023 | PD (Product or intermediate product dryer) | Paper Machine #34 | Natural Gas (Weighted U.S. Average) | Methane | 0.18 | 0 | C
322120 | 1006193 | 2023 | PD (Product or intermediate product dryer) | Paper Machine #34 | Natural Gas (Weighted U.S. Average) | Methane (Co2 eq) | 4.5 | 0 | C
322120 | 1006193 | 2023 | PD (Product or intermediate product dryer) | Paper Machine #34 | Natural Gas (Weighted U.S. Average) | Nitrous Oxide | 0.018 | 0 | C
322120 | 1006193 | 2023 | PD (Product or intermediate product dryer) | Paper Machine #34 | Natural Gas (Weighted U.S. Average) | Nitrous Oxide (Co2 eq) | 5.4 | 0 | C
322120 | 1006193 | 2023 | PD (Product or intermediate product dryer) | Paper Machine #35 | Natural Gas (Weighted U.S. Average) | Carbon Dioxide Biogenic | 0 | 0 | C
322120 | 1006193 | 2023 | PD (Product or intermediate product dryer) | Paper Machine #35 | Natural Gas (Weighted U.S. Average) | Carbon Dioxide Non-Biogenic | 9146.6 | 0 | C
322120 | 1006193 | 2023 | PD (Product or intermediate product dryer) | Paper Machine #35 | Natural Gas (Weighted U.S. Average) | Carbon Dioxide Total | 9146.6 | 0 | C
322120 | 1006193 | 2023 | PD (Product or intermediate product dryer) | Paper Machine #35 | Natural Gas (Weighted U.S. Average) | Methane | 0.17 | 0 | C
322120 | 1006193 | 2023 | PD (Product or intermediate product dryer) | Paper Machine #35 | Natural Gas (Weighted U.S. Average) | Methane (Co2 eq) | 4.3 | 0 | C
322120 | 1006193 | 2023 | PD (Product or intermediate product dryer) | Paper Machine #35 | Natural Gas (Weighted U.S. Average) | Nitrous Oxide | 0.017 | 0 | C
322120 | 1006193 | 2023 | PD (Product or intermediate product dryer) | Paper Machine #35 | Natural Gas (Weighted U.S. Average) | Nitrous Oxide (Co2 eq) | 5.1 | 0 | C
325193 | 1006203 | 2023 |  | GP-Energy Center | Natural Gas (Weighted U.S. Average) | Carbon Dioxide Biogenic | 0 | 0 | C
325193 | 1006203 | 2023 |  | GP-Energy Center | Natural Gas (Weighted U.S. Average) | Carbon Dioxide Non-Biogenic | 104428.2 | 0 | C
325193 | 1006203 | 2023 |  | GP-Energy Center | Natural Gas (Weighted U.S. Average) | Carbon Dioxide Total | 104428.2 | 0 | C
325193 | 1006203 | 2023 |  | GP-Energy Center | Natural Gas (Weighted U.S. Average) | Methane | 1.97 | 0 | C
325193 | 1006203 | 2023 |  | GP-Energy Center | Natural Gas (Weighted U.S. Average) | Methane (Co2 eq) | 49.2 | 0 | C
325193 | 1006203 | 2023 |  | GP-Energy Center | Natural Gas (Weighted U.S. Average) | Nitrous Oxide | 0.197 | 0 | C
325193 | 1006203 | 2023 |  | GP-Energy Center | Natural Gas (Weighted U.S. Average) | Nitrous Oxide (Co2 eq) | 58.6 | 0 | C
311221 | 1006208 | 2023 |  | CP-1-Corn Plant | Natural Gas (Weighted U.S. Average) | Carbon Dioxide Biogenic | 0 | 0 | C
311221 | 1006208 | 2023 |  | CP-1-Corn Plant | Natural Gas (Weighted U.S. Average) | Carbon Dioxide Non-Biogenic | 141505.2 | 0 | C
311221 | 1006208 | 2023 |  | CP-1-Corn Plant | Natural Gas (Weighted U.S. Average) | Carbon Dioxide Total | 141505.2 | 0 | C
311221 | 1006208 | 2023 |  | CP-1-Corn Plant | Natural Gas (Weighted U.S. Average) | Methane | 2.67 | 0 | C
311221 | 1006208 | 2023 |  | CP-1-Corn Plant | Natural Gas (Weighted U.S. Average) | Methane (Co2 eq) | 66.7 | 0 | C
311221 | 1006208 | 2023 |  | CP-1-Corn Plant | Natural Gas (Weighted U.S. Average) | Nitrous Oxide | 0.267 | 0 | C
311221 | 1006208 | 2023 |  | CP-1-Corn Plant | Natural Gas (Weighted U.S. Average) | Nitrous Oxide (Co2 eq) | 79.5 | 0 | C
311221 | 1006208 | 2023 |  | CP-2 | Natural Gas (Weighted U.S. Average) | Carbon Dioxide Biogenic | 0 | 0 | C
311221 | 1006208 | 2023 |  | CP-2 | Natural Gas (Weighted U.S. Average) | Carbon Dioxide Non-Biogenic | 6167.4 | 0 | C
311221 | 1006208 | 2023 |  | CP-2 | Natural Gas (Weighted U.S. Average) | Carbon Dioxide Total | 6167.4 | 0 | C
311221 | 1006208 | 2023 |  | CP-2 | Natural Gas (Weighted U.S. Average) | Methane | 0.12 | 0 | C
311221 | 1006208 | 2023 |  | CP-2 | Natural Gas (Weighted U.S. Average) | Methane (Co2 eq) | 2.9 | 0 | C
311221 | 1006208 | 2023 |  | CP-2 | Natural Gas (Weighted U.S. Average) | Nitrous Oxide | 0.012 | 0 | C
311221 | 1006208 | 2023 |  | CP-2 | Natural Gas (Weighted U.S. Average) | Nitrous Oxide (Co2 eq) | 3.5 | 0 | C
311221 | 1006208 | 2023 |  | CP-3 | Natural Gas (Weighted U.S. Average) | Carbon Dioxide Biogenic | 0 | 0 | C
311221 | 1006208 | 2023 |  | CP-3 | Natural Gas (Weighted U.S. Average) | Carbon Dioxide Non-Biogenic | 88.8 | 0 | C
311221 | 1006208 | 2023 |  | CP-3 | Natural Gas (Weighted U.S. Average) | Carbon Dioxide Total | 88.8 | 0 | C
311221 | 1006208 | 2023 |  | CP-3 | Natural Gas (Weighted U.S. Average) | Methane | 0 | 0 | C
311221 | 1006208 | 2023 |  | CP-3 | Natural Gas (Weighted U.S. Average) | Methane (Co2 eq) | 0 | 0 | C
311221 | 1006208 | 2023 |  | CP-3 | Natural Gas (Weighted U.S. Average) | Nitrous Oxide | 0 | 0 | C
311221 | 1006208 | 2023 |  | CP-3 | Natural Gas (Weighted U.S. Average) | Nitrous Oxide (Co2 eq) | 0 | 0 | C
311221 | 1006208 | 2023 |  | CP-4 | Natural Gas (Weighted U.S. Average) | Carbon Dioxide Biogenic | 0 | 0 | C
311221 | 1006208 | 2023 |  | CP-4 | Natural Gas (Weighted U.S. Average) | Carbon Dioxide Non-Biogenic | 89.6 | 0 | C
311221 | 1006208 | 2023 |  | CP-4 | Natural Gas (Weighted U.S. Average) | Carbon Dioxide Total | 89.6 | 0 | C
311221 | 1006208 | 2023 |  | CP-4 | Natural Gas (Weighted U.S. Average) | Methane | 0 | 0 | C
311221 | 1006208 | 2023 |  | CP-4 | Natural Gas (Weighted U.S. Average) | Methane (Co2 eq) | 0 | 0 | C
311221 | 1006208 | 2023 |  | CP-4 | Natural Gas (Weighted U.S. Average) | Nitrous Oxide | 0 | 0 | C
311221 | 1006208 | 2023 |  | CP-4 | Natural Gas (Weighted U.S. Average) | Nitrous Oxide (Co2 eq) | 0.1 | 0 | C
311221 | 1006208 | 2023 | CFB (Boiler, circulating fluidized bed) | EUCOG-1 | Agricultural Byproducts | Carbon Dioxide Biogenic | 0 | 0 | C
311221 | 1006208 | 2023 | CFB (Boiler, circulating fluidized bed) | EUCOG-1 | Agricultural Byproducts | Carbon Dioxide Non-Biogenic | 0 | 0 | C
311221 | 1006208 | 2023 | CFB (Boiler, circulating fluidized bed) | EUCOG-1 | Agricultural Byproducts | Carbon Dioxide Total | 0 | 0 | C
311221 | 1006208 | 2023 | CFB (Boiler, circulating fluidized bed) | EUCOG-1 | Agricultural Byproducts | Methane | 11.18 | 0 | C
311221 | 1006208 | 2023 | CFB (Boiler, circulating fluidized bed) | EUCOG-1 | Agricultural Byproducts | Methane (Co2 eq) | 279.4 | 0 | C
311221 | 1006208 | 2023 | CFB (Boiler, circulating fluidized bed) | EUCOG-1 | Agricultural Byproducts | Nitrous Oxide | 1.467 | 0 | C
311221 | 1006208 | 2023 | CFB (Boiler, circulating fluidized bed) | EUCOG-1 | Agricultural Byproducts | Nitrous Oxide (Co2 eq) | 437.2 | 0 | C
311221 | 1006208 | 2023 | CFB (Boiler, circulating fluidized bed) | EUCOG-1 | Natural Gas (Weighted U.S. Average) | Carbon Dioxide Biogenic | 0 | 0 | C
311221 | 1006208 | 2023 | CFB (Boiler, circulating fluidized bed) | EUCOG-1 | Natural Gas (Weighted U.S. Average) | Carbon Dioxide Non-Biogenic | 0 | 0 | C
311221 | 1006208 | 2023 | CFB (Boiler, circulating fluidized bed) | EUCOG-1 | Natural Gas (Weighted U.S. Average) | Carbon Dioxide Total | 0 | 0 | C
311221 | 1006208 | 2023 | CFB (Boiler, circulating fluidized bed) | EUCOG-1 | Natural Gas (Weighted U.S. Average) | Methane | 0 | 0 | C
311221 | 1006208 | 2023 | CFB (Boiler, circulating fluidized bed) | EUCOG-1 | Natural Gas (Weighted U.S. Average) | Methane (Co2 eq) | 0.1 | 0 | C
311221 | 1006208 | 2023 | CFB (Boiler, circulating fluidized bed) | EUCOG-1 | Natural Gas (Weighted U.S. Average) | Nitrous Oxide | 0.001 | 0 | C
311221 | 1006208 | 2023 | CFB (Boiler, circulating fluidized bed) | EUCOG-1 | Natural Gas (Weighted U.S. Average) | Nitrous Oxide (Co2 eq) | 0.1 | 0 | C
311221 | 1006208 | 2023 | CFB (Boiler, circulating fluidized bed) | EUCOG-1 | Solid Byproducts | Carbon Dioxide Biogenic | 0 | 0 | C
311221 | 1006208 | 2023 | CFB (Boiler, circulating fluidized bed) | EUCOG-1 | Solid Byproducts | Carbon Dioxide Non-Biogenic | 0 | 0 | C
311221 | 1006208 | 2023 | CFB (Boiler, circulating fluidized bed) | EUCOG-1 | Solid Byproducts | Carbon Dioxide Total | 0 | 0 | C
311221 | 1006208 | 2023 | CFB (Boiler, circulating fluidized bed) | EUCOG-1 | Solid Byproducts | Methane | 0.05 | 0 | C
311221 | 1006208 | 2023 | CFB (Boiler, circulating fluidized bed) | EUCOG-1 | Solid Byproducts | Methane (Co2 eq) | 1.2 | 0 | C
311221 | 1006208 | 2023 | CFB (Boiler, circulating fluidized bed) | EUCOG-1 | Solid Byproducts | Nitrous Oxide | 0.006 | 0 | C
311221 | 1006208 | 2023 | CFB (Boiler, circulating fluidized bed) | EUCOG-1 | Solid Byproducts | Nitrous Oxide (Co2 eq) | 1.9 | 0 | C
311221 | 1006208 | 2023 | CFB (Boiler, circulating fluidized bed) | EUCOG-1 | Subbituminous | Carbon Dioxide Biogenic | 0 | 0 | C
311221 | 1006208 | 2023 | CFB (Boiler, circulating fluidized bed) | EUCOG-1 | Subbituminous | Carbon Dioxide Non-Biogenic | 0 | 0 | C
311221 | 1006208 | 2023 | CFB (Boiler, circulating fluidized bed) | EUCOG-1 | Subbituminous | Carbon Dioxide Total | 0 | 0 | C
311221 | 1006208 | 2023 | CFB (Boiler, circulating fluidized bed) | EUCOG-1 | Subbituminous | Methane | 74.03 | 0 | C
311221 | 1006208 | 2023 | CFB (Boiler, circulating fluidized bed) | EUCOG-1 | Subbituminous | Methane (Co2 eq) | 1850.8 | 0 | C
311221 | 1006208 | 2023 | CFB (Boiler, circulating fluidized bed) | EUCOG-1 | Subbituminous | Nitrous Oxide | 10.768 | 0 | C
311221 | 1006208 | 2023 | CFB (Boiler, circulating fluidized bed) | EUCOG-1 | Subbituminous | Nitrous Oxide (Co2 eq) | 3208.9 | 0 | C
311221 | 1006208 | 2023 | CFB (Boiler, circulating fluidized bed) | EUCOG-2 | Agricultural Byproducts | Carbon Dioxide Biogenic | 0 | 0 | C
311221 | 1006208 | 2023 | CFB (Boiler, circulating fluidized bed) | EUCOG-2 | Agricultural Byproducts | Carbon Dioxide Non-Biogenic | 0 | 0 | C
311221 | 1006208 | 2023 | CFB (Boiler, circulating fluidized bed) | EUCOG-2 | Agricultural Byproducts | Carbon Dioxide Total | 0 | 0 | C
311221 | 1006208 | 2023 | CFB (Boiler, circulating fluidized bed) | EUCOG-2 | Agricultural Byproducts | Methane | 8.68 | 0 | C
311221 | 1006208 | 2023 | CFB (Boiler, circulating fluidized bed) | EUCOG-2 | Agricultural Byproducts | Methane (Co2 eq) | 217.1 | 0 | C
311221 | 1006208 | 2023 | CFB (Boiler, circulating fluidized bed) | EUCOG-2 | Agricultural Byproducts | Nitrous Oxide | 1.14 | 0 | C
311221 | 1006208 | 2023 | CFB (Boiler, circulating fluidized bed) | EUCOG-2 | Agricultural Byproducts | Nitrous Oxide (Co2 eq) | 339.7 | 0 | C
311221 | 1006208 | 2023 | CFB (Boiler, circulating fluidized bed) | EUCOG-2 | Natural Gas (Weighted U.S. Average) | Carbon Dioxide Biogenic | 0 | 0 | C
311221 | 1006208 | 2023 | CFB (Boiler, circulating fluidized bed) | EUCOG-2 | Natural Gas (Weighted U.S. Average) | Carbon Dioxide Non-Biogenic | 0 | 0 | C
311221 | 1006208 | 2023 | CFB (Boiler, circulating fluidized bed) | EUCOG-2 | Natural Gas (Weighted U.S. Average) | Carbon Dioxide Total | 0 | 0 | C
311221 | 1006208 | 2023 | CFB (Boiler, circulating fluidized bed) | EUCOG-2 | Natural Gas (Weighted U.S. Average) | Methane | 0.01 | 0 | C
311221 | 1006208 | 2023 | CFB (Boiler, circulating fluidized bed) | EUCOG-2 | Natural Gas (Weighted U.S. Average) | Methane (Co2 eq) | 0.3 | 0 | C
311221 | 1006208 | 2023 | CFB (Boiler, circulating fluidized bed) | EUCOG-2 | Natural Gas (Weighted U.S. Average) | Nitrous Oxide | 0.001 | 0 | C
311221 | 1006208 | 2023 | CFB (Boiler, circulating fluidized bed) | EUCOG-2 | Natural Gas (Weighted U.S. Average) | Nitrous Oxide (Co2 eq) | 0.3 | 0 | C
311221 | 1006208 | 2023 | CFB (Boiler, circulating fluidized bed) | EUCOG-2 | Solid Byproducts | Carbon Dioxide Biogenic | 0 | 0 | C
311221 | 1006208 | 2023 | CFB (Boiler, circulating fluidized bed) | EUCOG-2 | Solid Byproducts | Carbon Dioxide Non-Biogenic | 0 | 0 | C
311221 | 1006208 | 2023 | CFB (Boiler, circulating fluidized bed) | EUCOG-2 | Solid Byproducts | Carbon Dioxide Total | 0 | 0 | C
311221 | 1006208 | 2023 | CFB (Boiler, circulating fluidized bed) | EUCOG-2 | Solid Byproducts | Methane | 0.03 | 0 | C
311221 | 1006208 | 2023 | CFB (Boiler, circulating fluidized bed) | EUCOG-2 | Solid Byproducts | Methane (Co2 eq) | 0.9 | 0 | C
311221 | 1006208 | 2023 | CFB (Boiler, circulating fluidized bed) | EUCOG-2 | Solid Byproducts | Nitrous Oxide | 0.005 | 0 | C
311221 | 1006208 | 2023 | CFB (Boiler, circulating fluidized bed) | EUCOG-2 | Solid Byproducts | Nitrous Oxide (Co2 eq) | 1.3 | 0 | C
311221 | 1006208 | 2023 | CFB (Boiler, circulating fluidized bed) | EUCOG-2 | Subbituminous | Carbon Dioxide Biogenic | 0 | 0 | C
311221 | 1006208 | 2023 | CFB (Boiler, circulating fluidized bed) | EUCOG-2 | Subbituminous | Carbon Dioxide Non-Biogenic | 0 | 0 | C
311221 | 1006208 | 2023 | CFB (Boiler, circulating fluidized bed) | EUCOG-2 | Subbituminous | Carbon Dioxide Total | 0 | 0 | C
311221 | 1006208 | 2023 | CFB (Boiler, circulating fluidized bed) | EUCOG-2 | Subbituminous | Methane | 53.5 | 0 | C
311221 | 1006208 | 2023 | CFB (Boiler, circulating fluidized bed) | EUCOG-2 | Subbituminous | Methane (Co2 eq) | 1337.4 | 0 | C
311221 | 1006208 | 2023 | CFB (Boiler, circulating fluidized bed) | EUCOG-2 | Subbituminous | Nitrous Oxide | 7.782 | 0 | C
311221 | 1006208 | 2023 | CFB (Boiler, circulating fluidized bed) | EUCOG-2 | Subbituminous | Nitrous Oxide (Co2 eq) | 2318.9 | 0 | C
311221 | 1006208 | 2023 | CFB (Boiler, circulating fluidized bed) | EUCOG-3 | Agricultural Byproducts | Carbon Dioxide Biogenic | 0 | 0 | C
311221 | 1006208 | 2023 | CFB (Boiler, circulating fluidized bed) | EUCOG-3 | Agricultural Byproducts | Carbon Dioxide Non-Biogenic | 0 | 0 | C
311221 | 1006208 | 2023 | CFB (Boiler, circulating fluidized bed) | EUCOG-3 | Agricultural Byproducts | Carbon Dioxide Total | 0 | 0 | C
311221 | 1006208 | 2023 | CFB (Boiler, circulating fluidized bed) | EUCOG-3 | Agricultural Byproducts | Methane | 10.91 | 0 | C
311221 | 1006208 | 2023 | CFB (Boiler, circulating fluidized bed) | EUCOG-3 | Agricultural Byproducts | Methane (Co2 eq) | 272.8 | 0 | C
311221 | 1006208 | 2023 | CFB (Boiler, circulating fluidized bed) | EUCOG-3 | Agricultural Byproducts | Nitrous Oxide | 1.432 | 0 | C
311221 | 1006208 | 2023 | CFB (Boiler, circulating fluidized bed) | EUCOG-3 | Agricultural Byproducts | Nitrous Oxide (Co2 eq) | 426.8 | 0 | C
311221 | 1006208 | 2023 | CFB (Boiler, circulating fluidized bed) | EUCOG-3 | Natural Gas (Weighted U.S. Average) | Carbon Dioxide Biogenic | 0 | 0 | C
311221 | 1006208 | 2023 | CFB (Boiler, circulating fluidized bed) | EUCOG-3 | Natural Gas (Weighted U.S. Average) | Carbon Dioxide Non-Biogenic | 0 | 0 | C
311221 | 1006208 | 2023 | CFB (Boiler, circulating fluidized bed) | EUCOG-3 | Natural Gas (Weighted U.S. Average) | Carbon Dioxide Total | 0 | 0 | C
311221 | 1006208 | 2023 | CFB (Boiler, circulating fluidized bed) | EUCOG-3 | Natural Gas (Weighted U.S. Average) | Methane | 0.01 | 0 | C
311221 | 1006208 | 2023 | CFB (Boiler, circulating fluidized bed) | EUCOG-3 | Natural Gas (Weighted U.S. Average) | Methane (Co2 eq) | 0.2 | 0 | C
311221 | 1006208 | 2023 | CFB (Boiler, circulating fluidized bed) | EUCOG-3 | Natural Gas (Weighted U.S. Average) | Nitrous Oxide | 0.001 | 0 | C
311221 | 1006208 | 2023 | CFB (Boiler, circulating fluidized bed) | EUCOG-3 | Natural Gas (Weighted U.S. Average) | Nitrous Oxide (Co2 eq) | 0.3 | 0 | C
311221 | 1006208 | 2023 | CFB (Boiler, circulating fluidized bed) | EUCOG-3 | Solid Byproducts | Carbon Dioxide Biogenic | 0 | 0 | C
311221 | 1006208 | 2023 | CFB (Boiler, circulating fluidized bed) | EUCOG-3 | Solid Byproducts | Carbon Dioxide Non-Biogenic | 0 | 0 | C
311221 | 1006208 | 2023 | CFB (Boiler, circulating fluidized bed) | EUCOG-3 | Solid Byproducts | Carbon Dioxide Total | 0 | 0 | C
311221 | 1006208 | 2023 | CFB (Boiler, circulating fluidized bed) | EUCOG-3 | Solid Byproducts | Methane | 0.08 | 0 | C
311221 | 1006208 | 2023 | CFB (Boiler, circulating fluidized bed) | EUCOG-3 | Solid Byproducts | Methane (Co2 eq) | 2 | 0 | C
311221 | 1006208 | 2023 | CFB (Boiler, circulating fluidized bed) | EUCOG-3 | Solid Byproducts | Nitrous Oxide | 0.011 | 0 | C
311221 | 1006208 | 2023 | CFB (Boiler, circulating fluidized bed) | EUCOG-3 | Solid Byproducts | Nitrous Oxide (Co2 eq) | 3.2 | 0 | C
311221 | 1006208 | 2023 | CFB (Boiler, circulating fluidized bed) | EUCOG-3 | Subbituminous | Carbon Dioxide Biogenic | 0 | 0 | C
311221 | 1006208 | 2023 | CFB (Boiler, circulating fluidized bed) | EUCOG-3 | Subbituminous | Carbon Dioxide Non-Biogenic | 0 | 0 | C
311221 | 1006208 | 2023 | CFB (Boiler, circulating fluidized bed) | EUCOG-3 | Subbituminous | Carbon Dioxide Total | 0 | 0 | C
311221 | 1006208 | 2023 | CFB (Boiler, circulating fluidized bed) | EUCOG-3 | Subbituminous | Methane | 76.59 | 0 | C
311221 | 1006208 | 2023 | CFB (Boiler, circulating fluidized bed) | EUCOG-3 | Subbituminous | Methane (Co2 eq) | 1914.6 | 0 | C
311221 | 1006208 | 2023 | CFB (Boiler, circulating fluidized bed) | EUCOG-3 | Subbituminous | Nitrous Oxide | 11.14 | 0 | C
311221 | 1006208 | 2023 | CFB (Boiler, circulating fluidized bed) | EUCOG-3 | Subbituminous | Nitrous Oxide (Co2 eq) | 3319.6 | 0 | C
322110 | 1006209 | 2023 |  | GP-Diesel Fire Pumps | Distillate Fuel Oil No. 2 | Carbon Dioxide Biogenic | 0 | 0 | C
322110 | 1006209 | 2023 |  | GP-Diesel Fire Pumps | Distillate Fuel Oil No. 2 | Carbon Dioxide Non-Biogenic | 9 | 0 | C
322110 | 1006209 | 2023 |  | GP-Diesel Fire Pumps | Distillate Fuel Oil No. 2 | Carbon Dioxide Total | 9 | 0 | C
322110 | 1006209 | 2023 |  | GP-Diesel Fire Pumps | Distillate Fuel Oil No. 2 | Methane | 0 | 0 | C
322110 | 1006209 | 2023 |  | GP-Diesel Fire Pumps | Distillate Fuel Oil No. 2 | Methane (Co2 eq) | 0 | 0 | C
322110 | 1006209 | 2023 |  | GP-Diesel Fire Pumps | Distillate Fuel Oil No. 2 | Nitrous Oxide | 0 | 0 | C
322110 | 1006209 | 2023 |  | GP-Diesel Fire Pumps | Distillate Fuel Oil No. 2 | Nitrous Oxide (Co2 eq) | 0 | 0 | C
322110 | 1006209 | 2023 | Pulp Mill Lime Kiln | Lime Kiln (U800) |  | Carbon Dioxide Biogenic (Spent Liquor) | 0 |  | AA
322110 | 1006209 | 2023 | Pulp Mill Lime Kiln | Lime Kiln (U800) |  | Carbon Dioxide Non-Biogenic | 30551.2 |  | AA
322110 | 1006209 | 2023 | Pulp Mill Lime Kiln | Lime Kiln (U800) |  | Methane | 1.55 |  | AA
322110 | 1006209 | 2023 | Pulp Mill Lime Kiln | Lime Kiln (U800) |  | Methane Spent Liquor | 0 |  | AA
322110 | 1006209 | 2023 | Pulp Mill Lime Kiln | Lime Kiln (U800) |  | Nitrous Oxide | 0 |  | AA
322110 | 1006209 | 2023 | Pulp Mill Lime Kiln | Lime Kiln (U800) |  | Nitrous Oxide Spent Liquor | 0 |  | AA
322110 | 1006209 | 2023 | RICE (Reciprocating internal combustion engine) | Lime Kiln Auxiliary Drive | Distillate Fuel Oil No. 2 | Carbon Dioxide Biogenic | 0 | 0 | C
322110 | 1006209 | 2023 | RICE (Reciprocating internal combustion engine) | Lime Kiln Auxiliary Drive | Distillate Fuel Oil No. 2 | Carbon Dioxide Non-Biogenic | 0.3 | 0 | C
322110 | 1006209 | 2023 | RICE (Reciprocating internal combustion engine) | Lime Kiln Auxiliary Drive | Distillate Fuel Oil No. 2 | Carbon Dioxide Total | 0.3 | 0 | C
322110 | 1006209 | 2023 | RICE (Reciprocating internal combustion engine) | Lime Kiln Auxiliary Drive | Distillate Fuel Oil No. 2 | Methane | 0 | 0 | C
322110 | 1006209 | 2023 | RICE (Reciprocating internal combustion engine) | Lime Kiln Auxiliary Drive | Distillate Fuel Oil No. 2 | Methane (Co2 eq) | 0 | 0 | C
322110 | 1006209 | 2023 | RICE (Reciprocating internal combustion engine) | Lime Kiln Auxiliary Drive | Distillate Fuel Oil No. 2 | Nitrous Oxide | 0 | 0 | C
322110 | 1006209 | 2023 | RICE (Reciprocating internal combustion engine) | Lime Kiln Auxiliary Drive | Distillate Fuel Oil No. 2 | Nitrous Oxide (Co2 eq) | 0 | 0 | C
322110 | 1006209 | 2023 | S (Stoker Boiler) | Power Boiler (U400) | Distillate Fuel Oil No. 2 | Carbon Dioxide Biogenic | 0 | 0 | C
322110 | 1006209 | 2023 | S (Stoker Boiler) | Power Boiler (U400) | Distillate Fuel Oil No. 2 | Carbon Dioxide Non-Biogenic | 0 | 0 | C
322110 | 1006209 | 2023 | S (Stoker Boiler) | Power Boiler (U400) | Distillate Fuel Oil No. 2 | Carbon Dioxide Total | 0 | 0 | C
322110 | 1006209 | 2023 | S (Stoker Boiler) | Power Boiler (U400) | Distillate Fuel Oil No. 2 | Methane | 0 | 0 | C
322110 | 1006209 | 2023 | S (Stoker Boiler) | Power Boiler (U400) | Distillate Fuel Oil No. 2 | Methane (Co2 eq) | 0 | 0 | C
322110 | 1006209 | 2023 | S (Stoker Boiler) | Power Boiler (U400) | Distillate Fuel Oil No. 2 | Nitrous Oxide | 0 | 0 | C
322110 | 1006209 | 2023 | S (Stoker Boiler) | Power Boiler (U400) | Distillate Fuel Oil No. 2 | Nitrous Oxide (Co2 eq) | 0 | 0 | C
322110 | 1006209 | 2023 | S (Stoker Boiler) | Power Boiler (U400) | Natural Gas (Weighted U.S. Average) | Carbon Dioxide Biogenic | 0 | 0 | C
322110 | 1006209 | 2023 | S (Stoker Boiler) | Power Boiler (U400) | Natural Gas (Weighted U.S. Average) | Carbon Dioxide Non-Biogenic | 29286.5 | 0 | C
322110 | 1006209 | 2023 | S (Stoker Boiler) | Power Boiler (U400) | Natural Gas (Weighted U.S. Average) | Carbon Dioxide Total | 29286.5 | 0 | C
322110 | 1006209 | 2023 | S (Stoker Boiler) | Power Boiler (U400) | Natural Gas (Weighted U.S. Average) | Methane | 0.55 | 0 | C
322110 | 1006209 | 2023 | S (Stoker Boiler) | Power Boiler (U400) | Natural Gas (Weighted U.S. Average) | Methane (Co2 eq) | 13.8 | 0 | C
322110 | 1006209 | 2023 | S (Stoker Boiler) | Power Boiler (U400) | Natural Gas (Weighted U.S. Average) | Nitrous Oxide | 0.055 | 0 | C
322110 | 1006209 | 2023 | S (Stoker Boiler) | Power Boiler (U400) | Natural Gas (Weighted U.S. Average) | Nitrous Oxide (Co2 eq) | 16.4 | 0 | C
322110 | 1006209 | 2023 | S (Stoker Boiler) | Power Boiler (U400) | Wood and Wood Residuals (dry basis) | Carbon Dioxide Biogenic | 294959.2 | 0 | C
322110 | 1006209 | 2023 | S (Stoker Boiler) | Power Boiler (U400) | Wood and Wood Residuals (dry basis) | Carbon Dioxide Non-Biogenic | 0 | 0 | C
322110 | 1006209 | 2023 | S (Stoker Boiler) | Power Boiler (U400) | Wood and Wood Residuals (dry basis) | Carbon Dioxide Total | 294959.2 | 0 | C
322110 | 1006209 | 2023 | S (Stoker Boiler) | Power Boiler (U400) | Wood and Wood Residuals (dry basis) | Methane | 22.64 | 0 | C
322110 | 1006209 | 2023 | S (Stoker Boiler) | Power Boiler (U400) | Wood and Wood Residuals (dry basis) | Methane (Co2 eq) | 566 | 0 | C
322110 | 1006209 | 2023 | S (Stoker Boiler) | Power Boiler (U400) | Wood and Wood Residuals (dry basis) | Nitrous Oxide | 11.32 | 0 | C
322110 | 1006209 | 2023 | S (Stoker Boiler) | Power Boiler (U400) | Wood and Wood Residuals (dry basis) | Nitrous Oxide (Co2 eq) | 3373.5 | 0 | C
322110 | 1006209 | 2023 | Chemical Recovery Furnace | Recovery Furnace (U500) |  | Carbon Dioxide Biogenic (Spent Liquor) | 1460938 |  | AA | [9 empty] | 45 | 1980 | B&W | 4.8 |  | 2 | SR | 1175 | 950 | 810
322110 | 1006209 | 2023 | Chemical Recovery Furnace | Recovery Furnace (U500) |  | Carbon Dioxide Non-Biogenic | 8269.7 |  | AA | [9 empty] | 45 | 1980 | B&W | 4.8 |  | 2 | SR | 1175 | 950 | 810
322110 | 1006209 | 2023 | Chemical Recovery Furnace | Recovery Furnace (U500) |  | Methane | 0.26 |  | AA | [9 empty] | 45 | 1980 | B&W | 4.8 |  | 2 | SR | 1175 | 950 | 810
322110 | 1006209 | 2023 | Chemical Recovery Furnace | Recovery Furnace (U500) |  | Methane Spent Liquor | 29.4 |  | AA | [9 empty] | 45 | 1980 | B&W | 4.8 |  | 2 | SR | 1175 | 950 | 810
322110 | 1006209 | 2023 | Chemical Recovery Furnace | Recovery Furnace (U500) |  | Nitrous Oxide | 0.047 |  | AA | [9 empty] | 45 | 1980 | B&W | 4.8 |  | 2 | SR | 1175 | 950 | 810
322110 | 1006209 | 2023 | Chemical Recovery Furnace | Recovery Furnace (U500) |  | Nitrous Oxide Spent Liquor | 6.5 |  | AA | [9 empty] | 45 | 1980 | B&W | 4.8 |  | 2 | SR | 1175 | 950 | 810
311613 | 1006213 | 2023 |  | GP- Rose Hill | Distillate Fuel Oil No. 2 | Carbon Dioxide Biogenic | 0 | 0 | C
311613 | 1006213 | 2023 |  | GP- Rose Hill | Distillate Fuel Oil No. 2 | Carbon Dioxide Non-Biogenic | 0 | 0 | C
311613 | 1006213 | 2023 |  | GP- Rose Hill | Distillate Fuel Oil No. 2 | Carbon Dioxide Total | 0 | 0 | C
311613 | 1006213 | 2023 |  | GP- Rose Hill | Distillate Fuel Oil No. 2 | Methane | 0 | 0 | C
311613 | 1006213 | 2023 |  | GP- Rose Hill | Distillate Fuel Oil No. 2 | Methane (Co2 eq) | 0 | 0 | C
311613 | 1006213 | 2023 |  | GP- Rose Hill | Distillate Fuel Oil No. 2 | Nitrous Oxide | 0 | 0 | C
311613 | 1006213 | 2023 |  | GP- Rose Hill | Distillate Fuel Oil No. 2 | Nitrous Oxide (Co2 eq) | 0 | 0 | C
311613 | 1006213 | 2023 |  | GP- Rose Hill | Natural Gas (Weighted U.S. Average) | Carbon Dioxide Biogenic | 0 | 0 | C
311613 | 1006213 | 2023 |  | GP- Rose Hill | Natural Gas (Weighted U.S. Average) | Carbon Dioxide Non-Biogenic | 40159.6 | 0 | C
311613 | 1006213 | 2023 |  | GP- Rose Hill | Natural Gas (Weighted U.S. Average) | Carbon Dioxide Total | 40159.6 | 0 | C
311613 | 1006213 | 2023 |  | GP- Rose Hill | Natural Gas (Weighted U.S. Average) | Methane | 0.76 | 0 | C
311613 | 1006213 | 2023 |  | GP- Rose Hill | Natural Gas (Weighted U.S. Average) | Methane (Co2 eq) | 18.9 | 0 | C
311613 | 1006213 | 2023 |  | GP- Rose Hill | Natural Gas (Weighted U.S. Average) | Nitrous Oxide | 0.076 | 0 | C
311613 | 1006213 | 2023 |  | GP- Rose Hill | Natural Gas (Weighted U.S. Average) | Nitrous Oxide (Co2 eq) | 22.6 | 0 | C
325211 | 1006214 | 2023 |  | GP-001 | Natural Gas (Weighted U.S. Average) | Carbon Dioxide Biogenic | 0 | 489575262 | C
325211 | 1006214 | 2023 |  | GP-001 | Natural Gas (Weighted U.S. Average) | Carbon Dioxide Non-Biogenic | 28875.8 | 489575262 | C
325211 | 1006214 | 2023 |  | GP-001 | Natural Gas (Weighted U.S. Average) | Carbon Dioxide Total | 28875.8 | 489575262 | C
325211 | 1006214 | 2023 |  | GP-001 | Natural Gas (Weighted U.S. Average) | Methane | 0.54 | 489575262 | C
325211 | 1006214 | 2023 |  | GP-001 | Natural Gas (Weighted U.S. Average) | Methane (Co2 eq) | 13.6 | 489575262 | C
325211 | 1006214 | 2023 |  | GP-001 | Natural Gas (Weighted U.S. Average) | Nitrous Oxide | 0.054 | 489575262 | C
325211 | 1006214 | 2023 |  | GP-001 | Natural Gas (Weighted U.S. Average) | Nitrous Oxide (Co2 eq) | 16.2 | 489575262 | C
325211 | 1006214 | 2023 |  | GP-001 | Propane | Carbon Dioxide Biogenic | 0 | 79400 | C
325211 | 1006214 | 2023 |  | GP-001 | Propane | Carbon Dioxide Non-Biogenic | 454.3 | 79400 | C
325211 | 1006214 | 2023 |  | GP-001 | Propane | Carbon Dioxide Total | 454.3 | 79400 | C
325211 | 1006214 | 2023 |  | GP-001 | Propane | Methane | 0.02 | 79400 | C
325211 | 1006214 | 2023 |  | GP-001 | Propane | Methane (Co2 eq) | 0.5 | 79400 | C
325211 | 1006214 | 2023 |  | GP-001 | Propane | Nitrous Oxide | 0.004 | 79400 | C
325211 | 1006214 | 2023 |  | GP-001 | Propane | Nitrous Oxide (Co2 eq) | 1.3 | 79400 | C
325312 | 1006242 | 2023 | PRH (Process Heater) | 103 | Distillate Fuel Oil No. 2 | Carbon Dioxide Biogenic | 0 | 0 | C
325312 | 1006242 | 2023 | PRH (Process Heater) | 103 | Distillate Fuel Oil No. 2 | Carbon Dioxide Non-Biogenic | 0 | 0 | C
325312 | 1006242 | 2023 | PRH (Process Heater) | 103 | Distillate Fuel Oil No. 2 | Carbon Dioxide Total | 0 | 0 | C
325312 | 1006242 | 2023 | PRH (Process Heater) | 103 | Distillate Fuel Oil No. 2 | Methane | 0 | 0 | C
325312 | 1006242 | 2023 | PRH (Process Heater) | 103 | Distillate Fuel Oil No. 2 | Methane (Co2 eq) | 0 | 0 | C
325312 | 1006242 | 2023 | PRH (Process Heater) | 103 | Distillate Fuel Oil No. 2 | Nitrous Oxide | 0 | 0 | C
325312 | 1006242 | 2023 | PRH (Process Heater) | 103 | Distillate Fuel Oil No. 2 | Nitrous Oxide (Co2 eq) | 0 | 0 | C
325312 | 1006242 | 2023 | PRH (Process Heater) | 104 | Distillate Fuel Oil No. 2 | Carbon Dioxide Biogenic | 0 | 0 | C
325312 | 1006242 | 2023 | PRH (Process Heater) | 104 | Distillate Fuel Oil No. 2 | Carbon Dioxide Non-Biogenic | 199.7 | 0 | C
325312 | 1006242 | 2023 | PRH (Process Heater) | 104 | Distillate Fuel Oil No. 2 | Carbon Dioxide Total | 199.7 | 0 | C
325312 | 1006242 | 2023 | PRH (Process Heater) | 104 | Distillate Fuel Oil No. 2 | Methane | 0.01 | 0 | C
325312 | 1006242 | 2023 | PRH (Process Heater) | 104 | Distillate Fuel Oil No. 2 | Methane (Co2 eq) | 0.2 | 0 | C
325312 | 1006242 | 2023 | PRH (Process Heater) | 104 | Distillate Fuel Oil No. 2 | Nitrous Oxide | 0.002 | 0 | C
325312 | 1006242 | 2023 | PRH (Process Heater) | 104 | Distillate Fuel Oil No. 2 | Nitrous Oxide (Co2 eq) | 0.5 | 0 | C
325312 | 1006242 | 2023 | PRH (Process Heater) | 105 | Distillate Fuel Oil No. 2 | Carbon Dioxide Biogenic | 0 | 0 | C
325312 | 1006242 | 2023 | PRH (Process Heater) | 105 | Distillate Fuel Oil No. 2 | Carbon Dioxide Non-Biogenic | 0 | 0 | C
325312 | 1006242 | 2023 | PRH (Process Heater) | 105 | Distillate Fuel Oil No. 2 | Carbon Dioxide Total | 0 | 0 | C
325312 | 1006242 | 2023 | PRH (Process Heater) | 105 | Distillate Fuel Oil No. 2 | Methane | 0 | 0 | C
325312 | 1006242 | 2023 | PRH (Process Heater) | 105 | Distillate Fuel Oil No. 2 | Methane (Co2 eq) | 0 | 0 | C
325312 | 1006242 | 2023 | PRH (Process Heater) | 105 | Distillate Fuel Oil No. 2 | Nitrous Oxide | 0 | 0 | C
325312 | 1006242 | 2023 | PRH (Process Heater) | 105 | Distillate Fuel Oil No. 2 | Nitrous Oxide (Co2 eq) | 0 | 0 | C
325312 | 1006242 | 2023 | OB (Boiler, other) | 110 | Distillate Fuel Oil No. 2 | Carbon Dioxide Biogenic | 0 | 0 | C
325312 | 1006242 | 2023 | OB (Boiler, other) | 110 | Distillate Fuel Oil No. 2 | Carbon Dioxide Non-Biogenic | 7171.3 | 0 | C
325312 | 1006242 | 2023 | OB (Boiler, other) | 110 | Distillate Fuel Oil No. 2 | Carbon Dioxide Total | 7171.3 | 0 | C
325312 | 1006242 | 2023 | OB (Boiler, other) | 110 | Distillate Fuel Oil No. 2 | Methane | 0.29 | 0 | C
325312 | 1006242 | 2023 | OB (Boiler, other) | 110 | Distillate Fuel Oil No. 2 | Methane (Co2 eq) | 7.3 | 0 | C
325312 | 1006242 | 2023 | OB (Boiler, other) | 110 | Distillate Fuel Oil No. 2 | Nitrous Oxide | 0.058 | 0 | C
325312 | 1006242 | 2023 | OB (Boiler, other) | 110 | Distillate Fuel Oil No. 2 | Nitrous Oxide (Co2 eq) | 17.3 | 0 | C
325312 | 1006242 | 2023 | K (Kiln) | 210 | Residual Fuel Oil No. 6 | Carbon Dioxide Biogenic | 0 | 0 | C
325312 | 1006242 | 2023 | K (Kiln) | 210 | Residual Fuel Oil No. 6 | Carbon Dioxide Non-Biogenic | 0 | 0 | C
325312 | 1006242 | 2023 | K (Kiln) | 210 | Residual Fuel Oil No. 6 | Carbon Dioxide Total | 0 | 0 | C
325312 | 1006242 | 2023 | K (Kiln) | 210 | Residual Fuel Oil No. 6 | Methane | 0 | 0 | C
325312 | 1006242 | 2023 | K (Kiln) | 210 | Residual Fuel Oil No. 6 | Methane (Co2 eq) | 0 | 0 | C
325312 | 1006242 | 2023 | K (Kiln) | 210 | Residual Fuel Oil No. 6 | Nitrous Oxide | 0 | 0 | C
325312 | 1006242 | 2023 | K (Kiln) | 210 | Residual Fuel Oil No. 6 | Nitrous Oxide (Co2 eq) | 0 | 0 | C
325312 | 1006242 | 2023 | PRH (Process Heater) | 302 | Residual Fuel Oil No. 6 | Carbon Dioxide Biogenic | 0 | 0 | C
325312 | 1006242 | 2023 | PRH (Process Heater) | 302 | Residual Fuel Oil No. 6 | Carbon Dioxide Non-Biogenic | 3711.2 | 0 | C
325312 | 1006242 | 2023 | PRH (Process Heater) | 302 | Residual Fuel Oil No. 6 | Carbon Dioxide Total | 3711.2 | 0 | C
325312 | 1006242 | 2023 | PRH (Process Heater) | 302 | Residual Fuel Oil No. 6 | Methane | 0.15 | 0 | C
325312 | 1006242 | 2023 | PRH (Process Heater) | 302 | Residual Fuel Oil No. 6 | Methane (Co2 eq) | 3.7 | 0 | C
325312 | 1006242 | 2023 | PRH (Process Heater) | 302 | Residual Fuel Oil No. 6 | Nitrous Oxide | 0.03 | 0 | C
325312 | 1006242 | 2023 | PRH (Process Heater) | 302 | Residual Fuel Oil No. 6 | Nitrous Oxide (Co2 eq) | 8.8 | 0 | C
325312 | 1006242 | 2023 | PRH (Process Heater) | 303 | Residual Fuel Oil No. 6 | Carbon Dioxide Biogenic | 0 | 0 | C
325312 | 1006242 | 2023 | PRH (Process Heater) | 303 | Residual Fuel Oil No. 6 | Carbon Dioxide Non-Biogenic | 1240.5 | 0 | C
325312 | 1006242 | 2023 | PRH (Process Heater) | 303 | Residual Fuel Oil No. 6 | Carbon Dioxide Total | 1240.5 | 0 | C
325312 | 1006242 | 2023 | PRH (Process Heater) | 303 | Residual Fuel Oil No. 6 | Methane | 0.05 | 0 | C
325312 | 1006242 | 2023 | PRH (Process Heater) | 303 | Residual Fuel Oil No. 6 | Methane (Co2 eq) | 1.2 | 0 | C
325312 | 1006242 | 2023 | PRH (Process Heater) | 303 | Residual Fuel Oil No. 6 | Nitrous Oxide | 0.01 | 0 | C
325312 | 1006242 | 2023 | PRH (Process Heater) | 303 | Residual Fuel Oil No. 6 | Nitrous Oxide (Co2 eq) | 3 | 0 | C
325312 | 1006242 | 2023 | K (Kiln) | 701 | Subbituminous | Carbon Dioxide Biogenic | 0 | 0 | C
325312 | 1006242 | 2023 | K (Kiln) | 701 | Subbituminous | Carbon Dioxide Non-Biogenic | 0 | 0 | C
325312 | 1006242 | 2023 | K (Kiln) | 701 | Subbituminous | Carbon Dioxide Total | 0 | 0 | C
325312 | 1006242 | 2023 | K (Kiln) | 701 | Subbituminous | Methane | 0 | 0 | C
325312 | 1006242 | 2023 | K (Kiln) | 701 | Subbituminous | Methane (Co2 eq) | 0 | 0 | C
325312 | 1006242 | 2023 | K (Kiln) | 701 | Subbituminous | Nitrous Oxide | 0 | 0 | C
325312 | 1006242 | 2023 | K (Kiln) | 701 | Subbituminous | Nitrous Oxide (Co2 eq) | 0 | 0 | C
325312 | 1006242 | 2023 |  | GP-001 | Propane Gas | Carbon Dioxide Biogenic | 0 | 0 | C
325312 | 1006242 | 2023 |  | GP-001 | Propane Gas | Carbon Dioxide Non-Biogenic | 306.3 | 0 | C
325312 | 1006242 | 2023 |  | GP-001 | Propane Gas | Carbon Dioxide Total | 306.3 | 0 | C
325312 | 1006242 | 2023 |  | GP-001 | Propane Gas | Methane | 0.01 | 0 | C
325312 | 1006242 | 2023 |  | GP-001 | Propane Gas | Methane (Co2 eq) | 0.4 | 0 | C
325312 | 1006242 | 2023 |  | GP-001 | Propane Gas | Nitrous Oxide | 0.003 | 0 | C
325312 | 1006242 | 2023 |  | GP-001 | Propane Gas | Nitrous Oxide (Co2 eq) | 0.9 | 0 | C
325312 | 1006242 | 2023 |  | GP-002 | Distillate Fuel Oil No. 2 | Carbon Dioxide Biogenic | 0 | 0 | C
325312 | 1006242 | 2023 |  | GP-002 | Distillate Fuel Oil No. 2 | Carbon Dioxide Non-Biogenic | 119.9 | 0 | C
325312 | 1006242 | 2023 |  | GP-002 | Distillate Fuel Oil No. 2 | Carbon Dioxide Total | 119.9 | 0 | C
325312 | 1006242 | 2023 |  | GP-002 | Distillate Fuel Oil No. 2 | Methane | 0 | 0 | C
325312 | 1006242 | 2023 |  | GP-002 | Distillate Fuel Oil No. 2 | Methane (Co2 eq) | 0.1 | 0 | C
325312 | 1006242 | 2023 |  | GP-002 | Distillate Fuel Oil No. 2 | Nitrous Oxide | 0.001 | 0 | C
325312 | 1006242 | 2023 |  | GP-002 | Distillate Fuel Oil No. 2 | Nitrous Oxide (Co2 eq) | 0.3 | 0 | C
325312 | 1006242 | 2023 |  | GP-003 | Distillate Fuel Oil No. 2 | Carbon Dioxide Biogenic | 0 | 0 | C
325312 | 1006242 | 2023 |  | GP-003 | Distillate Fuel Oil No. 2 | Carbon Dioxide Non-Biogenic | 1031.6 | 0 | C
325312 | 1006242 | 2023 |  | GP-003 | Distillate Fuel Oil No. 2 | Carbon Dioxide Total | 1031.6 | 0 | C
325312 | 1006242 | 2023 |  | GP-003 | Distillate Fuel Oil No. 2 | Methane | 0.04 | 0 | C
325312 | 1006242 | 2023 |  | GP-003 | Distillate Fuel Oil No. 2 | Methane (Co2 eq) | 1 | 0 | C
325312 | 1006242 | 2023 |  | GP-003 | Distillate Fuel Oil No. 2 | Nitrous Oxide | 0.008 | 0 | C
325312 | 1006242 | 2023 |  | GP-003 | Distillate Fuel Oil No. 2 | Nitrous Oxide (Co2 eq) | 2.5 | 0 | C
325312 | 1006242 | 2023 |  | GP-003 | Other Oil (>401 deg F) | Carbon Dioxide Biogenic | 0 | 0 | C
325312 | 1006242 | 2023 |  | GP-003 | Other Oil (>401 deg F) | Carbon Dioxide Non-Biogenic | 0 | 0 | C
325312 | 1006242 | 2023 |  | GP-003 | Other Oil (>401 deg F) | Carbon Dioxide Total | 0 | 0 | C
325312 | 1006242 | 2023 |  | GP-003 | Other Oil (>401 deg F) | Methane | 0 | 0 | C
325312 | 1006242 | 2023 |  | GP-003 | Other Oil (>401 deg F) | Methane (Co2 eq) | 0 | 0 | C
325312 | 1006242 | 2023 |  | GP-003 | Other Oil (>401 deg F) | Nitrous Oxide | 0 | 0 | C
325312 | 1006242 | 2023 |  | GP-003 | Other Oil (>401 deg F) | Nitrous Oxide (Co2 eq) | 0 | 0 | C
325312 | 1006242 | 2023 |  | GP-003 | Residual Fuel Oil No. 6 | Carbon Dioxide Biogenic | 0 | 0 | C
325312 | 1006242 | 2023 |  | GP-003 | Residual Fuel Oil No. 6 | Carbon Dioxide Non-Biogenic | 21808.8 | 0 | C
325312 | 1006242 | 2023 |  | GP-003 | Residual Fuel Oil No. 6 | Carbon Dioxide Total | 21808.8 | 0 | C
325312 | 1006242 | 2023 |  | GP-003 | Residual Fuel Oil No. 6 | Methane | 0.87 | 0 | C
325312 | 1006242 | 2023 |  | GP-003 | Residual Fuel Oil No. 6 | Methane (Co2 eq) | 21.8 | 0 | C
325312 | 1006242 | 2023 |  | GP-003 | Residual Fuel Oil No. 6 | Nitrous Oxide | 0.174 | 0 | C
325312 | 1006242 | 2023 |  | GP-003 | Residual Fuel Oil No. 6 | Nitrous Oxide (Co2 eq) | 51.9 | 0 | C
325312 | 1006242 | 2023 |  | GP-003 | Subbituminous | Carbon Dioxide Biogenic | 0 | 0 | C
325312 | 1006242 | 2023 |  | GP-003 | Subbituminous | Carbon Dioxide Non-Biogenic | 112507.9 | 0 | C
325312 | 1006242 | 2023 |  | GP-003 | Subbituminous | Carbon Dioxide Total | 112507.9 | 0 | C
325312 | 1006242 | 2023 |  | GP-003 | Subbituminous | Methane | 12.74 | 0 | C
325312 | 1006242 | 2023 |  | GP-003 | Subbituminous | Methane (Co2 eq) | 318.4 | 0 | C
325312 | 1006242 | 2023 |  | GP-003 | Subbituminous | Nitrous Oxide | 1.853 | 0 | C
325312 | 1006242 | 2023 |  | GP-003 | Subbituminous | Nitrous Oxide (Co2 eq) | 552.1 | 0 | C
325193 | 1006245 | 2023 |  | GP-AllCombustion | Natural Gas (Weighted U.S. Average) | Carbon Dioxide Biogenic | 0 | 0 | C
325193 | 1006245 | 2023 |  | GP-AllCombustion | Natural Gas (Weighted U.S. Average) | Carbon Dioxide Non-Biogenic | 210997.4 | 0 | C
325193 | 1006245 | 2023 |  | GP-AllCombustion | Natural Gas (Weighted U.S. Average) | Carbon Dioxide Total | 210997.4 | 0 | C
325193 | 1006245 | 2023 |  | GP-AllCombustion | Natural Gas (Weighted U.S. Average) | Methane | 3.98 | 0 | C
325193 | 1006245 | 2023 |  | GP-AllCombustion | Natural Gas (Weighted U.S. Average) | Methane (Co2 eq) | 99.4 | 0 | C
325193 | 1006245 | 2023 |  | GP-AllCombustion | Natural Gas (Weighted U.S. Average) | Nitrous Oxide | 0.398 | 0 | C
325193 | 1006245 | 2023 |  | GP-AllCombustion | Natural Gas (Weighted U.S. Average) | Nitrous Oxide (Co2 eq) | 118.5 | 0 | C
322130 | 1006256 | 2023 | Pulp Mill Lime Kiln | Lime Kiln 69-04 |  | Carbon Dioxide Biogenic (Spent Liquor) | 0 |  | AA
322130 | 1006256 | 2023 | Pulp Mill Lime Kiln | Lime Kiln 69-04 |  | Carbon Dioxide Non-Biogenic | 37288.8 |  | AA
322130 | 1006256 | 2023 | Pulp Mill Lime Kiln | Lime Kiln 69-04 |  | Methane | 1.49 |  | AA
322130 | 1006256 | 2023 | Pulp Mill Lime Kiln | Lime Kiln 69-04 |  | Methane Spent Liquor | 0 |  | AA
322130 | 1006256 | 2023 | Pulp Mill Lime Kiln | Lime Kiln 69-04 |  | Nitrous Oxide | 0 |  | AA
322130 | 1006256 | 2023 | Pulp Mill Lime Kiln | Lime Kiln 69-04 |  | Nitrous Oxide Spent Liquor | 0 |  | AA
322130 | 1006256 | 2023 | S (Stoker Boiler) | No. 1 Power Boiler 69-03 | Natural Gas (Weighted U.S. Average) | Carbon Dioxide Biogenic | 0 | 0 | C
322130 | 1006256 | 2023 | S (Stoker Boiler) | No. 1 Power Boiler 69-03 | Natural Gas (Weighted U.S. Average) | Carbon Dioxide Non-Biogenic | 59210.8 | 0 | C
322130 | 1006256 | 2023 | S (Stoker Boiler) | No. 1 Power Boiler 69-03 | Natural Gas (Weighted U.S. Average) | Carbon Dioxide Total | 59210.8 | 0 | C
322130 | 1006256 | 2023 | S (Stoker Boiler) | No. 1 Power Boiler 69-03 | Natural Gas (Weighted U.S. Average) | Methane | 1.12 | 0 | C
322130 | 1006256 | 2023 | S (Stoker Boiler) | No. 1 Power Boiler 69-03 | Natural Gas (Weighted U.S. Average) | Methane (Co2 eq) | 27.9 | 0 | C
322130 | 1006256 | 2023 | S (Stoker Boiler) | No. 1 Power Boiler 69-03 | Natural Gas (Weighted U.S. Average) | Nitrous Oxide | 0.112 | 0 | C
322130 | 1006256 | 2023 | S (Stoker Boiler) | No. 1 Power Boiler 69-03 | Natural Gas (Weighted U.S. Average) | Nitrous Oxide (Co2 eq) | 33.3 | 0 | C
322130 | 1006256 | 2023 | S (Stoker Boiler) | No. 1 Power Boiler 69-03 | Used Oil | Carbon Dioxide Biogenic | 0 | 0 | C
322130 | 1006256 | 2023 | S (Stoker Boiler) | No. 1 Power Boiler 69-03 | Used Oil | Carbon Dioxide Non-Biogenic | 140.9 | 0 | C
322130 | 1006256 | 2023 | S (Stoker Boiler) | No. 1 Power Boiler 69-03 | Used Oil | Carbon Dioxide Total | 140.9 | 0 | C
322130 | 1006256 | 2023 | S (Stoker Boiler) | No. 1 Power Boiler 69-03 | Used Oil | Methane | 0.01 | 0 | C
322130 | 1006256 | 2023 | S (Stoker Boiler) | No. 1 Power Boiler 69-03 | Used Oil | Methane (Co2 eq) | 0.1 | 0 | C
322130 | 1006256 | 2023 | S (Stoker Boiler) | No. 1 Power Boiler 69-03 | Used Oil | Nitrous Oxide | 0.001 | 0 | C
322130 | 1006256 | 2023 | S (Stoker Boiler) | No. 1 Power Boiler 69-03 | Used Oil | Nitrous Oxide (Co2 eq) | 0.3 | 0 | C
322130 | 1006256 | 2023 | S (Stoker Boiler) | No. 1 Power Boiler 69-03 | Wood and Wood Residuals (dry basis) | Carbon Dioxide Biogenic | 523475.2 | 0 | C
322130 | 1006256 | 2023 | S (Stoker Boiler) | No. 1 Power Boiler 69-03 | Wood and Wood Residuals (dry basis) | Carbon Dioxide Non-Biogenic | 0 | 0 | C
322130 | 1006256 | 2023 | S (Stoker Boiler) | No. 1 Power Boiler 69-03 | Wood and Wood Residuals (dry basis) | Carbon Dioxide Total | 523475.2 | 0 | C
322130 | 1006256 | 2023 | S (Stoker Boiler) | No. 1 Power Boiler 69-03 | Wood and Wood Residuals (dry basis) | Methane | 40.18 | 0 | C
322130 | 1006256 | 2023 | S (Stoker Boiler) | No. 1 Power Boiler 69-03 | Wood and Wood Residuals (dry basis) | Methane (Co2 eq) | 1004.5 | 0 | C
322130 | 1006256 | 2023 | S (Stoker Boiler) | No. 1 Power Boiler 69-03 | Wood and Wood Residuals (dry basis) | Nitrous Oxide | 20.091 | 0 | C
322130 | 1006256 | 2023 | S (Stoker Boiler) | No. 1 Power Boiler 69-03 | Wood and Wood Residuals (dry basis) | Nitrous Oxide (Co2 eq) | 5987 | 0 | C
322130 | 1006256 | 2023 | S (Stoker Boiler) | No. 2 Power Boiler 79-01 | Natural Gas (Weighted U.S. Average) | Carbon Dioxide Biogenic | 0 | 0 | C
322130 | 1006256 | 2023 | S (Stoker Boiler) | No. 2 Power Boiler 79-01 | Natural Gas (Weighted U.S. Average) | Carbon Dioxide Non-Biogenic | 70749.9 | 0 | C
322130 | 1006256 | 2023 | S (Stoker Boiler) | No. 2 Power Boiler 79-01 | Natural Gas (Weighted U.S. Average) | Carbon Dioxide Total | 70749.9 | 0 | C
322130 | 1006256 | 2023 | S (Stoker Boiler) | No. 2 Power Boiler 79-01 | Natural Gas (Weighted U.S. Average) | Methane | 1.33 | 0 | C
322130 | 1006256 | 2023 | S (Stoker Boiler) | No. 2 Power Boiler 79-01 | Natural Gas (Weighted U.S. Average) | Methane (Co2 eq) | 33.3 | 0 | C
322130 | 1006256 | 2023 | S (Stoker Boiler) | No. 2 Power Boiler 79-01 | Natural Gas (Weighted U.S. Average) | Nitrous Oxide | 0.133 | 0 | C
322130 | 1006256 | 2023 | S (Stoker Boiler) | No. 2 Power Boiler 79-01 | Natural Gas (Weighted U.S. Average) | Nitrous Oxide (Co2 eq) | 39.7 | 0 | C
322130 | 1006256 | 2023 | S (Stoker Boiler) | No. 2 Power Boiler 79-01 | Wood and Wood Residuals (dry basis) | Carbon Dioxide Biogenic | 16970.1 | 0 | C
322130 | 1006256 | 2023 | S (Stoker Boiler) | No. 2 Power Boiler 79-01 | Wood and Wood Residuals (dry basis) | Carbon Dioxide Non-Biogenic | 0 | 0 | C
322130 | 1006256 | 2023 | S (Stoker Boiler) | No. 2 Power Boiler 79-01 | Wood and Wood Residuals (dry basis) | Carbon Dioxide Total | 16970.1 | 0 | C
322130 | 1006256 | 2023 | S (Stoker Boiler) | No. 2 Power Boiler 79-01 | Wood and Wood Residuals (dry basis) | Methane | 1.3 | 0 | C
322130 | 1006256 | 2023 | S (Stoker Boiler) | No. 2 Power Boiler 79-01 | Wood and Wood Residuals (dry basis) | Methane (Co2 eq) | 32.6 | 0 | C
322130 | 1006256 | 2023 | S (Stoker Boiler) | No. 2 Power Boiler 79-01 | Wood and Wood Residuals (dry basis) | Nitrous Oxide | 0.651 | 0 | C
322130 | 1006256 | 2023 | S (Stoker Boiler) | No. 2 Power Boiler 79-01 | Wood and Wood Residuals (dry basis) | Nitrous Oxide (Co2 eq) | 194.1 | 0 | C
322130 | 1006256 | 2023 | OB (Boiler, other) | No. 3 Package Boiler 86-01 | Natural Gas (Weighted U.S. Average) | Carbon Dioxide Biogenic | 0 | 0 | C
322130 | 1006256 | 2023 | OB (Boiler, other) | No. 3 Package Boiler 86-01 | Natural Gas (Weighted U.S. Average) | Carbon Dioxide Non-Biogenic | 50303.3 | 0 | C
322130 | 1006256 | 2023 | OB (Boiler, other) | No. 3 Package Boiler 86-01 | Natural Gas (Weighted U.S. Average) | Carbon Dioxide Total | 50303.3 | 0 | C
322130 | 1006256 | 2023 | OB (Boiler, other) | No. 3 Package Boiler 86-01 | Natural Gas (Weighted U.S. Average) | Methane | 0.95 | 0 | C
322130 | 1006256 | 2023 | OB (Boiler, other) | No. 3 Package Boiler 86-01 | Natural Gas (Weighted U.S. Average) | Methane (Co2 eq) | 23.7 | 0 | C
322130 | 1006256 | 2023 | OB (Boiler, other) | No. 3 Package Boiler 86-01 | Natural Gas (Weighted U.S. Average) | Nitrous Oxide | 0.095 | 0 | C
322130 | 1006256 | 2023 | OB (Boiler, other) | No. 3 Package Boiler 86-01 | Natural Gas (Weighted U.S. Average) | Nitrous Oxide (Co2 eq) | 28.3 | 0 | C
322130 | 1006256 | 2023 | Chemical Recovery Furnace | Recovery Boiler 69-01 |  | Carbon Dioxide Biogenic (Spent Liquor) | 828275.5 |  | AA | [9 empty] | 55 | 1970 | B&W | 3 | 4.1 | 2 |  | 1000 | 850 | 825
322130 | 1006256 | 2023 | Chemical Recovery Furnace | Recovery Boiler 69-01 |  | Carbon Dioxide Non-Biogenic | 12849.3 |  | AA | [9 empty] | 55 | 1970 | B&W | 3 | 4.1 | 2 |  | 1000 | 850 | 825
322130 | 1006256 | 2023 | Chemical Recovery Furnace | Recovery Boiler 69-01 |  | Methane | 0.24 |  | AA | [9 empty] | 55 | 1970 | B&W | 3 | 4.1 | 2 |  | 1000 | 850 | 825
322130 | 1006256 | 2023 | Chemical Recovery Furnace | Recovery Boiler 69-01 |  | Methane Spent Liquor | 16.67 |  | AA | [9 empty] | 55 | 1970 | B&W | 3 | 4.1 | 2 |  | 1000 | 850 | 825
322130 | 1006256 | 2023 | Chemical Recovery Furnace | Recovery Boiler 69-01 |  | Nitrous Oxide | 0.024 |  | AA | [9 empty] | 55 | 1970 | B&W | 3 | 4.1 | 2 |  | 1000 | 850 | 825
322130 | 1006256 | 2023 | Chemical Recovery Furnace | Recovery Boiler 69-01 |  | Nitrous Oxide Spent Liquor | 3.685 |  | AA | [9 empty] | 55 | 1970 | B&W | 3 | 4.1 | 2 |  | 1000 | 850 | 825
311224 | 1006258 | 2023 |  | GP-1 | Natural Gas (Weighted U.S. Average) | Carbon Dioxide Biogenic | 0 | 0 | C
311224 | 1006258 | 2023 |  | GP-1 | Natural Gas (Weighted U.S. Average) | Carbon Dioxide Non-Biogenic | 60520.6 | 0 | C
311224 | 1006258 | 2023 |  | GP-1 | Natural Gas (Weighted U.S. Average) | Carbon Dioxide Total | 60520.6 | 0 | C
311224 | 1006258 | 2023 |  | GP-1 | Natural Gas (Weighted U.S. Average) | Methane | 1.14 | 0 | C
311224 | 1006258 | 2023 |  | GP-1 | Natural Gas (Weighted U.S. Average) | Methane (Co2 eq) | 28.5 | 0 | C
311224 | 1006258 | 2023 |  | GP-1 | Natural Gas (Weighted U.S. Average) | Nitrous Oxide | 0.114 | 0 | C
311224 | 1006258 | 2023 |  | GP-1 | Natural Gas (Weighted U.S. Average) | Nitrous Oxide (Co2 eq) | 34 | 0 | C
322120 | 1006262 | 2023 | TODF (Thermal oxidizer, direct fired, no heat recovery) | NCG Incinerator | Distillate Fuel Oil No. 2 | Carbon Dioxide Biogenic | 0 | 0 | C
322120 | 1006262 | 2023 | TODF (Thermal oxidizer, direct fired, no heat recovery) | NCG Incinerator | Distillate Fuel Oil No. 2 | Carbon Dioxide Non-Biogenic | 731 | 0 | C
322120 | 1006262 | 2023 | TODF (Thermal oxidizer, direct fired, no heat recovery) | NCG Incinerator | Distillate Fuel Oil No. 2 | Carbon Dioxide Total | 731 | 0 | C
322120 | 1006262 | 2023 | TODF (Thermal oxidizer, direct fired, no heat recovery) | NCG Incinerator | Distillate Fuel Oil No. 2 | Methane | 0.03 | 0 | C
322120 | 1006262 | 2023 | TODF (Thermal oxidizer, direct fired, no heat recovery) | NCG Incinerator | Distillate Fuel Oil No. 2 | Methane (Co2 eq) | 0.7 | 0 | C
322120 | 1006262 | 2023 | TODF (Thermal oxidizer, direct fired, no heat recovery) | NCG Incinerator | Distillate Fuel Oil No. 2 | Nitrous Oxide | 0.006 | 0 | C
322120 | 1006262 | 2023 | TODF (Thermal oxidizer, direct fired, no heat recovery) | NCG Incinerator | Distillate Fuel Oil No. 2 | Nitrous Oxide (Co2 eq) | 1.8 | 0 | C
322120 | 1006262 | 2023 | Pulp Mill Lime Kiln | No.1 Lime Kiln |  | Carbon Dioxide Biogenic (Spent Liquor) | 0 |  | AA
322120 | 1006262 | 2023 | Pulp Mill Lime Kiln | No.1 Lime Kiln |  | Carbon Dioxide Non-Biogenic | 22218.3 |  | AA
322120 | 1006262 | 2023 | Pulp Mill Lime Kiln | No.1 Lime Kiln |  | Methane | 1.13 |  | AA
322120 | 1006262 | 2023 | Pulp Mill Lime Kiln | No.1 Lime Kiln |  | Methane Spent Liquor | 0 |  | AA
322120 | 1006262 | 2023 | Pulp Mill Lime Kiln | No.1 Lime Kiln |  | Nitrous Oxide | 0 |  | AA
322120 | 1006262 | 2023 | Pulp Mill Lime Kiln | No.1 Lime Kiln |  | Nitrous Oxide Spent Liquor | 0 |  | AA
322120 | 1006262 | 2023 | OB (Boiler, other) | No.1 Power Boiler | Natural Gas (Weighted U.S. Average) | Carbon Dioxide Biogenic |  | 0 | C
322120 | 1006262 | 2023 | OB (Boiler, other) | No.1 Power Boiler | Natural Gas (Weighted U.S. Average) | Carbon Dioxide Non-Biogenic | 0 | 0 | C
322120 | 1006262 | 2023 | OB (Boiler, other) | No.1 Power Boiler | Natural Gas (Weighted U.S. Average) | Carbon Dioxide Total | 0 | 0 | C
322120 | 1006262 | 2023 | OB (Boiler, other) | No.1 Power Boiler | Natural Gas (Weighted U.S. Average) | Methane | 2.13 | 0 | C
322120 | 1006262 | 2023 | OB (Boiler, other) | No.1 Power Boiler | Natural Gas (Weighted U.S. Average) | Methane (Co2 eq) | 53.1 | 0 | C
322120 | 1006262 | 2023 | OB (Boiler, other) | No.1 Power Boiler | Natural Gas (Weighted U.S. Average) | Nitrous Oxide | 0.213 | 0 | C
322120 | 1006262 | 2023 | OB (Boiler, other) | No.1 Power Boiler | Natural Gas (Weighted U.S. Average) | Nitrous Oxide (Co2 eq) | 63.3 | 0 | C
322120 | 1006262 | 2023 | Chemical Recovery Furnace | No.1 Recovery Furnace |  | Carbon Dioxide Biogenic (Spent Liquor) | 452163.3 |  | AA | [9 empty] | 41 | 1984 | CE | 2.35 |  | 2 | D | 1670 | 1500 | 860
322120 | 1006262 | 2023 | Chemical Recovery Furnace | No.1 Recovery Furnace |  | Carbon Dioxide Non-Biogenic | 2811 |  | AA | [9 empty] | 41 | 1984 | CE | 2.35 |  | 2 | D | 1670 | 1500 | 860
322120 | 1006262 | 2023 | Chemical Recovery Furnace | No.1 Recovery Furnace |  | Methane | 0.11 |  | AA | [9 empty] | 41 | 1984 | CE | 2.35 |  | 2 | D | 1670 | 1500 | 860
322120 | 1006262 | 2023 | Chemical Recovery Furnace | No.1 Recovery Furnace |  | Methane Spent Liquor | 9.14 |  | AA | [9 empty] | 41 | 1984 | CE | 2.35 |  | 2 | D | 1670 | 1500 | 860
322120 | 1006262 | 2023 | Chemical Recovery Furnace | No.1 Recovery Furnace |  | Nitrous Oxide | 0.023 |  | AA | [9 empty] | 41 | 1984 | CE | 2.35 |  | 2 | D | 1670 | 1500 | 860
322120 | 1006262 | 2023 | Chemical Recovery Furnace | No.1 Recovery Furnace |  | Nitrous Oxide Spent Liquor | 2.021 |  | AA | [9 empty] | 41 | 1984 | CE | 2.35 |  | 2 | D | 1670 | 1500 | 860
322120 | 1006262 | 2023 | Pulp Mill Lime Kiln | No.2 Lime Kiln |  | Carbon Dioxide Biogenic (Spent Liquor) | 0 |  | AA
322120 | 1006262 | 2023 | Pulp Mill Lime Kiln | No.2 Lime Kiln |  | Carbon Dioxide Non-Biogenic | 34158.4 |  | AA
322120 | 1006262 | 2023 | Pulp Mill Lime Kiln | No.2 Lime Kiln |  | Methane | 1.74 |  | AA
322120 | 1006262 | 2023 | Pulp Mill Lime Kiln | No.2 Lime Kiln |  | Methane Spent Liquor | 0 |  | AA
322120 | 1006262 | 2023 | Pulp Mill Lime Kiln | No.2 Lime Kiln |  | Nitrous Oxide | 0 |  | AA
322120 | 1006262 | 2023 | Pulp Mill Lime Kiln | No.2 Lime Kiln |  | Nitrous Oxide Spent Liquor | 0 |  | AA
322120 | 1006262 | 2023 | S (Stoker Boiler) | No.2 Power Boiler | Distillate Fuel Oil No. 2 | Carbon Dioxide Biogenic | 0 | 0 | C
322120 | 1006262 | 2023 | S (Stoker Boiler) | No.2 Power Boiler | Distillate Fuel Oil No. 2 | Carbon Dioxide Non-Biogenic | 0 | 0 | C
322120 | 1006262 | 2023 | S (Stoker Boiler) | No.2 Power Boiler | Distillate Fuel Oil No. 2 | Carbon Dioxide Total | 0 | 0 | C
322120 | 1006262 | 2023 | S (Stoker Boiler) | No.2 Power Boiler | Distillate Fuel Oil No. 2 | Methane | 0 | 0 | C
322120 | 1006262 | 2023 | S (Stoker Boiler) | No.2 Power Boiler | Distillate Fuel Oil No. 2 | Methane (Co2 eq) | 0 | 0 | C
322120 | 1006262 | 2023 | S (Stoker Boiler) | No.2 Power Boiler | Distillate Fuel Oil No. 2 | Nitrous Oxide | 0 | 0 | C
322120 | 1006262 | 2023 | S (Stoker Boiler) | No.2 Power Boiler | Distillate Fuel Oil No. 2 | Nitrous Oxide (Co2 eq) | 0 | 0 | C
322120 | 1006262 | 2023 | S (Stoker Boiler) | No.2 Power Boiler | Natural Gas (Weighted U.S. Average) | Carbon Dioxide Biogenic | 0 | 0 | C
322120 | 1006262 | 2023 | S (Stoker Boiler) | No.2 Power Boiler | Natural Gas (Weighted U.S. Average) | Carbon Dioxide Non-Biogenic | 0 | 0 | C
322120 | 1006262 | 2023 | S (Stoker Boiler) | No.2 Power Boiler | Natural Gas (Weighted U.S. Average) | Carbon Dioxide Total | 0 | 0 | C
322120 | 1006262 | 2023 | S (Stoker Boiler) | No.2 Power Boiler | Natural Gas (Weighted U.S. Average) | Methane | 0.25 | 0 | C
322120 | 1006262 | 2023 | S (Stoker Boiler) | No.2 Power Boiler | Natural Gas (Weighted U.S. Average) | Methane (Co2 eq) | 6.1 | 0 | C
322120 | 1006262 | 2023 | S (Stoker Boiler) | No.2 Power Boiler | Natural Gas (Weighted U.S. Average) | Nitrous Oxide | 0.025 | 0 | C
322120 | 1006262 | 2023 | S (Stoker Boiler) | No.2 Power Boiler | Natural Gas (Weighted U.S. Average) | Nitrous Oxide (Co2 eq) | 7.3 | 0 | C
322120 | 1006262 | 2023 | S (Stoker Boiler) | No.2 Power Boiler | Tires | Carbon Dioxide Biogenic | 0 | 0 | C
322120 | 1006262 | 2023 | S (Stoker Boiler) | No.2 Power Boiler | Tires | Carbon Dioxide Non-Biogenic | 0 | 0 | C
322120 | 1006262 | 2023 | S (Stoker Boiler) | No.2 Power Boiler | Tires | Carbon Dioxide Total | 0 | 0 | C
322120 | 1006262 | 2023 | S (Stoker Boiler) | No.2 Power Boiler | Tires | Methane | 0.04 | 0 | C
322120 | 1006262 | 2023 | S (Stoker Boiler) | No.2 Power Boiler | Tires | Methane (Co2 eq) | 1 | 0 | C
322120 | 1006262 | 2023 | S (Stoker Boiler) | No.2 Power Boiler | Tires | Nitrous Oxide | 0.005 | 0 | C
322120 | 1006262 | 2023 | S (Stoker Boiler) | No.2 Power Boiler | Tires | Nitrous Oxide (Co2 eq) | 1.6 | 0 | C
322120 | 1006262 | 2023 | S (Stoker Boiler) | No.2 Power Boiler | Wood and Wood Residuals (dry basis) | Carbon Dioxide Biogenic | 0 | 0 | C
322120 | 1006262 | 2023 | S (Stoker Boiler) | No.2 Power Boiler | Wood and Wood Residuals (dry basis) | Carbon Dioxide Non-Biogenic | 0 | 0 | C
322120 | 1006262 | 2023 | S (Stoker Boiler) | No.2 Power Boiler | Wood and Wood Residuals (dry basis) | Carbon Dioxide Total | 0 | 0 | C
322120 | 1006262 | 2023 | S (Stoker Boiler) | No.2 Power Boiler | Wood and Wood Residuals (dry basis) | Methane | 21.81 | 0 | C
322120 | 1006262 | 2023 | S (Stoker Boiler) | No.2 Power Boiler | Wood and Wood Residuals (dry basis) | Methane (Co2 eq) | 545.1 | 0 | C
322120 | 1006262 | 2023 | S (Stoker Boiler) | No.2 Power Boiler | Wood and Wood Residuals (dry basis) | Nitrous Oxide | 10.903 | 0 | C
322120 | 1006262 | 2023 | S (Stoker Boiler) | No.2 Power Boiler | Wood and Wood Residuals (dry basis) | Nitrous Oxide (Co2 eq) | 3249.1 | 0 | C
322120 | 1006262 | 2023 | Chemical Recovery Furnace | No.2 Recovery Furnace |  | Carbon Dioxide Biogenic (Spent Liquor) | 1821083 |  | AA | [9 empty] | 34 | 1991 | KV/TAM | 4.65 |  |  | D | 1840 | 1500 | 850
322120 | 1006262 | 2023 | Chemical Recovery Furnace | No.2 Recovery Furnace |  | Carbon Dioxide Non-Biogenic | 3025.2 |  | AA | [9 empty] | 34 | 1991 | KV/TAM | 4.65 |  |  | D | 1840 | 1500 | 850
322120 | 1006262 | 2023 | Chemical Recovery Furnace | No.2 Recovery Furnace |  | Methane | 0.12 |  | AA | [9 empty] | 34 | 1991 | KV/TAM | 4.65 |  |  | D | 1840 | 1500 | 850
322120 | 1006262 | 2023 | Chemical Recovery Furnace | No.2 Recovery Furnace |  | Methane Spent Liquor | 36.82 |  | AA | [9 empty] | 34 | 1991 | KV/TAM | 4.65 |  |  | D | 1840 | 1500 | 850
322120 | 1006262 | 2023 | Chemical Recovery Furnace | No.2 Recovery Furnace |  | Nitrous Oxide | 0.024 |  | AA | [9 empty] | 34 | 1991 | KV/TAM | 4.65 |  |  | D | 1840 | 1500 | 850
322120 | 1006262 | 2023 | Chemical Recovery Furnace | No.2 Recovery Furnace |  | Nitrous Oxide Spent Liquor | 8.14 |  | AA | [9 empty] | 34 | 1991 | KV/TAM | 4.65 |  |  | D | 1840 | 1500 | 850
325211 | 1006264 | 2023 | OB (Boiler, other) | B21-CG | Fuel Gas | Carbon Dioxide Biogenic | 0 | 167177048.7 | C
325211 | 1006264 | 2023 | OB (Boiler, other) | B21-CG | Fuel Gas | Carbon Dioxide Non-Biogenic | 9776.6 | 167177048.7 | C
325211 | 1006264 | 2023 | OB (Boiler, other) | B21-CG | Fuel Gas | Carbon Dioxide Total | 9776.6 | 167177048.7 | C
325211 | 1006264 | 2023 | OB (Boiler, other) | B21-CG | Fuel Gas | Methane | 0.52 | 167177048.7 | C
325211 | 1006264 | 2023 | OB (Boiler, other) | B21-CG | Fuel Gas | Methane (Co2 eq) | 13.1 | 167177048.7 | C
325211 | 1006264 | 2023 | OB (Boiler, other) | B21-CG | Fuel Gas | Nitrous Oxide | 0.105 | 167177048.7 | C
325211 | 1006264 | 2023 | OB (Boiler, other) | B21-CG | Fuel Gas | Nitrous Oxide (Co2 eq) | 31.2 | 167177048.7 | C
325211 | 1006264 | 2023 | OB (Boiler, other) | B22-CG | Fuel Gas | Carbon Dioxide Biogenic | 0 | 135269824.59 | C
325211 | 1006264 | 2023 | OB (Boiler, other) | B22-CG | Fuel Gas | Carbon Dioxide Non-Biogenic | 7880.4 | 135269824.59 | C
325211 | 1006264 | 2023 | OB (Boiler, other) | B22-CG | Fuel Gas | Carbon Dioxide Total | 7880.4 | 135269824.59 | C
325211 | 1006264 | 2023 | OB (Boiler, other) | B22-CG | Fuel Gas | Methane | 0.42 | 135269824.59 | C
325211 | 1006264 | 2023 | OB (Boiler, other) | B22-CG | Fuel Gas | Methane (Co2 eq) | 10.6 | 135269824.59 | C
325211 | 1006264 | 2023 | OB (Boiler, other) | B22-CG | Fuel Gas | Nitrous Oxide | 0.084 | 135269824.59 | C
325211 | 1006264 | 2023 | OB (Boiler, other) | B22-CG | Fuel Gas | Nitrous Oxide (Co2 eq) | 25.1 | 135269824.59 | C
325211 | 1006264 | 2023 | OB (Boiler, other) | B23-CG | Fuel Gas | Carbon Dioxide Biogenic | 0 | 156176717.26 | C
325211 | 1006264 | 2023 | OB (Boiler, other) | B23-CG | Fuel Gas | Carbon Dioxide Non-Biogenic | 9101 | 156176717.26 | C
325211 | 1006264 | 2023 | OB (Boiler, other) | B23-CG | Fuel Gas | Carbon Dioxide Total | 9101 | 156176717.26 | C
325211 | 1006264 | 2023 | OB (Boiler, other) | B23-CG | Fuel Gas | Methane | 0.49 | 156176717.26 | C
325211 | 1006264 | 2023 | OB (Boiler, other) | B23-CG | Fuel Gas | Methane (Co2 eq) | 12.2 | 156176717.26 | C
325211 | 1006264 | 2023 | OB (Boiler, other) | B23-CG | Fuel Gas | Nitrous Oxide | 0.097 | 156176717.26 | C
325211 | 1006264 | 2023 | OB (Boiler, other) | B23-CG | Fuel Gas | Nitrous Oxide (Co2 eq) | 29 | 156176717.26 | C
325211 | 1006264 | 2023 | OB (Boiler, other) | B24-CG | Fuel Gas | Carbon Dioxide Biogenic | 0 | 138560772.7 | C
325211 | 1006264 | 2023 | OB (Boiler, other) | B24-CG | Fuel Gas | Carbon Dioxide Non-Biogenic | 8217 | 138560772.7 | C
325211 | 1006264 | 2023 | OB (Boiler, other) | B24-CG | Fuel Gas | Carbon Dioxide Total | 8217 | 138560772.7 | C
325211 | 1006264 | 2023 | OB (Boiler, other) | B24-CG | Fuel Gas | Methane | 0.44 | 138560772.7 | C
325211 | 1006264 | 2023 | OB (Boiler, other) | B24-CG | Fuel Gas | Methane (Co2 eq) | 10.9 | 138560772.7 | C
325211 | 1006264 | 2023 | OB (Boiler, other) | B24-CG | Fuel Gas | Nitrous Oxide | 0.087 | 138560772.7 | C
325211 | 1006264 | 2023 | OB (Boiler, other) | B24-CG | Fuel Gas | Nitrous Oxide (Co2 eq) | 26 | 138560772.7 | C
325211 | 1006264 | 2023 |  | GP-BMC FP | Distillate Fuel Oil No. 1 | Carbon Dioxide Biogenic | 0 | 14331.61 | C
325211 | 1006264 | 2023 |  | GP-BMC FP | Distillate Fuel Oil No. 1 | Carbon Dioxide Non-Biogenic | 145.9 | 14331.61 | C
325211 | 1006264 | 2023 |  | GP-BMC FP | Distillate Fuel Oil No. 1 | Carbon Dioxide Total | 145.9 | 14331.61 | C
325211 | 1006264 | 2023 |  | GP-BMC FP | Distillate Fuel Oil No. 1 | Methane | 0.01 | 14331.61 | C
325211 | 1006264 | 2023 |  | GP-BMC FP | Distillate Fuel Oil No. 1 | Methane (Co2 eq) | 0.1 | 14331.61 | C
325211 | 1006264 | 2023 |  | GP-BMC FP | Distillate Fuel Oil No. 1 | Nitrous Oxide | 0.001 | 14331.61 | C
325211 | 1006264 | 2023 |  | GP-BMC FP | Distillate Fuel Oil No. 1 | Nitrous Oxide (Co2 eq) | 0.4 | 14331.61 | C
325211 | 1006264 | 2023 | CCCT (CC (Turbine, combined cycle)) | GT21-Cog | Natural Gas (Weighted U.S. Average) | Carbon Dioxide Biogenic | 0 | 457976895.93 | C
325211 | 1006264 | 2023 | CCCT (CC (Turbine, combined cycle)) | GT21-Cog | Natural Gas (Weighted U.S. Average) | Carbon Dioxide Non-Biogenic | 24333.2 | 457976895.93 | C
325211 | 1006264 | 2023 | CCCT (CC (Turbine, combined cycle)) | GT21-Cog | Natural Gas (Weighted U.S. Average) | Carbon Dioxide Total | 24333.2 | 457976895.93 | C
325211 | 1006264 | 2023 | CCCT (CC (Turbine, combined cycle)) | GT21-Cog | Natural Gas (Weighted U.S. Average) | Methane | 0.47 | 457976895.93 | C
325211 | 1006264 | 2023 | CCCT (CC (Turbine, combined cycle)) | GT21-Cog | Natural Gas (Weighted U.S. Average) | Methane (Co2 eq) | 11.7 | 457976895.93 | C
325211 | 1006264 | 2023 | CCCT (CC (Turbine, combined cycle)) | GT21-Cog | Natural Gas (Weighted U.S. Average) | Nitrous Oxide | 0.047 | 457976895.93 | C
325211 | 1006264 | 2023 | CCCT (CC (Turbine, combined cycle)) | GT21-Cog | Natural Gas (Weighted U.S. Average) | Nitrous Oxide (Co2 eq) | 13.9 | 457976895.93 | C
325211 | 1006264 | 2023 | CCCT (CC (Turbine, combined cycle)) | GT22-Cog | Natural Gas (Weighted U.S. Average) | Carbon Dioxide Biogenic | 0 | 436225027.11 | C
325211 | 1006264 | 2023 | CCCT (CC (Turbine, combined cycle)) | GT22-Cog | Natural Gas (Weighted U.S. Average) | Carbon Dioxide Non-Biogenic | 23177.5 | 436225027.11 | C
325211 | 1006264 | 2023 | CCCT (CC (Turbine, combined cycle)) | GT22-Cog | Natural Gas (Weighted U.S. Average) | Carbon Dioxide Total | 23177.5 | 436225027.11 | C
325211 | 1006264 | 2023 | CCCT (CC (Turbine, combined cycle)) | GT22-Cog | Natural Gas (Weighted U.S. Average) | Methane | 0.44 | 436225027.11 | C
325211 | 1006264 | 2023 | CCCT (CC (Turbine, combined cycle)) | GT22-Cog | Natural Gas (Weighted U.S. Average) | Methane (Co2 eq) | 11.1 | 436225027.11 | C
325211 | 1006264 | 2023 | CCCT (CC (Turbine, combined cycle)) | GT22-Cog | Natural Gas (Weighted U.S. Average) | Nitrous Oxide | 0.044 | 436225027.11 | C
325211 | 1006264 | 2023 | CCCT (CC (Turbine, combined cycle)) | GT22-Cog | Natural Gas (Weighted U.S. Average) | Nitrous Oxide (Co2 eq) | 13.2 | 436225027.11 | C
325211 | 1006264 | 2023 | CCCT (CC (Turbine, combined cycle)) | GT23-Cog | Natural Gas (Weighted U.S. Average) | Carbon Dioxide Biogenic | 0 | 480252540.48 | C
325211 | 1006264 | 2023 | CCCT (CC (Turbine, combined cycle)) | GT23-Cog | Natural Gas (Weighted U.S. Average) | Carbon Dioxide Non-Biogenic | 25516.7 | 480252540.48 | C
325211 | 1006264 | 2023 | CCCT (CC (Turbine, combined cycle)) | GT23-Cog | Natural Gas (Weighted U.S. Average) | Carbon Dioxide Total | 25516.7 | 480252540.48 | C
325211 | 1006264 | 2023 | CCCT (CC (Turbine, combined cycle)) | GT23-Cog | Natural Gas (Weighted U.S. Average) | Methane | 0.49 | 480252540.48 | C
325211 | 1006264 | 2023 | CCCT (CC (Turbine, combined cycle)) | GT23-Cog | Natural Gas (Weighted U.S. Average) | Methane (Co2 eq) | 12.2 | 480252540.48 | C
325211 | 1006264 | 2023 | CCCT (CC (Turbine, combined cycle)) | GT23-Cog | Natural Gas (Weighted U.S. Average) | Nitrous Oxide | 0.049 | 480252540.48 | C
325211 | 1006264 | 2023 | CCCT (CC (Turbine, combined cycle)) | GT23-Cog | Natural Gas (Weighted U.S. Average) | Nitrous Oxide (Co2 eq) | 14.6 | 480252540.48 | C
325211 | 1006264 | 2023 | CCCT (CC (Turbine, combined cycle)) | GT24-Cog | Natural Gas (Weighted U.S. Average) | Carbon Dioxide Biogenic | 0 | 445827668.5 | C
325211 | 1006264 | 2023 | CCCT (CC (Turbine, combined cycle)) | GT24-Cog | Natural Gas (Weighted U.S. Average) | Carbon Dioxide Non-Biogenic | 23687.7 | 445827668.5 | C
325211 | 1006264 | 2023 | CCCT (CC (Turbine, combined cycle)) | GT24-Cog | Natural Gas (Weighted U.S. Average) | Carbon Dioxide Total | 23687.7 | 445827668.5 | C
325211 | 1006264 | 2023 | CCCT (CC (Turbine, combined cycle)) | GT24-Cog | Natural Gas (Weighted U.S. Average) | Methane | 0.45 | 445827668.5 | C
325211 | 1006264 | 2023 | CCCT (CC (Turbine, combined cycle)) | GT24-Cog | Natural Gas (Weighted U.S. Average) | Methane (Co2 eq) | 11.4 | 445827668.5 | C
325211 | 1006264 | 2023 | CCCT (CC (Turbine, combined cycle)) | GT24-Cog | Natural Gas (Weighted U.S. Average) | Nitrous Oxide | 0.045 | 445827668.5 | C
325211 | 1006264 | 2023 | CCCT (CC (Turbine, combined cycle)) | GT24-Cog | Natural Gas (Weighted U.S. Average) | Nitrous Oxide (Co2 eq) | 13.5 | 445827668.5 | C
325211 | 1006264 | 2023 | RICE (Reciprocating internal combustion engine) | MR-519 GEN | Distillate Fuel Oil No. 1 | Carbon Dioxide Biogenic | 0 | 4437.7 | C
325211 | 1006264 | 2023 | RICE (Reciprocating internal combustion engine) | MR-519 GEN | Distillate Fuel Oil No. 1 | Carbon Dioxide Non-Biogenic | 45.2 | 4437.7 | C
325211 | 1006264 | 2023 | RICE (Reciprocating internal combustion engine) | MR-519 GEN | Distillate Fuel Oil No. 1 | Carbon Dioxide Total | 45.2 | 4437.7 | C
325211 | 1006264 | 2023 | RICE (Reciprocating internal combustion engine) | MR-519 GEN | Distillate Fuel Oil No. 1 | Methane | 0 | 4437.7 | C
325211 | 1006264 | 2023 | RICE (Reciprocating internal combustion engine) | MR-519 GEN | Distillate Fuel Oil No. 1 | Methane (Co2 eq) | 0.1 | 4437.7 | C
325211 | 1006264 | 2023 | RICE (Reciprocating internal combustion engine) | MR-519 GEN | Distillate Fuel Oil No. 1 | Nitrous Oxide | 0 | 4437.7 | C
325211 | 1006264 | 2023 | RICE (Reciprocating internal combustion engine) | MR-519 GEN | Distillate Fuel Oil No. 1 | Nitrous Oxide (Co2 eq) | 0.1 | 4437.7 | C
325211 | 1006264 | 2023 | NGLH (Heater, natural gas line) | PE-H11 | Natural Gas (Weighted U.S. Average) | Carbon Dioxide Biogenic | 0 | 4593547.87 | C
325211 | 1006264 | 2023 | NGLH (Heater, natural gas line) | PE-H11 | Natural Gas (Weighted U.S. Average) | Carbon Dioxide Non-Biogenic | 244.1 | 4593547.87 | C
325211 | 1006264 | 2023 | NGLH (Heater, natural gas line) | PE-H11 | Natural Gas (Weighted U.S. Average) | Carbon Dioxide Total | 244.1 | 4593547.87 | C
325211 | 1006264 | 2023 | NGLH (Heater, natural gas line) | PE-H11 | Natural Gas (Weighted U.S. Average) | Methane | 0 | 4593547.87 | C
325211 | 1006264 | 2023 | NGLH (Heater, natural gas line) | PE-H11 | Natural Gas (Weighted U.S. Average) | Methane (Co2 eq) | 0.1 | 4593547.87 | C
325211 | 1006264 | 2023 | NGLH (Heater, natural gas line) | PE-H11 | Natural Gas (Weighted U.S. Average) | Nitrous Oxide | 0 | 4593547.87 | C
325211 | 1006264 | 2023 | NGLH (Heater, natural gas line) | PE-H11 | Natural Gas (Weighted U.S. Average) | Nitrous Oxide (Co2 eq) | 0.1 | 4593547.87 | C
325211 | 1006264 | 2023 | NGLH (Heater, natural gas line) | PE-H16 | Natural Gas (Weighted U.S. Average) | Carbon Dioxide Biogenic | 0 | 5936170.28 | C
325211 | 1006264 | 2023 | NGLH (Heater, natural gas line) | PE-H16 | Natural Gas (Weighted U.S. Average) | Carbon Dioxide Non-Biogenic | 315.4 | 5936170.28 | C
325211 | 1006264 | 2023 | NGLH (Heater, natural gas line) | PE-H16 | Natural Gas (Weighted U.S. Average) | Carbon Dioxide Total | 315.4 | 5936170.28 | C
325211 | 1006264 | 2023 | NGLH (Heater, natural gas line) | PE-H16 | Natural Gas (Weighted U.S. Average) | Methane | 0.01 | 5936170.28 | C
325211 | 1006264 | 2023 | NGLH (Heater, natural gas line) | PE-H16 | Natural Gas (Weighted U.S. Average) | Methane (Co2 eq) | 0.1 | 5936170.28 | C
325211 | 1006264 | 2023 | NGLH (Heater, natural gas line) | PE-H16 | Natural Gas (Weighted U.S. Average) | Nitrous Oxide | 0.001 | 5936170.28 | C
325211 | 1006264 | 2023 | NGLH (Heater, natural gas line) | PE-H16 | Natural Gas (Weighted U.S. Average) | Nitrous Oxide (Co2 eq) | 0.2 | 5936170.28 | C
325211 | 1006264 | 2023 | NGLH (Heater, natural gas line) | PE-H19 | Natural Gas (Weighted U.S. Average) | Carbon Dioxide Biogenic | 0 | 7204473.08 | C
325211 | 1006264 | 2023 | NGLH (Heater, natural gas line) | PE-H19 | Natural Gas (Weighted U.S. Average) | Carbon Dioxide Non-Biogenic | 382.8 | 7204473.08 | C
325211 | 1006264 | 2023 | NGLH (Heater, natural gas line) | PE-H19 | Natural Gas (Weighted U.S. Average) | Carbon Dioxide Total | 382.8 | 7204473.08 | C
325211 | 1006264 | 2023 | NGLH (Heater, natural gas line) | PE-H19 | Natural Gas (Weighted U.S. Average) | Methane | 0.01 | 7204473.08 | C
325211 | 1006264 | 2023 | NGLH (Heater, natural gas line) | PE-H19 | Natural Gas (Weighted U.S. Average) | Methane (Co2 eq) | 0.2 | 7204473.08 | C
325211 | 1006264 | 2023 | NGLH (Heater, natural gas line) | PE-H19 | Natural Gas (Weighted U.S. Average) | Nitrous Oxide | 0.001 | 7204473.08 | C
325211 | 1006264 | 2023 | NGLH (Heater, natural gas line) | PE-H19 | Natural Gas (Weighted U.S. Average) | Nitrous Oxide (Co2 eq) | 0.2 | 7204473.08 | C
325211 | 1006264 | 2023 | TODF (Thermal oxidizer, direct fired, no heat recovery) | PE-TO | Natural Gas (Weighted U.S. Average) | Carbon Dioxide Biogenic | 0 | 17274593.62 | C
325211 | 1006264 | 2023 | TODF (Thermal oxidizer, direct fired, no heat recovery) | PE-TO | Natural Gas (Weighted U.S. Average) | Carbon Dioxide Non-Biogenic | 917.8 | 17274593.62 | C
325211 | 1006264 | 2023 | TODF (Thermal oxidizer, direct fired, no heat recovery) | PE-TO | Natural Gas (Weighted U.S. Average) | Carbon Dioxide Total | 917.8 | 17274593.62 | C
325211 | 1006264 | 2023 | TODF (Thermal oxidizer, direct fired, no heat recovery) | PE-TO | Natural Gas (Weighted U.S. Average) | Methane | 0.02 | 17274593.62 | C
325211 | 1006264 | 2023 | TODF (Thermal oxidizer, direct fired, no heat recovery) | PE-TO | Natural Gas (Weighted U.S. Average) | Methane (Co2 eq) | 0.4 | 17274593.62 | C
325211 | 1006264 | 2023 | TODF (Thermal oxidizer, direct fired, no heat recovery) | PE-TO | Natural Gas (Weighted U.S. Average) | Nitrous Oxide | 0.002 | 17274593.62 | C
325211 | 1006264 | 2023 | TODF (Thermal oxidizer, direct fired, no heat recovery) | PE-TO | Natural Gas (Weighted U.S. Average) | Nitrous Oxide (Co2 eq) | 0.5 | 17274593.62 | C
325211 | 1006264 | 2023 | RICE (Reciprocating internal combustion engine) | SEP-001 | Distillate Fuel Oil No. 1 | Carbon Dioxide Biogenic | 0 | 1228.9 | C
325211 | 1006264 | 2023 | RICE (Reciprocating internal combustion engine) | SEP-001 | Distillate Fuel Oil No. 1 | Carbon Dioxide Non-Biogenic | 12.5 | 1228.9 | C
325211 | 1006264 | 2023 | RICE (Reciprocating internal combustion engine) | SEP-001 | Distillate Fuel Oil No. 1 | Carbon Dioxide Total | 12.5 | 1228.9 | C
325211 | 1006264 | 2023 | RICE (Reciprocating internal combustion engine) | SEP-001 | Distillate Fuel Oil No. 1 | Methane | 0 | 1228.9 | C
325211 | 1006264 | 2023 | RICE (Reciprocating internal combustion engine) | SEP-001 | Distillate Fuel Oil No. 1 | Methane (Co2 eq) | 0 | 1228.9 | C
325211 | 1006264 | 2023 | RICE (Reciprocating internal combustion engine) | SEP-001 | Distillate Fuel Oil No. 1 | Nitrous Oxide | 0 | 1228.9 | C
325211 | 1006264 | 2023 | RICE (Reciprocating internal combustion engine) | SEP-001 | Distillate Fuel Oil No. 1 | Nitrous Oxide (Co2 eq) | 0 | 1228.9 | C
325211 | 1006264 | 2023 | RICE (Reciprocating internal combustion engine) | SEP-002 | Distillate Fuel Oil No. 1 | Carbon Dioxide Biogenic | 0 | 4744.1 | C
325211 | 1006264 | 2023 | RICE (Reciprocating internal combustion engine) | SEP-002 | Distillate Fuel Oil No. 1 | Carbon Dioxide Non-Biogenic | 48.3 | 4744.1 | C
325211 | 1006264 | 2023 | RICE (Reciprocating internal combustion engine) | SEP-002 | Distillate Fuel Oil No. 1 | Carbon Dioxide Total | 48.3 | 4744.1 | C
325211 | 1006264 | 2023 | RICE (Reciprocating internal combustion engine) | SEP-002 | Distillate Fuel Oil No. 1 | Methane | 0 | 4744.1 | C
325211 | 1006264 | 2023 | RICE (Reciprocating internal combustion engine) | SEP-002 | Distillate Fuel Oil No. 1 | Methane (Co2 eq) | 0.1 | 4744.1 | C
325211 | 1006264 | 2023 | RICE (Reciprocating internal combustion engine) | SEP-002 | Distillate Fuel Oil No. 1 | Nitrous Oxide | 0 | 4744.1 | C
325211 | 1006264 | 2023 | RICE (Reciprocating internal combustion engine) | SEP-002 | Distillate Fuel Oil No. 1 | Nitrous Oxide (Co2 eq) | 0.1 | 4744.1 | C
311230 | 1006273 | 2023 |  | GP-1 | Natural Gas (Weighted U.S. Average) | Carbon Dioxide Biogenic | 0 | 0 | C
311230 | 1006273 | 2023 |  | GP-1 | Natural Gas (Weighted U.S. Average) | Carbon Dioxide Non-Biogenic | 37136.2 | 0 | C
311230 | 1006273 | 2023 |  | GP-1 | Natural Gas (Weighted U.S. Average) | Carbon Dioxide Total | 37136.2 | 0 | C
311230 | 1006273 | 2023 |  | GP-1 | Natural Gas (Weighted U.S. Average) | Methane | 0.7 | 0 | C
311230 | 1006273 | 2023 |  | GP-1 | Natural Gas (Weighted U.S. Average) | Methane (Co2 eq) | 17.5 | 0 | C
311230 | 1006273 | 2023 |  | GP-1 | Natural Gas (Weighted U.S. Average) | Nitrous Oxide | 0.07 | 0 | C
311230 | 1006273 | 2023 |  | GP-1 | Natural Gas (Weighted U.S. Average) | Nitrous Oxide (Co2 eq) | 20.9 | 0 | C
311230 | 1006273 | 2023 |  | GP-2 | Natural Gas (Weighted U.S. Average) | Carbon Dioxide Biogenic | 0 | 0 | C
311230 | 1006273 | 2023 |  | GP-2 | Natural Gas (Weighted U.S. Average) | Carbon Dioxide Non-Biogenic | 135.5 | 0 | C
311230 | 1006273 | 2023 |  | GP-2 | Natural Gas (Weighted U.S. Average) | Carbon Dioxide Total | 135.5 | 0 | C
311230 | 1006273 | 2023 |  | GP-2 | Natural Gas (Weighted U.S. Average) | Methane | 0 | 0 | C
311230 | 1006273 | 2023 |  | GP-2 | Natural Gas (Weighted U.S. Average) | Methane (Co2 eq) | 0.1 | 0 | C
311230 | 1006273 | 2023 |  | GP-2 | Natural Gas (Weighted U.S. Average) | Nitrous Oxide | 0 | 0 | C
311230 | 1006273 | 2023 |  | GP-2 | Natural Gas (Weighted U.S. Average) | Nitrous Oxide (Co2 eq) | 0.1 | 0 | C
311230 | 1006273 | 2023 | CH (Comfort heater) | S-1 | Natural Gas (Weighted U.S. Average) | Carbon Dioxide Biogenic | 0 | 0 | C
311230 | 1006273 | 2023 | CH (Comfort heater) | S-1 | Natural Gas (Weighted U.S. Average) | Carbon Dioxide Non-Biogenic | 9.1 | 0 | C
311230 | 1006273 | 2023 | CH (Comfort heater) | S-1 | Natural Gas (Weighted U.S. Average) | Carbon Dioxide Total | 9.1 | 0 | C
311230 | 1006273 | 2023 | CH (Comfort heater) | S-1 | Natural Gas (Weighted U.S. Average) | Methane | 0 | 0 | C
311230 | 1006273 | 2023 | CH (Comfort heater) | S-1 | Natural Gas (Weighted U.S. Average) | Methane (Co2 eq) | 0 | 0 | C
311230 | 1006273 | 2023 | CH (Comfort heater) | S-1 | Natural Gas (Weighted U.S. Average) | Nitrous Oxide | 0 | 0 | C
311230 | 1006273 | 2023 | CH (Comfort heater) | S-1 | Natural Gas (Weighted U.S. Average) | Nitrous Oxide (Co2 eq) | 0 | 0 | C
325211 | 1006274 | 2023 |  | GP-Natural Gas Usage MBPP | Natural Gas (Weighted U.S. Average) | Carbon Dioxide Biogenic | 0 | 0 | C
325211 | 1006274 | 2023 |  | GP-Natural Gas Usage MBPP | Natural Gas (Weighted U.S. Average) | Carbon Dioxide Non-Biogenic | 93103.6 | 0 | C
325211 | 1006274 | 2023 |  | GP-Natural Gas Usage MBPP | Natural Gas (Weighted U.S. Average) | Carbon Dioxide Total | 93103.6 | 0 | C
325211 | 1006274 | 2023 |  | GP-Natural Gas Usage MBPP | Natural Gas (Weighted U.S. Average) | Methane | 1.75 | 0 | C
325211 | 1006274 | 2023 |  | GP-Natural Gas Usage MBPP | Natural Gas (Weighted U.S. Average) | Methane (Co2 eq) | 43.9 | 0 | C
325211 | 1006274 | 2023 |  | GP-Natural Gas Usage MBPP | Natural Gas (Weighted U.S. Average) | Nitrous Oxide | 0.175 | 0 | C
325211 | 1006274 | 2023 |  | GP-Natural Gas Usage MBPP | Natural Gas (Weighted U.S. Average) | Nitrous Oxide (Co2 eq) | 52.3 | 0 | C
325211 | 1006274 | 2023 | RICE (Reciprocating internal combustion engine) | Gasoline Engine | Natural Gasoline | Carbon Dioxide Biogenic | 0 | 0 | C
325211 | 1006274 | 2023 | RICE (Reciprocating internal combustion engine) | Gasoline Engine | Natural Gasoline | Carbon Dioxide Non-Biogenic | 0 | 0 | C
325211 | 1006274 | 2023 | RICE (Reciprocating internal combustion engine) | Gasoline Engine | Natural Gasoline | Carbon Dioxide Total | 0 | 0 | C
325211 | 1006274 | 2023 | RICE (Reciprocating internal combustion engine) | Gasoline Engine | Natural Gasoline | Methane | 0 | 0 | C
325211 | 1006274 | 2023 | RICE (Reciprocating internal combustion engine) | Gasoline Engine | Natural Gasoline | Methane (Co2 eq) | 0 | 0 | C
325211 | 1006274 | 2023 | RICE (Reciprocating internal combustion engine) | Gasoline Engine | Natural Gasoline | Nitrous Oxide | 0 | 0 | C
325211 | 1006274 | 2023 | RICE (Reciprocating internal combustion engine) | Gasoline Engine | Natural Gasoline | Nitrous Oxide (Co2 eq) | 0 | 0 | C
325211 | 1006274 | 2023 | RICE (Reciprocating internal combustion engine) | UTCENG1 | Distillate Fuel Oil No. 2 | Carbon Dioxide Biogenic | 0 | 0 | C
325211 | 1006274 | 2023 | RICE (Reciprocating internal combustion engine) | UTCENG1 | Distillate Fuel Oil No. 2 | Carbon Dioxide Non-Biogenic | 4.7 | 0 | C
325211 | 1006274 | 2023 | RICE (Reciprocating internal combustion engine) | UTCENG1 | Distillate Fuel Oil No. 2 | Carbon Dioxide Total | 4.7 | 0 | C
325211 | 1006274 | 2023 | RICE (Reciprocating internal combustion engine) | UTCENG1 | Distillate Fuel Oil No. 2 | Methane | 0 | 0 | C
325211 | 1006274 | 2023 | RICE (Reciprocating internal combustion engine) | UTCENG1 | Distillate Fuel Oil No. 2 | Methane (Co2 eq) | 0 | 0 | C
325211 | 1006274 | 2023 | RICE (Reciprocating internal combustion engine) | UTCENG1 | Distillate Fuel Oil No. 2 | Nitrous Oxide | 0 | 0 | C
325211 | 1006274 | 2023 | RICE (Reciprocating internal combustion engine) | UTCENG1 | Distillate Fuel Oil No. 2 | Nitrous Oxide (Co2 eq) | 0 | 0 | C
325110 | 1006275 | 2023 | OB (Boiler, other) | 104-BD | Fuel Gas | Carbon Dioxide Biogenic | 0 | 0 | C
325110 | 1006275 | 2023 | OB (Boiler, other) | 104-BD | Fuel Gas | Carbon Dioxide Non-Biogenic | 58271.9 | 0 | C
325110 | 1006275 | 2023 | OB (Boiler, other) | 104-BD | Fuel Gas | Carbon Dioxide Total | 58271.9 | 0 | C
325110 | 1006275 | 2023 | OB (Boiler, other) | 104-BD | Fuel Gas | Methane | 3.33 | 0 | C
325110 | 1006275 | 2023 | OB (Boiler, other) | 104-BD | Fuel Gas | Methane (Co2 eq) | 83.3 | 0 | C
325110 | 1006275 | 2023 | OB (Boiler, other) | 104-BD | Fuel Gas | Nitrous Oxide | 0.667 | 0 | C
325110 | 1006275 | 2023 | OB (Boiler, other) | 104-BD | Fuel Gas | Nitrous Oxide (Co2 eq) | 198.7 | 0 | C
325110 | 1006275 | 2023 | PRH (Process Heater) | 4000-B | Fuel Gas | Carbon Dioxide Biogenic | 0 | 0 | C
325110 | 1006275 | 2023 | PRH (Process Heater) | 4000-B | Fuel Gas | Carbon Dioxide Non-Biogenic | 88681 | 0 | C
325110 | 1006275 | 2023 | PRH (Process Heater) | 4000-B | Fuel Gas | Carbon Dioxide Total | 88681 | 0 | C
325110 | 1006275 | 2023 | PRH (Process Heater) | 4000-B | Fuel Gas | Methane | 6.83 | 0 | C
325110 | 1006275 | 2023 | PRH (Process Heater) | 4000-B | Fuel Gas | Methane (Co2 eq) | 170.7 | 0 | C
325110 | 1006275 | 2023 | PRH (Process Heater) | 4000-B | Fuel Gas | Nitrous Oxide | 1.366 | 0 | C
325110 | 1006275 | 2023 | PRH (Process Heater) | 4000-B | Fuel Gas | Nitrous Oxide (Co2 eq) | 407 | 0 | C
325110 | 1006275 | 2023 | PRH (Process Heater) | 4001-B | Fuel Gas | Carbon Dioxide Biogenic | 0 | 0 | C
325110 | 1006275 | 2023 | PRH (Process Heater) | 4001-B | Fuel Gas | Carbon Dioxide Non-Biogenic | 41570.8 | 0 | C
325110 | 1006275 | 2023 | PRH (Process Heater) | 4001-B | Fuel Gas | Carbon Dioxide Total | 41570.8 | 0 | C
325110 | 1006275 | 2023 | PRH (Process Heater) | 4001-B | Fuel Gas | Methane | 3.43 | 0 | C
325110 | 1006275 | 2023 | PRH (Process Heater) | 4001-B | Fuel Gas | Methane (Co2 eq) | 85.6 | 0 | C
325110 | 1006275 | 2023 | PRH (Process Heater) | 4001-B | Fuel Gas | Nitrous Oxide | 0.685 | 0 | C
325110 | 1006275 | 2023 | PRH (Process Heater) | 4001-B | Fuel Gas | Nitrous Oxide (Co2 eq) | 204.2 | 0 | C
325110 | 1006275 | 2023 | OB (Boiler, other) | 4002-B | Fuel Gas | Carbon Dioxide Biogenic | 0 | 0 | C
325110 | 1006275 | 2023 | OB (Boiler, other) | 4002-B | Fuel Gas | Carbon Dioxide Non-Biogenic | 58684.4 | 0 | C
325110 | 1006275 | 2023 | OB (Boiler, other) | 4002-B | Fuel Gas | Carbon Dioxide Total | 58684.4 | 0 | C
325110 | 1006275 | 2023 | OB (Boiler, other) | 4002-B | Fuel Gas | Methane | 4.73 | 0 | C
325110 | 1006275 | 2023 | OB (Boiler, other) | 4002-B | Fuel Gas | Methane (Co2 eq) | 118.2 | 0 | C
325110 | 1006275 | 2023 | OB (Boiler, other) | 4002-B | Fuel Gas | Nitrous Oxide | 0.945 | 0 | C
325110 | 1006275 | 2023 | OB (Boiler, other) | 4002-B | Fuel Gas | Nitrous Oxide (Co2 eq) | 281.7 | 0 | C
325110 | 1006275 | 2023 | SCCT (CT (Turbine, simple cycle combustion)) | 4061-JT | Natural Gas (Weighted U.S. Average) | Carbon Dioxide Biogenic | 0 | 0 | C
325110 | 1006275 | 2023 | SCCT (CT (Turbine, simple cycle combustion)) | 4061-JT | Natural Gas (Weighted U.S. Average) | Carbon Dioxide Non-Biogenic | 62981.4 | 0 | C
325110 | 1006275 | 2023 | SCCT (CT (Turbine, simple cycle combustion)) | 4061-JT | Natural Gas (Weighted U.S. Average) | Carbon Dioxide Total | 62981.4 | 0 | C
325110 | 1006275 | 2023 | SCCT (CT (Turbine, simple cycle combustion)) | 4061-JT | Natural Gas (Weighted U.S. Average) | Methane | 1.19 | 0 | C
325110 | 1006275 | 2023 | SCCT (CT (Turbine, simple cycle combustion)) | 4061-JT | Natural Gas (Weighted U.S. Average) | Methane (Co2 eq) | 29.7 | 0 | C
325110 | 1006275 | 2023 | SCCT (CT (Turbine, simple cycle combustion)) | 4061-JT | Natural Gas (Weighted U.S. Average) | Nitrous Oxide | 0.119 | 0 | C
325110 | 1006275 | 2023 | SCCT (CT (Turbine, simple cycle combustion)) | 4061-JT | Natural Gas (Weighted U.S. Average) | Nitrous Oxide (Co2 eq) | 35.4 | 0 | C
325110 | 1006275 | 2023 | SCCT (CT (Turbine, simple cycle combustion)) | 4062-JT | Natural Gas (Weighted U.S. Average) | Carbon Dioxide Biogenic | 0 | 0 | C
325110 | 1006275 | 2023 | SCCT (CT (Turbine, simple cycle combustion)) | 4062-JT | Natural Gas (Weighted U.S. Average) | Carbon Dioxide Non-Biogenic | 54732 | 0 | C
325110 | 1006275 | 2023 | SCCT (CT (Turbine, simple cycle combustion)) | 4062-JT | Natural Gas (Weighted U.S. Average) | Carbon Dioxide Total | 54732 | 0 | C
325110 | 1006275 | 2023 | SCCT (CT (Turbine, simple cycle combustion)) | 4062-JT | Natural Gas (Weighted U.S. Average) | Methane | 1.03 | 0 | C
325110 | 1006275 | 2023 | SCCT (CT (Turbine, simple cycle combustion)) | 4062-JT | Natural Gas (Weighted U.S. Average) | Methane (Co2 eq) | 25.8 | 0 | C
325110 | 1006275 | 2023 | SCCT (CT (Turbine, simple cycle combustion)) | 4062-JT | Natural Gas (Weighted U.S. Average) | Nitrous Oxide | 0.103 | 0 | C
325110 | 1006275 | 2023 | SCCT (CT (Turbine, simple cycle combustion)) | 4062-JT | Natural Gas (Weighted U.S. Average) | Nitrous Oxide (Co2 eq) | 30.7 | 0 | C
325110 | 1006275 | 2023 | SCCT (CT (Turbine, simple cycle combustion)) | 4063-JT | Natural Gas (Weighted U.S. Average) | Carbon Dioxide Biogenic | 0 | 0 | C
325110 | 1006275 | 2023 | SCCT (CT (Turbine, simple cycle combustion)) | 4063-JT | Natural Gas (Weighted U.S. Average) | Carbon Dioxide Non-Biogenic | 58129.7 | 0 | C
325110 | 1006275 | 2023 | SCCT (CT (Turbine, simple cycle combustion)) | 4063-JT | Natural Gas (Weighted U.S. Average) | Carbon Dioxide Total | 58129.7 | 0 | C
325110 | 1006275 | 2023 | SCCT (CT (Turbine, simple cycle combustion)) | 4063-JT | Natural Gas (Weighted U.S. Average) | Methane | 1.1 | 0 | C
325110 | 1006275 | 2023 | SCCT (CT (Turbine, simple cycle combustion)) | 4063-JT | Natural Gas (Weighted U.S. Average) | Methane (Co2 eq) | 27.4 | 0 | C
325110 | 1006275 | 2023 | SCCT (CT (Turbine, simple cycle combustion)) | 4063-JT | Natural Gas (Weighted U.S. Average) | Nitrous Oxide | 0.11 | 0 | C
325110 | 1006275 | 2023 | SCCT (CT (Turbine, simple cycle combustion)) | 4063-JT | Natural Gas (Weighted U.S. Average) | Nitrous Oxide (Co2 eq) | 32.6 | 0 | C
325110 | 1006275 | 2023 | SCCT (CT (Turbine, simple cycle combustion)) | 4064-JT | Natural Gas (Weighted U.S. Average) | Carbon Dioxide Biogenic | 0 | 0 | C
325110 | 1006275 | 2023 | SCCT (CT (Turbine, simple cycle combustion)) | 4064-JT | Natural Gas (Weighted U.S. Average) | Carbon Dioxide Non-Biogenic | 72411.6 | 0 | C
325110 | 1006275 | 2023 | SCCT (CT (Turbine, simple cycle combustion)) | 4064-JT | Natural Gas (Weighted U.S. Average) | Carbon Dioxide Total | 72411.6 | 0 | C
325110 | 1006275 | 2023 | SCCT (CT (Turbine, simple cycle combustion)) | 4064-JT | Natural Gas (Weighted U.S. Average) | Methane | 1.36 | 0 | C
325110 | 1006275 | 2023 | SCCT (CT (Turbine, simple cycle combustion)) | 4064-JT | Natural Gas (Weighted U.S. Average) | Methane (Co2 eq) | 34.1 | 0 | C
325110 | 1006275 | 2023 | SCCT (CT (Turbine, simple cycle combustion)) | 4064-JT | Natural Gas (Weighted U.S. Average) | Nitrous Oxide | 0.136 | 0 | C
325110 | 1006275 | 2023 | SCCT (CT (Turbine, simple cycle combustion)) | 4064-JT | Natural Gas (Weighted U.S. Average) | Nitrous Oxide (Co2 eq) | 40.7 | 0 | C
325110 | 1006275 | 2023 | SCCT (CT (Turbine, simple cycle combustion)) | 4065-JT | Natural Gas (Weighted U.S. Average) | Carbon Dioxide Biogenic | 0 | 0 | C
325110 | 1006275 | 2023 | SCCT (CT (Turbine, simple cycle combustion)) | 4065-JT | Natural Gas (Weighted U.S. Average) | Carbon Dioxide Non-Biogenic | 59033.7 | 0 | C
325110 | 1006275 | 2023 | SCCT (CT (Turbine, simple cycle combustion)) | 4065-JT | Natural Gas (Weighted U.S. Average) | Carbon Dioxide Total | 59033.7 | 0 | C
325110 | 1006275 | 2023 | SCCT (CT (Turbine, simple cycle combustion)) | 4065-JT | Natural Gas (Weighted U.S. Average) | Methane | 1.11 | 0 | C
325110 | 1006275 | 2023 | SCCT (CT (Turbine, simple cycle combustion)) | 4065-JT | Natural Gas (Weighted U.S. Average) | Methane (Co2 eq) | 27.8 | 0 | C
325110 | 1006275 | 2023 | SCCT (CT (Turbine, simple cycle combustion)) | 4065-JT | Natural Gas (Weighted U.S. Average) | Nitrous Oxide | 0.111 | 0 | C
325110 | 1006275 | 2023 | SCCT (CT (Turbine, simple cycle combustion)) | 4065-JT | Natural Gas (Weighted U.S. Average) | Nitrous Oxide (Co2 eq) | 33.2 | 0 | C
325180 | 1006287 | 2023 | Petrochemical process unit | Ponca City Unit 1 |  | Carbon Dioxide | 51081.9 |  | X
325180 | 1006287 | 2023 | Petrochemical process unit | Ponca City Unit 2 |  | Carbon Dioxide | 25187.7 |  | X
325180 | 1006287 | 2023 | Petrochemical process unit | Ponca City Unit 3 |  | Carbon Dioxide | 48853.5 |  | X
325180 | 1006287 | 2023 | Petrochemical process unit | Ponca City Unit 4 |  | Carbon Dioxide | 57100.8 |  | X
325180 | 1006287 | 2023 | F (Furnace) | Ponca City Units | Natural Gas (Weighted U.S. Average) | Carbon Dioxide Biogenic | 0 | 0 | C
325180 | 1006287 | 2023 | F (Furnace) | Ponca City Units | Natural Gas (Weighted U.S. Average) | Carbon Dioxide Non-Biogenic | 59759.1 | 0 | C
325180 | 1006287 | 2023 | F (Furnace) | Ponca City Units | Natural Gas (Weighted U.S. Average) | Carbon Dioxide Total | 59759.1 | 0 | C
325180 | 1006287 | 2023 | F (Furnace) | Ponca City Units | Natural Gas (Weighted U.S. Average) | Methane | 1.13 | 0 | C
325180 | 1006287 | 2023 | F (Furnace) | Ponca City Units | Natural Gas (Weighted U.S. Average) | Methane (Co2 eq) | 28.2 | 0 | C
325180 | 1006287 | 2023 | F (Furnace) | Ponca City Units | Natural Gas (Weighted U.S. Average) | Nitrous Oxide | 0.113 | 0 | C
325180 | 1006287 | 2023 | F (Furnace) | Ponca City Units | Natural Gas (Weighted U.S. Average) | Nitrous Oxide (Co2 eq) | 33.6 | 0 | C
311513 | 1006296 | 2023 | OB (Boiler, other) | Boiler #1 | Natural Gas (Weighted U.S. Average) | Carbon Dioxide Biogenic | 0 | 0 | C
311513 | 1006296 | 2023 | OB (Boiler, other) | Boiler #1 | Natural Gas (Weighted U.S. Average) | Carbon Dioxide Non-Biogenic | 6595.8 | 0 | C
311513 | 1006296 | 2023 | OB (Boiler, other) | Boiler #1 | Natural Gas (Weighted U.S. Average) | Carbon Dioxide Total | 6595.8 | 0 | C
311513 | 1006296 | 2023 | OB (Boiler, other) | Boiler #1 | Natural Gas (Weighted U.S. Average) | Methane | 0.12 | 0 | C
311513 | 1006296 | 2023 | OB (Boiler, other) | Boiler #1 | Natural Gas (Weighted U.S. Average) | Methane (Co2 eq) | 3.1 | 0 | C
311513 | 1006296 | 2023 | OB (Boiler, other) | Boiler #1 | Natural Gas (Weighted U.S. Average) | Nitrous Oxide | 0.012 | 0 | C
311513 | 1006296 | 2023 | OB (Boiler, other) | Boiler #1 | Natural Gas (Weighted U.S. Average) | Nitrous Oxide (Co2 eq) | 3.7 | 0 | C
311513 | 1006296 | 2023 | OB (Boiler, other) | Boiler #2 | Natural Gas (Weighted U.S. Average) | Carbon Dioxide Biogenic | 0 | 0 | C
311513 | 1006296 | 2023 | OB (Boiler, other) | Boiler #2 | Natural Gas (Weighted U.S. Average) | Carbon Dioxide Non-Biogenic | 7277.1 | 0 | C
311513 | 1006296 | 2023 | OB (Boiler, other) | Boiler #2 | Natural Gas (Weighted U.S. Average) | Carbon Dioxide Total | 7277.1 | 0 | C
311513 | 1006296 | 2023 | OB (Boiler, other) | Boiler #2 | Natural Gas (Weighted U.S. Average) | Methane | 0.14 | 0 | C
311513 | 1006296 | 2023 | OB (Boiler, other) | Boiler #2 | Natural Gas (Weighted U.S. Average) | Methane (Co2 eq) | 3.4 | 0 | C
311513 | 1006296 | 2023 | OB (Boiler, other) | Boiler #2 | Natural Gas (Weighted U.S. Average) | Nitrous Oxide | 0.014 | 0 | C
311513 | 1006296 | 2023 | OB (Boiler, other) | Boiler #2 | Natural Gas (Weighted U.S. Average) | Nitrous Oxide (Co2 eq) | 4.1 | 0 | C
311513 | 1006296 | 2023 | OB (Boiler, other) | Boiler #2 | Other Biomass Gases | Carbon Dioxide Biogenic | 1712.8 | 0 | C
311513 | 1006296 | 2023 | OB (Boiler, other) | Boiler #2 | Other Biomass Gases | Carbon Dioxide Non-Biogenic | 0 | 0 | C
311513 | 1006296 | 2023 | OB (Boiler, other) | Boiler #2 | Other Biomass Gases | Carbon Dioxide Total | 1712.8 | 0 | C
311513 | 1006296 | 2023 | OB (Boiler, other) | Boiler #2 | Other Biomass Gases | Methane | 0.11 | 0 | C
311513 | 1006296 | 2023 | OB (Boiler, other) | Boiler #2 | Other Biomass Gases | Methane (Co2 eq) | 2.6 | 0 | C
311513 | 1006296 | 2023 | OB (Boiler, other) | Boiler #2 | Other Biomass Gases | Nitrous Oxide | 0.021 | 0 | C
311513 | 1006296 | 2023 | OB (Boiler, other) | Boiler #2 | Other Biomass Gases | Nitrous Oxide (Co2 eq) | 6.2 | 0 | C
311513 | 1006296 | 2023 | OB (Boiler, other) | Boiler #3 | Natural Gas (Weighted U.S. Average) | Carbon Dioxide Biogenic | 0 | 0 | C
311513 | 1006296 | 2023 | OB (Boiler, other) | Boiler #3 | Natural Gas (Weighted U.S. Average) | Carbon Dioxide Non-Biogenic | 7334.4 | 0 | C
311513 | 1006296 | 2023 | OB (Boiler, other) | Boiler #3 | Natural Gas (Weighted U.S. Average) | Carbon Dioxide Total | 7334.4 | 0 | C
311513 | 1006296 | 2023 | OB (Boiler, other) | Boiler #3 | Natural Gas (Weighted U.S. Average) | Methane | 0.14 | 0 | C
311513 | 1006296 | 2023 | OB (Boiler, other) | Boiler #3 | Natural Gas (Weighted U.S. Average) | Methane (Co2 eq) | 3.5 | 0 | C
311513 | 1006296 | 2023 | OB (Boiler, other) | Boiler #3 | Natural Gas (Weighted U.S. Average) | Nitrous Oxide | 0.014 | 0 | C
311513 | 1006296 | 2023 | OB (Boiler, other) | Boiler #3 | Natural Gas (Weighted U.S. Average) | Nitrous Oxide (Co2 eq) | 4.1 | 0 | C
311513 | 1006296 | 2023 | OB (Boiler, other) | Boiler #3 | Other Biomass Gases | Carbon Dioxide Biogenic | 2066.3 | 0 | C
311513 | 1006296 | 2023 | OB (Boiler, other) | Boiler #3 | Other Biomass Gases | Carbon Dioxide Non-Biogenic | 0 | 0 | C
311513 | 1006296 | 2023 | OB (Boiler, other) | Boiler #3 | Other Biomass Gases | Carbon Dioxide Total | 2066.3 | 0 | C
311513 | 1006296 | 2023 | OB (Boiler, other) | Boiler #3 | Other Biomass Gases | Methane | 0.13 | 0 | C
311513 | 1006296 | 2023 | OB (Boiler, other) | Boiler #3 | Other Biomass Gases | Methane (Co2 eq) | 3.2 | 0 | C
311513 | 1006296 | 2023 | OB (Boiler, other) | Boiler #3 | Other Biomass Gases | Nitrous Oxide | 0.025 | 0 | C
311513 | 1006296 | 2023 | OB (Boiler, other) | Boiler #3 | Other Biomass Gases | Nitrous Oxide (Co2 eq) | 7.5 | 0 | C
311513 | 1006296 | 2023 | OB (Boiler, other) | Boiler #4 | Natural Gas (Weighted U.S. Average) | Carbon Dioxide Biogenic | 0 | 0 | C
311513 | 1006296 | 2023 | OB (Boiler, other) | Boiler #4 | Natural Gas (Weighted U.S. Average) | Carbon Dioxide Non-Biogenic | 2121 | 0 | C
311513 | 1006296 | 2023 | OB (Boiler, other) | Boiler #4 | Natural Gas (Weighted U.S. Average) | Carbon Dioxide Total | 2121 | 0 | C
311513 | 1006296 | 2023 | OB (Boiler, other) | Boiler #4 | Natural Gas (Weighted U.S. Average) | Methane | 0.04 | 0 | C
311513 | 1006296 | 2023 | OB (Boiler, other) | Boiler #4 | Natural Gas (Weighted U.S. Average) | Methane (Co2 eq) | 1 | 0 | C
311513 | 1006296 | 2023 | OB (Boiler, other) | Boiler #4 | Natural Gas (Weighted U.S. Average) | Nitrous Oxide | 0.004 | 0 | C
311513 | 1006296 | 2023 | OB (Boiler, other) | Boiler #4 | Natural Gas (Weighted U.S. Average) | Nitrous Oxide (Co2 eq) | 1.2 | 0 | C
311513 | 1006296 | 2023 |  | GP-BoilersHeaters | Natural Gas (Weighted U.S. Average) | Carbon Dioxide Biogenic | 0 | 0 | C
311513 | 1006296 | 2023 |  | GP-BoilersHeaters | Natural Gas (Weighted U.S. Average) | Carbon Dioxide Non-Biogenic | 7486 | 0 | C
311513 | 1006296 | 2023 |  | GP-BoilersHeaters | Natural Gas (Weighted U.S. Average) | Carbon Dioxide Total | 7486 | 0 | C
311513 | 1006296 | 2023 |  | GP-BoilersHeaters | Natural Gas (Weighted U.S. Average) | Methane | 0.14 | 0 | C
311513 | 1006296 | 2023 |  | GP-BoilersHeaters | Natural Gas (Weighted U.S. Average) | Methane (Co2 eq) | 3.5 | 0 | C
311513 | 1006296 | 2023 |  | GP-BoilersHeaters | Natural Gas (Weighted U.S. Average) | Nitrous Oxide | 0.014 | 0 | C
311513 | 1006296 | 2023 |  | GP-BoilersHeaters | Natural Gas (Weighted U.S. Average) | Nitrous Oxide (Co2 eq) | 4.2 | 0 | C
311513 | 1006296 | 2023 |  | GP-BoilersHeaters | Other Biomass Gases | Carbon Dioxide Biogenic | 839.8 | 0 | C
311513 | 1006296 | 2023 |  | GP-BoilersHeaters | Other Biomass Gases | Carbon Dioxide Non-Biogenic | 0 | 0 | C
311513 | 1006296 | 2023 |  | GP-BoilersHeaters | Other Biomass Gases | Carbon Dioxide Total | 839.8 | 0 | C
311513 | 1006296 | 2023 |  | GP-BoilersHeaters | Other Biomass Gases | Methane | 0.05 | 0 | C
311513 | 1006296 | 2023 |  | GP-BoilersHeaters | Other Biomass Gases | Methane (Co2 eq) | 1.3 | 0 | C
311513 | 1006296 | 2023 |  | GP-BoilersHeaters | Other Biomass Gases | Nitrous Oxide | 0.01 | 0 | C
311513 | 1006296 | 2023 |  | GP-BoilersHeaters | Other Biomass Gases | Nitrous Oxide (Co2 eq) | 3 | 0 | C
311313 | 1006312 | 2023 | OB (Boiler, other) | Boiler #4 | Natural Gas (Weighted U.S. Average) | Carbon Dioxide Biogenic | 0 | 0 | C
311313 | 1006312 | 2023 | OB (Boiler, other) | Boiler #4 | Natural Gas (Weighted U.S. Average) | Carbon Dioxide Non-Biogenic | 19769.6 | 0 | C
311313 | 1006312 | 2023 | OB (Boiler, other) | Boiler #4 | Natural Gas (Weighted U.S. Average) | Carbon Dioxide Total | 19769.6 | 0 | C
311313 | 1006312 | 2023 | OB (Boiler, other) | Boiler #4 | Natural Gas (Weighted U.S. Average) | Methane | 0.37 | 0 | C
311313 | 1006312 | 2023 | OB (Boiler, other) | Boiler #4 | Natural Gas (Weighted U.S. Average) | Methane (Co2 eq) | 9.3 | 0 | C
311313 | 1006312 | 2023 | OB (Boiler, other) | Boiler #4 | Natural Gas (Weighted U.S. Average) | Nitrous Oxide | 0.037 | 0 | C
311313 | 1006312 | 2023 | OB (Boiler, other) | Boiler #4 | Natural Gas (Weighted U.S. Average) | Nitrous Oxide (Co2 eq) | 11.1 | 0 | C
311313 | 1006312 | 2023 |  | GP-LIME KILNS | Anthracite | Carbon Dioxide Biogenic | 0 | 0 | C
311313 | 1006312 | 2023 |  | GP-LIME KILNS | Anthracite | Carbon Dioxide Non-Biogenic | 3059.5 | 0 | C
311313 | 1006312 | 2023 |  | GP-LIME KILNS | Anthracite | Carbon Dioxide Total | 3059.5 | 0 | C
311313 | 1006312 | 2023 |  | GP-LIME KILNS | Anthracite | Methane | 0.32 | 0 | C
311313 | 1006312 | 2023 |  | GP-LIME KILNS | Anthracite | Methane (Co2 eq) | 8.1 | 0 | C
311313 | 1006312 | 2023 |  | GP-LIME KILNS | Anthracite | Nitrous Oxide | 0.047 | 0 | C
311313 | 1006312 | 2023 |  | GP-LIME KILNS | Anthracite | Nitrous Oxide (Co2 eq) | 14.1 | 0 | C
311313 | 1006312 | 2023 |  | GP-LIME KILNS | Coal Coke | Carbon Dioxide Biogenic | 0 | 0 | C
311313 | 1006312 | 2023 |  | GP-LIME KILNS | Coal Coke | Carbon Dioxide Non-Biogenic | 2255.2 | 0 | C
311313 | 1006312 | 2023 |  | GP-LIME KILNS | Coal Coke | Carbon Dioxide Total | 2255.2 | 0 | C
311313 | 1006312 | 2023 |  | GP-LIME KILNS | Coal Coke | Methane | 0.22 | 0 | C
311313 | 1006312 | 2023 |  | GP-LIME KILNS | Coal Coke | Methane (Co2 eq) | 5.5 | 0 | C
311313 | 1006312 | 2023 |  | GP-LIME KILNS | Coal Coke | Nitrous Oxide | 0.032 | 0 | C
311313 | 1006312 | 2023 |  | GP-LIME KILNS | Coal Coke | Nitrous Oxide (Co2 eq) | 9.5 | 0 | C
311313 | 1006312 | 2023 | OB (Boiler, other) | MURRAY BOILER | Natural Gas (Weighted U.S. Average) | Carbon Dioxide Biogenic | 0 | 0 | C
311313 | 1006312 | 2023 | OB (Boiler, other) | MURRAY BOILER | Natural Gas (Weighted U.S. Average) | Carbon Dioxide Non-Biogenic | 15626 | 0 | C
311313 | 1006312 | 2023 | OB (Boiler, other) | MURRAY BOILER | Natural Gas (Weighted U.S. Average) | Carbon Dioxide Total | 15626 | 0 | C
311313 | 1006312 | 2023 | OB (Boiler, other) | MURRAY BOILER | Natural Gas (Weighted U.S. Average) | Methane | 0.29 | 0 | C
311313 | 1006312 | 2023 | OB (Boiler, other) | MURRAY BOILER | Natural Gas (Weighted U.S. Average) | Methane (Co2 eq) | 7.4 | 0 | C
311313 | 1006312 | 2023 | OB (Boiler, other) | MURRAY BOILER | Natural Gas (Weighted U.S. Average) | Nitrous Oxide | 0.029 | 0 | C
311313 | 1006312 | 2023 | OB (Boiler, other) | MURRAY BOILER | Natural Gas (Weighted U.S. Average) | Nitrous Oxide (Co2 eq) | 8.8 | 0 | C
311313 | 1006312 | 2023 | PD (Product or intermediate product dryer) | PULP DRYER | Natural Gas (Weighted U.S. Average) | Carbon Dioxide Biogenic | 0 | 0 | C
311313 | 1006312 | 2023 | PD (Product or intermediate product dryer) | PULP DRYER | Natural Gas (Weighted U.S. Average) | Carbon Dioxide Non-Biogenic | 13527.5 | 0 | C
311313 | 1006312 | 2023 | PD (Product or intermediate product dryer) | PULP DRYER | Natural Gas (Weighted U.S. Average) | Carbon Dioxide Total | 13527.5 | 0 | C
311313 | 1006312 | 2023 | PD (Product or intermediate product dryer) | PULP DRYER | Natural Gas (Weighted U.S. Average) | Methane | 0.25 | 0 | C
311313 | 1006312 | 2023 | PD (Product or intermediate product dryer) | PULP DRYER | Natural Gas (Weighted U.S. Average) | Methane (Co2 eq) | 6.4 | 0 | C
311313 | 1006312 | 2023 | PD (Product or intermediate product dryer) | PULP DRYER | Natural Gas (Weighted U.S. Average) | Nitrous Oxide | 0.025 | 0 | C
311313 | 1006312 | 2023 | PD (Product or intermediate product dryer) | PULP DRYER | Natural Gas (Weighted U.S. Average) | Nitrous Oxide (Co2 eq) | 7.6 | 0 | C
325120 | 1006314 | 2023 |  | GP-001 | Natural Gas (Weighted U.S. Average) | Carbon Dioxide Biogenic | 0 | 210495550 | C
325120 | 1006314 | 2023 |  | GP-001 | Natural Gas (Weighted U.S. Average) | Carbon Dioxide Non-Biogenic | 11282.1 | 210495550 | C
325120 | 1006314 | 2023 |  | GP-001 | Natural Gas (Weighted U.S. Average) | Carbon Dioxide Total | 11282.1 | 210495550 | C
325120 | 1006314 | 2023 |  | GP-001 | Natural Gas (Weighted U.S. Average) | Methane | 0.21 | 210495550 | C
325120 | 1006314 | 2023 |  | GP-001 | Natural Gas (Weighted U.S. Average) | Methane (Co2 eq) | 5.3 | 210495550 | C
325120 | 1006314 | 2023 |  | GP-001 | Natural Gas (Weighted U.S. Average) | Nitrous Oxide | 0.021 | 210495550 | C
325120 | 1006314 | 2023 |  | GP-001 | Natural Gas (Weighted U.S. Average) | Nitrous Oxide (Co2 eq) | 6.3 | 210495550 | C
311313 | 1006319 | 2023 |  | CP-1 Factory NG Fired Units | Natural Gas (Weighted U.S. Average) | Carbon Dioxide Biogenic | 0 | 0 | C
311313 | 1006319 | 2023 |  | CP-1 Factory NG Fired Units | Natural Gas (Weighted U.S. Average) | Carbon Dioxide Non-Biogenic | 5146.6 | 0 | C
311313 | 1006319 | 2023 |  | CP-1 Factory NG Fired Units | Natural Gas (Weighted U.S. Average) | Carbon Dioxide Total | 5146.6 | 0 | C
311313 | 1006319 | 2023 |  | CP-1 Factory NG Fired Units | Natural Gas (Weighted U.S. Average) | Methane | 0.1 | 0 | C
311313 | 1006319 | 2023 |  | CP-1 Factory NG Fired Units | Natural Gas (Weighted U.S. Average) | Methane (Co2 eq) | 2.4 | 0 | C
311313 | 1006319 | 2023 |  | CP-1 Factory NG Fired Units | Natural Gas (Weighted U.S. Average) | Nitrous Oxide | 0.01 | 0 | C
311313 | 1006319 | 2023 |  | CP-1 Factory NG Fired Units | Natural Gas (Weighted U.S. Average) | Nitrous Oxide (Co2 eq) | 2.9 | 0 | C
311313 | 1006319 | 2023 |  | CP-2 Truck Shop NG Fired Units | Natural Gas (Weighted U.S. Average) | Carbon Dioxide Biogenic | 0 | 0 | C
311313 | 1006319 | 2023 |  | CP-2 Truck Shop NG Fired Units | Natural Gas (Weighted U.S. Average) | Carbon Dioxide Non-Biogenic | 32.9 | 0 | C
311313 | 1006319 | 2023 |  | CP-2 Truck Shop NG Fired Units | Natural Gas (Weighted U.S. Average) | Carbon Dioxide Total | 32.9 | 0 | C
311313 | 1006319 | 2023 |  | CP-2 Truck Shop NG Fired Units | Natural Gas (Weighted U.S. Average) | Methane | 0 | 0 | C
311313 | 1006319 | 2023 |  | CP-2 Truck Shop NG Fired Units | Natural Gas (Weighted U.S. Average) | Methane (Co2 eq) | 0 | 0 | C
311313 | 1006319 | 2023 |  | CP-2 Truck Shop NG Fired Units | Natural Gas (Weighted U.S. Average) | Nitrous Oxide | 0 | 0 | C
311313 | 1006319 | 2023 |  | CP-2 Truck Shop NG Fired Units | Natural Gas (Weighted U.S. Average) | Nitrous Oxide (Co2 eq) | 0 | 0 | C
311313 | 1006319 | 2023 |  | CP-3 Bio-gas fired units | Other Biomass Gases | Carbon Dioxide Biogenic | 13012.2 | 0 | C
311313 | 1006319 | 2023 |  | CP-3 Bio-gas fired units | Other Biomass Gases | Carbon Dioxide Non-Biogenic | 0 | 0 | C
311313 | 1006319 | 2023 |  | CP-3 Bio-gas fired units | Other Biomass Gases | Carbon Dioxide Total | 13012.2 | 0 | C
311313 | 1006319 | 2023 |  | CP-3 Bio-gas fired units | Other Biomass Gases | Methane | 0.8 | 0 | C
311313 | 1006319 | 2023 |  | CP-3 Bio-gas fired units | Other Biomass Gases | Methane (Co2 eq) | 20 | 0 | C
311313 | 1006319 | 2023 |  | CP-3 Bio-gas fired units | Other Biomass Gases | Nitrous Oxide | 0.157 | 0 | C
311313 | 1006319 | 2023 |  | CP-3 Bio-gas fired units | Other Biomass Gases | Nitrous Oxide (Co2 eq) | 46.9 | 0 | C
311313 | 1006319 | 2023 | NGLH (Heater, natural gas line) | CP-4 Nationwide Boiler | Natural Gas (Weighted U.S. Average) | Carbon Dioxide Biogenic | 0 | 0 | C
311313 | 1006319 | 2023 | NGLH (Heater, natural gas line) | CP-4 Nationwide Boiler | Natural Gas (Weighted U.S. Average) | Carbon Dioxide Non-Biogenic | 20554.4 | 0 | C
311313 | 1006319 | 2023 | NGLH (Heater, natural gas line) | CP-4 Nationwide Boiler | Natural Gas (Weighted U.S. Average) | Carbon Dioxide Total | 20554.4 | 0 | C
311313 | 1006319 | 2023 | NGLH (Heater, natural gas line) | CP-4 Nationwide Boiler | Natural Gas (Weighted U.S. Average) | Methane | 0.39 | 0 | C
311313 | 1006319 | 2023 | NGLH (Heater, natural gas line) | CP-4 Nationwide Boiler | Natural Gas (Weighted U.S. Average) | Methane (Co2 eq) | 9.7 | 0 | C
311313 | 1006319 | 2023 | NGLH (Heater, natural gas line) | CP-4 Nationwide Boiler | Natural Gas (Weighted U.S. Average) | Nitrous Oxide | 0.039 | 0 | C
311313 | 1006319 | 2023 | NGLH (Heater, natural gas line) | CP-4 Nationwide Boiler | Natural Gas (Weighted U.S. Average) | Nitrous Oxide (Co2 eq) | 11.5 | 0 | C
311313 | 1006319 | 2023 |  | GP-1 Coal Fired Units | Subbituminous | Carbon Dioxide Biogenic | 0 | 0 | C
311313 | 1006319 | 2023 |  | GP-1 Coal Fired Units | Subbituminous | Carbon Dioxide Non-Biogenic | 256089 | 0 | C
311313 | 1006319 | 2023 |  | GP-1 Coal Fired Units | Subbituminous | Carbon Dioxide Total | 256089 | 0 | C
311313 | 1006319 | 2023 |  | GP-1 Coal Fired Units | Subbituminous | Methane | 28.99 | 0 | C
311313 | 1006319 | 2023 |  | GP-1 Coal Fired Units | Subbituminous | Methane (Co2 eq) | 724.8 | 0 | C
311313 | 1006319 | 2023 |  | GP-1 Coal Fired Units | Subbituminous | Nitrous Oxide | 4.217 | 0 | C
311313 | 1006319 | 2023 |  | GP-1 Coal Fired Units | Subbituminous | Nitrous Oxide (Co2 eq) | 1256.6 | 0 | C
311313 | 1006319 | 2023 |  | GP-2 Propane Fired Units | Propane | Carbon Dioxide Biogenic | 0 | 0 | C
311313 | 1006319 | 2023 |  | GP-2 Propane Fired Units | Propane | Carbon Dioxide Non-Biogenic | 144.1 | 0 | C
311313 | 1006319 | 2023 |  | GP-2 Propane Fired Units | Propane | Carbon Dioxide Total | 144.1 | 0 | C
311313 | 1006319 | 2023 |  | GP-2 Propane Fired Units | Propane | Methane | 0.01 | 0 | C
311313 | 1006319 | 2023 |  | GP-2 Propane Fired Units | Propane | Methane (Co2 eq) | 0.2 | 0 | C
311313 | 1006319 | 2023 |  | GP-2 Propane Fired Units | Propane | Nitrous Oxide | 0.001 | 0 | C
311313 | 1006319 | 2023 |  | GP-2 Propane Fired Units | Propane | Nitrous Oxide (Co2 eq) | 0.4 | 0 | C
311313 | 1006319 | 2023 | K (Kiln) | Lime Kiln | Coal Coke | Carbon Dioxide Biogenic | 0 | 0 | C
311313 | 1006319 | 2023 | K (Kiln) | Lime Kiln | Coal Coke | Carbon Dioxide Non-Biogenic | 18352.9 | 0 | C
311313 | 1006319 | 2023 | K (Kiln) | Lime Kiln | Coal Coke | Carbon Dioxide Total | 18352.9 | 0 | C
311313 | 1006319 | 2023 | K (Kiln) | Lime Kiln | Coal Coke | Methane | 1.78 | 0 | C
311313 | 1006319 | 2023 | K (Kiln) | Lime Kiln | Coal Coke | Methane (Co2 eq) | 44.4 | 0 | C
311313 | 1006319 | 2023 | K (Kiln) | Lime Kiln | Coal Coke | Nitrous Oxide | 0.258 | 0 | C
311313 | 1006319 | 2023 | K (Kiln) | Lime Kiln | Coal Coke | Nitrous Oxide (Co2 eq) | 77 | 0 | C
311313 | 1006343 | 2023 | OB (Boiler, other) | CE BOILER | Natural Gas (Weighted U.S. Average) | Carbon Dioxide Biogenic | 0 | 296390000 | C
311313 | 1006343 | 2023 | OB (Boiler, other) | CE BOILER | Natural Gas (Weighted U.S. Average) | Carbon Dioxide Non-Biogenic | 16135.3 | 296390000 | C
311313 | 1006343 | 2023 | OB (Boiler, other) | CE BOILER | Natural Gas (Weighted U.S. Average) | Carbon Dioxide Total | 16135.3 | 296390000 | C
311313 | 1006343 | 2023 | OB (Boiler, other) | CE BOILER | Natural Gas (Weighted U.S. Average) | Methane | 0.3 | 296390000 | C
311313 | 1006343 | 2023 | OB (Boiler, other) | CE BOILER | Natural Gas (Weighted U.S. Average) | Methane (Co2 eq) | 7.6 | 296390000 | C
311313 | 1006343 | 2023 | OB (Boiler, other) | CE BOILER | Natural Gas (Weighted U.S. Average) | Nitrous Oxide | 0.03 | 296390000 | C
311313 | 1006343 | 2023 | OB (Boiler, other) | CE BOILER | Natural Gas (Weighted U.S. Average) | Nitrous Oxide (Co2 eq) | 9.1 | 296390000 | C
311313 | 1006343 | 2023 |  | GP-WICKS BIOLERS | Bituminous | Carbon Dioxide Biogenic | 0 | 29614 | C
311313 | 1006343 | 2023 |  | GP-WICKS BIOLERS | Bituminous | Carbon Dioxide Non-Biogenic | 68866.5 | 29614 | C
311313 | 1006343 | 2023 |  | GP-WICKS BIOLERS | Bituminous | Carbon Dioxide Total | 68866.5 | 29614 | C
311313 | 1006343 | 2023 |  | GP-WICKS BIOLERS | Bituminous | Methane | 8.12 | 29614 | C
311313 | 1006343 | 2023 |  | GP-WICKS BIOLERS | Bituminous | Methane (Co2 eq) | 203 | 29614 | C
311313 | 1006343 | 2023 |  | GP-WICKS BIOLERS | Bituminous | Nitrous Oxide | 1.181 | 29614 | C
311313 | 1006343 | 2023 |  | GP-WICKS BIOLERS | Bituminous | Nitrous Oxide (Co2 eq) | 352 | 29614 | C
311313 | 1006343 | 2023 | C (Calciner) | LIME KILN | Anthracite | Carbon Dioxide Biogenic | 0 | 2308 | C
311313 | 1006343 | 2023 | C (Calciner) | LIME KILN | Anthracite | Carbon Dioxide Non-Biogenic | 6004.5 | 2308 | C
311313 | 1006343 | 2023 | C (Calciner) | LIME KILN | Anthracite | Carbon Dioxide Total | 6004.5 | 2308 | C
311313 | 1006343 | 2023 | C (Calciner) | LIME KILN | Anthracite | Methane | 0.64 | 2308 | C
311313 | 1006343 | 2023 | C (Calciner) | LIME KILN | Anthracite | Methane (Co2 eq) | 15.9 | 2308 | C
311313 | 1006343 | 2023 | C (Calciner) | LIME KILN | Anthracite | Nitrous Oxide | 0.093 | 2308 | C
311313 | 1006343 | 2023 | C (Calciner) | LIME KILN | Anthracite | Nitrous Oxide (Co2 eq) | 27.6 | 2308 | C
311313 | 1006343 | 2023 | PD (Product or intermediate product dryer) | PULP DRYER #1 | Natural Gas (Weighted U.S. Average) | Carbon Dioxide Biogenic | 0 | 20576000 | C
311313 | 1006343 | 2023 | PD (Product or intermediate product dryer) | PULP DRYER #1 | Natural Gas (Weighted U.S. Average) | Carbon Dioxide Non-Biogenic | 1120.1 | 20576000 | C
311313 | 1006343 | 2023 | PD (Product or intermediate product dryer) | PULP DRYER #1 | Natural Gas (Weighted U.S. Average) | Carbon Dioxide Total | 1120.1 | 20576000 | C
311313 | 1006343 | 2023 | PD (Product or intermediate product dryer) | PULP DRYER #1 | Natural Gas (Weighted U.S. Average) | Methane | 0.02 | 20576000 | C
311313 | 1006343 | 2023 | PD (Product or intermediate product dryer) | PULP DRYER #1 | Natural Gas (Weighted U.S. Average) | Methane (Co2 eq) | 0.5 | 20576000 | C
311313 | 1006343 | 2023 | PD (Product or intermediate product dryer) | PULP DRYER #1 | Natural Gas (Weighted U.S. Average) | Nitrous Oxide | 0.002 | 20576000 | C
311313 | 1006343 | 2023 | PD (Product or intermediate product dryer) | PULP DRYER #1 | Natural Gas (Weighted U.S. Average) | Nitrous Oxide (Co2 eq) | 0.6 | 20576000 | C
311313 | 1006343 | 2023 | PD (Product or intermediate product dryer) | PULP DRYER #2 | Natural Gas (Weighted U.S. Average) | Carbon Dioxide Biogenic | 0 | 44530000 | C
311313 | 1006343 | 2023 | PD (Product or intermediate product dryer) | PULP DRYER #2 | Natural Gas (Weighted U.S. Average) | Carbon Dioxide Non-Biogenic | 2424.2 | 44530000 | C
311313 | 1006343 | 2023 | PD (Product or intermediate product dryer) | PULP DRYER #2 | Natural Gas (Weighted U.S. Average) | Carbon Dioxide Total | 2424.2 | 44530000 | C
311313 | 1006343 | 2023 | PD (Product or intermediate product dryer) | PULP DRYER #2 | Natural Gas (Weighted U.S. Average) | Methane | 0.05 | 44530000 | C
311313 | 1006343 | 2023 | PD (Product or intermediate product dryer) | PULP DRYER #2 | Natural Gas (Weighted U.S. Average) | Methane (Co2 eq) | 1.1 | 44530000 | C
311313 | 1006343 | 2023 | PD (Product or intermediate product dryer) | PULP DRYER #2 | Natural Gas (Weighted U.S. Average) | Nitrous Oxide | 0.005 | 44530000 | C
311313 | 1006343 | 2023 | PD (Product or intermediate product dryer) | PULP DRYER #2 | Natural Gas (Weighted U.S. Average) | Nitrous Oxide (Co2 eq) | 1.4 | 44530000 | C
311313 | 1006343 | 2023 | PD (Product or intermediate product dryer) | PULP DRYER #3 | Natural Gas (Weighted U.S. Average) | Carbon Dioxide Biogenic | 0 | 172729000 | C
311313 | 1006343 | 2023 | PD (Product or intermediate product dryer) | PULP DRYER #3 | Natural Gas (Weighted U.S. Average) | Carbon Dioxide Non-Biogenic | 9403.3 | 172729000 | C
311313 | 1006343 | 2023 | PD (Product or intermediate product dryer) | PULP DRYER #3 | Natural Gas (Weighted U.S. Average) | Carbon Dioxide Total | 9403.3 | 172729000 | C
311313 | 1006343 | 2023 | PD (Product or intermediate product dryer) | PULP DRYER #3 | Natural Gas (Weighted U.S. Average) | Methane | 0.18 | 172729000 | C
311313 | 1006343 | 2023 | PD (Product or intermediate product dryer) | PULP DRYER #3 | Natural Gas (Weighted U.S. Average) | Methane (Co2 eq) | 4.4 | 172729000 | C
311313 | 1006343 | 2023 | PD (Product or intermediate product dryer) | PULP DRYER #3 | Natural Gas (Weighted U.S. Average) | Nitrous Oxide | 0.018 | 172729000 | C
311313 | 1006343 | 2023 | PD (Product or intermediate product dryer) | PULP DRYER #3 | Natural Gas (Weighted U.S. Average) | Nitrous Oxide (Co2 eq) | 5.3 | 172729000 | C
311313 | 1006354 | 2023 | S (Stoker Boiler) | BL1 | Subbituminous | Carbon Dioxide Biogenic | 0 | 33210 | C
311313 | 1006354 | 2023 | S (Stoker Boiler) | BL1 | Subbituminous | Carbon Dioxide Non-Biogenic | 60973.8 | 33210 | C
311313 | 1006354 | 2023 | S (Stoker Boiler) | BL1 | Subbituminous | Carbon Dioxide Total | 60973.8 | 33210 | C
311313 | 1006354 | 2023 | S (Stoker Boiler) | BL1 | Subbituminous | Methane | 6.9 | 33210 | C
311313 | 1006354 | 2023 | S (Stoker Boiler) | BL1 | Subbituminous | Methane (Co2 eq) | 172.6 | 33210 | C
311313 | 1006354 | 2023 | S (Stoker Boiler) | BL1 | Subbituminous | Nitrous Oxide | 1.004 | 33210 | C
311313 | 1006354 | 2023 | S (Stoker Boiler) | BL1 | Subbituminous | Nitrous Oxide (Co2 eq) | 299.2 | 33210 | C
311313 | 1006354 | 2023 | S (Stoker Boiler) | BL2 | Subbituminous | Carbon Dioxide Biogenic | 0 | 33210 | C
311313 | 1006354 | 2023 | S (Stoker Boiler) | BL2 | Subbituminous | Carbon Dioxide Non-Biogenic | 60973.8 | 33210 | C
311313 | 1006354 | 2023 | S (Stoker Boiler) | BL2 | Subbituminous | Carbon Dioxide Total | 60973.8 | 33210 | C
311313 | 1006354 | 2023 | S (Stoker Boiler) | BL2 | Subbituminous | Methane | 6.9 | 33210 | C
311313 | 1006354 | 2023 | S (Stoker Boiler) | BL2 | Subbituminous | Methane (Co2 eq) | 172.6 | 33210 | C
311313 | 1006354 | 2023 | S (Stoker Boiler) | BL2 | Subbituminous | Nitrous Oxide | 1.004 | 33210 | C
311313 | 1006354 | 2023 | S (Stoker Boiler) | BL2 | Subbituminous | Nitrous Oxide (Co2 eq) | 299.2 | 33210 | C
311313 | 1006354 | 2023 | S (Stoker Boiler) | BL3 | Subbituminous | Carbon Dioxide Biogenic | 0 | 44277 | C
311313 | 1006354 | 2023 | S (Stoker Boiler) | BL3 | Subbituminous | Carbon Dioxide Non-Biogenic | 81292.9 | 44277 | C
311313 | 1006354 | 2023 | S (Stoker Boiler) | BL3 | Subbituminous | Carbon Dioxide Total | 81292.9 | 44277 | C
311313 | 1006354 | 2023 | S (Stoker Boiler) | BL3 | Subbituminous | Methane | 9.2 | 44277 | C
311313 | 1006354 | 2023 | S (Stoker Boiler) | BL3 | Subbituminous | Methane (Co2 eq) | 230.1 | 44277 | C
311313 | 1006354 | 2023 | S (Stoker Boiler) | BL3 | Subbituminous | Nitrous Oxide | 1.339 | 44277 | C
311313 | 1006354 | 2023 | S (Stoker Boiler) | BL3 | Subbituminous | Nitrous Oxide (Co2 eq) | 398.9 | 44277 | C
311313 | 1006354 | 2023 |  | CP-1 | Natural Gas (Weighted U.S. Average) | Carbon Dioxide Biogenic | 0 | 545626000 | C
311313 | 1006354 | 2023 |  | CP-1 | Natural Gas (Weighted U.S. Average) | Carbon Dioxide Non-Biogenic | 29703.6 | 545626000 | C
311313 | 1006354 | 2023 |  | CP-1 | Natural Gas (Weighted U.S. Average) | Carbon Dioxide Total | 29703.6 | 545626000 | C
311313 | 1006354 | 2023 |  | CP-1 | Natural Gas (Weighted U.S. Average) | Methane | 0.56 | 545626000 | C
311313 | 1006354 | 2023 |  | CP-1 | Natural Gas (Weighted U.S. Average) | Methane (Co2 eq) | 14 | 545626000 | C
311313 | 1006354 | 2023 |  | CP-1 | Natural Gas (Weighted U.S. Average) | Nitrous Oxide | 0.056 | 545626000 | C
311313 | 1006354 | 2023 |  | CP-1 | Natural Gas (Weighted U.S. Average) | Nitrous Oxide (Co2 eq) | 16.7 | 545626000 | C
311313 | 1006354 | 2023 |  | CP-2 | Natural Gas (Weighted U.S. Average) | Carbon Dioxide Biogenic | 0 | 0 | C
311313 | 1006354 | 2023 |  | CP-2 | Natural Gas (Weighted U.S. Average) | Carbon Dioxide Non-Biogenic | 0 | 0 | C
311313 | 1006354 | 2023 |  | CP-2 | Natural Gas (Weighted U.S. Average) | Carbon Dioxide Total | 0 | 0 | C
311313 | 1006354 | 2023 |  | CP-2 | Natural Gas (Weighted U.S. Average) | Methane | 0 | 0 | C
311313 | 1006354 | 2023 |  | CP-2 | Natural Gas (Weighted U.S. Average) | Methane (Co2 eq) | 0 | 0 | C
311313 | 1006354 | 2023 |  | CP-2 | Natural Gas (Weighted U.S. Average) | Nitrous Oxide | 0 | 0 | C
311313 | 1006354 | 2023 |  | CP-2 | Natural Gas (Weighted U.S. Average) | Nitrous Oxide (Co2 eq) | 0 | 0 | C
311313 | 1006354 | 2023 |  | GP-1 | Used Oil | Carbon Dioxide Biogenic | 0 | 956 | C
311313 | 1006354 | 2023 |  | GP-1 | Used Oil | Carbon Dioxide Non-Biogenic | 9.8 | 956 | C
311313 | 1006354 | 2023 |  | GP-1 | Used Oil | Carbon Dioxide Total | 9.8 | 956 | C
311313 | 1006354 | 2023 |  | GP-1 | Used Oil | Methane | 0 | 956 | C
311313 | 1006354 | 2023 |  | GP-1 | Used Oil | Methane (Co2 eq) | 0 | 956 | C
311313 | 1006354 | 2023 |  | GP-1 | Used Oil | Nitrous Oxide | 0 | 956 | C
311313 | 1006354 | 2023 |  | GP-1 | Used Oil | Nitrous Oxide (Co2 eq) | 0 | 956 | C
311313 | 1006354 | 2023 | K (Kiln) | LK | Coal Coke | Carbon Dioxide Biogenic | 0 | 5767 | C
311313 | 1006354 | 2023 | K (Kiln) | LK | Coal Coke | Carbon Dioxide Non-Biogenic | 16257.3 | 5767 | C
311313 | 1006354 | 2023 | K (Kiln) | LK | Coal Coke | Carbon Dioxide Total | 16257.3 | 5767 | C
311313 | 1006354 | 2023 | K (Kiln) | LK | Coal Coke | Methane | 1.57 | 5767 | C
311313 | 1006354 | 2023 | K (Kiln) | LK | Coal Coke | Methane (Co2 eq) | 39.3 | 5767 | C
311313 | 1006354 | 2023 | K (Kiln) | LK | Coal Coke | Nitrous Oxide | 0.229 | 5767 | C
311313 | 1006354 | 2023 | K (Kiln) | LK | Coal Coke | Nitrous Oxide (Co2 eq) | 68.2 | 5767 | C
311313 | 1006354 | 2023 | CH (Comfort heater) | MS1 | Used Oil | Carbon Dioxide Biogenic | 0 | 900 | C
311313 | 1006354 | 2023 | CH (Comfort heater) | MS1 | Used Oil | Carbon Dioxide Non-Biogenic | 9.2 | 900 | C
311313 | 1006354 | 2023 | CH (Comfort heater) | MS1 | Used Oil | Carbon Dioxide Total | 9.2 | 900 | C
311313 | 1006354 | 2023 | CH (Comfort heater) | MS1 | Used Oil | Methane | 0 | 900 | C
311313 | 1006354 | 2023 | CH (Comfort heater) | MS1 | Used Oil | Methane (Co2 eq) | 0 | 900 | C
311313 | 1006354 | 2023 | CH (Comfort heater) | MS1 | Used Oil | Nitrous Oxide | 0 | 900 | C
311313 | 1006354 | 2023 | CH (Comfort heater) | MS1 | Used Oil | Nitrous Oxide (Co2 eq) | 0 | 900 | C
311313 | 1006354 | 2023 | CH (Comfort heater) | MS2 | Propane | Carbon Dioxide Biogenic | 0 | 5940 | C
311313 | 1006354 | 2023 | CH (Comfort heater) | MS2 | Propane | Carbon Dioxide Non-Biogenic | 34 | 5940 | C
311313 | 1006354 | 2023 | CH (Comfort heater) | MS2 | Propane | Carbon Dioxide Total | 34 | 5940 | C
311313 | 1006354 | 2023 | CH (Comfort heater) | MS2 | Propane | Methane | 0 | 5940 | C
311313 | 1006354 | 2023 | CH (Comfort heater) | MS2 | Propane | Methane (Co2 eq) | 0 | 5940 | C
311313 | 1006354 | 2023 | CH (Comfort heater) | MS2 | Propane | Nitrous Oxide | 0 | 5940 | C
311313 | 1006354 | 2023 | CH (Comfort heater) | MS2 | Propane | Nitrous Oxide (Co2 eq) | 0.1 | 5940 | C
311615 | 1006356 | 2023 |  | GP-1 | Natural Gas (Weighted U.S. Average) | Carbon Dioxide Biogenic | 0 | 0 | C
311615 | 1006356 | 2023 |  | GP-1 | Natural Gas (Weighted U.S. Average) | Carbon Dioxide Non-Biogenic | 65178.3 | 0 | C
311615 | 1006356 | 2023 |  | GP-1 | Natural Gas (Weighted U.S. Average) | Carbon Dioxide Total | 65178.3 | 0 | C
311615 | 1006356 | 2023 |  | GP-1 | Natural Gas (Weighted U.S. Average) | Methane | 1.23 | 0 | C
311615 | 1006356 | 2023 |  | GP-1 | Natural Gas (Weighted U.S. Average) | Methane (Co2 eq) | 30.7 | 0 | C
311615 | 1006356 | 2023 |  | GP-1 | Natural Gas (Weighted U.S. Average) | Nitrous Oxide | 0.123 | 0 | C
311615 | 1006356 | 2023 |  | GP-1 | Natural Gas (Weighted U.S. Average) | Nitrous Oxide (Co2 eq) | 36.6 | 0 | C
322130 | 1006360 | 2023 |  | CP-01 | Natural Gas (Weighted U.S. Average) | Carbon Dioxide Biogenic | 0 | 0 | C
322130 | 1006360 | 2023 |  | CP-01 | Natural Gas (Weighted U.S. Average) | Carbon Dioxide Non-Biogenic | 197811.2 | 0 | C
322130 | 1006360 | 2023 |  | CP-01 | Natural Gas (Weighted U.S. Average) | Carbon Dioxide Total | 197811.2 | 0 | C
322130 | 1006360 | 2023 |  | CP-01 | Natural Gas (Weighted U.S. Average) | Methane | 3.73 | 0 | C
322130 | 1006360 | 2023 |  | CP-01 | Natural Gas (Weighted U.S. Average) | Methane (Co2 eq) | 93.2 | 0 | C
322130 | 1006360 | 2023 |  | CP-01 | Natural Gas (Weighted U.S. Average) | Nitrous Oxide | 0.373 | 0 | C
322130 | 1006360 | 2023 |  | CP-01 | Natural Gas (Weighted U.S. Average) | Nitrous Oxide (Co2 eq) | 111.1 | 0 | C
322130 | 1006360 | 2023 | Chemical Recovery Furnace | GHG-01_RB10 |  | Carbon Dioxide Biogenic (Spent Liquor) | 844502.3 |  | AA | [9 empty] | 50 | 1975 | B&W | 5.67 |  | 2 | D | 900 | 600
322130 | 1006360 | 2023 | Chemical Recovery Furnace | GHG-01_RB10 |  | Carbon Dioxide Non-Biogenic | 9092.3 |  | AA | [9 empty] | 50 | 1975 | B&W | 5.67 |  | 2 | D | 900 | 600
322130 | 1006360 | 2023 | Chemical Recovery Furnace | GHG-01_RB10 |  | Methane | 0.36 |  | AA | [9 empty] | 50 | 1975 | B&W | 5.67 |  | 2 | D | 900 | 600
322130 | 1006360 | 2023 | Chemical Recovery Furnace | GHG-01_RB10 |  | Methane Spent Liquor | 17 |  | AA | [9 empty] | 50 | 1975 | B&W | 5.67 |  | 2 | D | 900 | 600
322130 | 1006360 | 2023 | Chemical Recovery Furnace | GHG-01_RB10 |  | Nitrous Oxide | 0.073 |  | AA | [9 empty] | 50 | 1975 | B&W | 5.67 |  | 2 | D | 900 | 600
322130 | 1006360 | 2023 | Chemical Recovery Furnace | GHG-01_RB10 |  | Nitrous Oxide Spent Liquor | 3.757 |  | AA | [9 empty] | 50 | 1975 | B&W | 5.67 |  | 2 | D | 900 | 600
322130 | 1006360 | 2023 | Pulp Mill Lime Kiln | GHG-02_LK |  | Carbon Dioxide Biogenic (Spent Liquor) | 0 |  | AA
322130 | 1006360 | 2023 | Pulp Mill Lime Kiln | GHG-02_LK |  | Carbon Dioxide Non-Biogenic | 23359 |  | AA
322130 | 1006360 | 2023 | Pulp Mill Lime Kiln | GHG-02_LK |  | Methane | 1.19 |  | AA
322130 | 1006360 | 2023 | Pulp Mill Lime Kiln | GHG-02_LK |  | Methane Spent Liquor | 0 |  | AA
322130 | 1006360 | 2023 | Pulp Mill Lime Kiln | GHG-02_LK |  | Nitrous Oxide | 0 |  | AA
322130 | 1006360 | 2023 | Pulp Mill Lime Kiln | GHG-02_LK |  | Nitrous Oxide Spent Liquor | 0 |  | AA
322130 | 1006360 | 2023 | S (Stoker Boiler) | GHG-04_HFB11 | Distillate Fuel Oil No. 2 | Carbon Dioxide Biogenic | 0 | 0 | C
322130 | 1006360 | 2023 | S (Stoker Boiler) | GHG-04_HFB11 | Distillate Fuel Oil No. 2 | Carbon Dioxide Non-Biogenic | 188.8 | 0 | C
322130 | 1006360 | 2023 | S (Stoker Boiler) | GHG-04_HFB11 | Distillate Fuel Oil No. 2 | Carbon Dioxide Total | 188.8 | 0 | C
322130 | 1006360 | 2023 | S (Stoker Boiler) | GHG-04_HFB11 | Distillate Fuel Oil No. 2 | Methane | 0.01 | 0 | C
322130 | 1006360 | 2023 | S (Stoker Boiler) | GHG-04_HFB11 | Distillate Fuel Oil No. 2 | Methane (Co2 eq) | 0.2 | 0 | C
322130 | 1006360 | 2023 | S (Stoker Boiler) | GHG-04_HFB11 | Distillate Fuel Oil No. 2 | Nitrous Oxide | 0.002 | 0 | C
322130 | 1006360 | 2023 | S (Stoker Boiler) | GHG-04_HFB11 | Distillate Fuel Oil No. 2 | Nitrous Oxide (Co2 eq) | 0.5 | 0 | C
322130 | 1006360 | 2023 | S (Stoker Boiler) | GHG-04_HFB11 | Subbituminous | Carbon Dioxide Biogenic | 0 | 0 | C
322130 | 1006360 | 2023 | S (Stoker Boiler) | GHG-04_HFB11 | Subbituminous | Carbon Dioxide Non-Biogenic | 136064.7 | 0 | C
322130 | 1006360 | 2023 | S (Stoker Boiler) | GHG-04_HFB11 | Subbituminous | Carbon Dioxide Total | 136064.7 | 0 | C
322130 | 1006360 | 2023 | S (Stoker Boiler) | GHG-04_HFB11 | Subbituminous | Methane | 15.53 | 0 | C
322130 | 1006360 | 2023 | S (Stoker Boiler) | GHG-04_HFB11 | Subbituminous | Methane (Co2 eq) | 388.2 | 0 | C
322130 | 1006360 | 2023 | S (Stoker Boiler) | GHG-04_HFB11 | Subbituminous | Nitrous Oxide | 2.259 | 0 | C
322130 | 1006360 | 2023 | S (Stoker Boiler) | GHG-04_HFB11 | Subbituminous | Nitrous Oxide (Co2 eq) | 673 | 0 | C
322130 | 1006360 | 2023 | S (Stoker Boiler) | GHG-04_HFB11 | Wood and Wood Residuals (dry basis) | Carbon Dioxide Biogenic | 353022.5 | 0 | C
322130 | 1006360 | 2023 | S (Stoker Boiler) | GHG-04_HFB11 | Wood and Wood Residuals (dry basis) | Carbon Dioxide Non-Biogenic | 0 | 0 | C
322130 | 1006360 | 2023 | S (Stoker Boiler) | GHG-04_HFB11 | Wood and Wood Residuals (dry basis) | Carbon Dioxide Total | 353022.5 | 0 | C
322130 | 1006360 | 2023 | S (Stoker Boiler) | GHG-04_HFB11 | Wood and Wood Residuals (dry basis) | Methane | 27.1 | 0 | C
322130 | 1006360 | 2023 | S (Stoker Boiler) | GHG-04_HFB11 | Wood and Wood Residuals (dry basis) | Methane (Co2 eq) | 677.4 | 0 | C
322130 | 1006360 | 2023 | S (Stoker Boiler) | GHG-04_HFB11 | Wood and Wood Residuals (dry basis) | Nitrous Oxide | 13.549 | 0 | C
322130 | 1006360 | 2023 | S (Stoker Boiler) | GHG-04_HFB11 | Wood and Wood Residuals (dry basis) | Nitrous Oxide (Co2 eq) | 4037.6 | 0 | C
322130 | 1006360 | 2023 | RICE (Reciprocating internal combustion engine) | GHG-05 LK Auxiliary Drive | Distillate Fuel Oil No. 2 | Carbon Dioxide Biogenic | 0 | 0 | C
322130 | 1006360 | 2023 | RICE (Reciprocating internal combustion engine) | GHG-05 LK Auxiliary Drive | Distillate Fuel Oil No. 2 | Carbon Dioxide Non-Biogenic | 1.5 | 0 | C
322130 | 1006360 | 2023 | RICE (Reciprocating internal combustion engine) | GHG-05 LK Auxiliary Drive | Distillate Fuel Oil No. 2 | Carbon Dioxide Total | 1.5 | 0 | C
322130 | 1006360 | 2023 | RICE (Reciprocating internal combustion engine) | GHG-05 LK Auxiliary Drive | Distillate Fuel Oil No. 2 | Methane | 0 | 0 | C
322130 | 1006360 | 2023 | RICE (Reciprocating internal combustion engine) | GHG-05 LK Auxiliary Drive | Distillate Fuel Oil No. 2 | Methane (Co2 eq) | 0 | 0 | C
322130 | 1006360 | 2023 | RICE (Reciprocating internal combustion engine) | GHG-05 LK Auxiliary Drive | Distillate Fuel Oil No. 2 | Nitrous Oxide | 0 | 0 | C
322130 | 1006360 | 2023 | RICE (Reciprocating internal combustion engine) | GHG-05 LK Auxiliary Drive | Distillate Fuel Oil No. 2 | Nitrous Oxide (Co2 eq) | 0 | 0 | C
322130 | 1006360 | 2023 |  | GP-02 | Propane | Carbon Dioxide Biogenic | 0 | 0 | C
322130 | 1006360 | 2023 |  | GP-02 | Propane | Carbon Dioxide Non-Biogenic | 12.3 | 0 | C
322130 | 1006360 | 2023 |  | GP-02 | Propane | Carbon Dioxide Total | 12.3 | 0 | C
322130 | 1006360 | 2023 |  | GP-02 | Propane | Methane | 0 | 0 | C
322130 | 1006360 | 2023 |  | GP-02 | Propane | Methane (Co2 eq) | 0 | 0 | C
322130 | 1006360 | 2023 |  | GP-02 | Propane | Nitrous Oxide | 0 | 0 | C
322130 | 1006360 | 2023 |  | GP-02 | Propane | Nitrous Oxide (Co2 eq) | 0 | 0 | C
322130 | 1006360 | 2023 |  | GP-02 | Wood and Wood Residuals (dry basis) | Carbon Dioxide Biogenic | 4.9 | 0 | C
322130 | 1006360 | 2023 |  | GP-02 | Wood and Wood Residuals (dry basis) | Carbon Dioxide Non-Biogenic | 0 | 0 | C
322130 | 1006360 | 2023 |  | GP-02 | Wood and Wood Residuals (dry basis) | Carbon Dioxide Total | 4.9 | 0 | C
322130 | 1006360 | 2023 |  | GP-02 | Wood and Wood Residuals (dry basis) | Methane | 0 | 0 | C
322130 | 1006360 | 2023 |  | GP-02 | Wood and Wood Residuals (dry basis) | Methane (Co2 eq) | 0 | 0 | C
322130 | 1006360 | 2023 |  | GP-02 | Wood and Wood Residuals (dry basis) | Nitrous Oxide | 0 | 0 | C
322130 | 1006360 | 2023 |  | GP-02 | Wood and Wood Residuals (dry basis) | Nitrous Oxide (Co2 eq) | 0.1 | 0 | C
325414 | 1006361 | 2023 |  | GP-1 | Distillate Fuel Oil No. 2 | Carbon Dioxide Biogenic | 0 | 2473.18 | C
325414 | 1006361 | 2023 |  | GP-1 | Distillate Fuel Oil No. 2 | Carbon Dioxide Non-Biogenic | 25.2 | 2473.18 | C
325414 | 1006361 | 2023 |  | GP-1 | Distillate Fuel Oil No. 2 | Carbon Dioxide Total | 25.2 | 2473.18 | C
325414 | 1006361 | 2023 |  | GP-1 | Distillate Fuel Oil No. 2 | Methane | 0 | 2473.18 | C
325414 | 1006361 | 2023 |  | GP-1 | Distillate Fuel Oil No. 2 | Methane (Co2 eq) | 0 | 2473.18 | C
325414 | 1006361 | 2023 |  | GP-1 | Distillate Fuel Oil No. 2 | Nitrous Oxide | 0 | 2473.18 | C
325414 | 1006361 | 2023 |  | GP-1 | Distillate Fuel Oil No. 2 | Nitrous Oxide (Co2 eq) | 0.1 | 2473.18 | C
325414 | 1006361 | 2023 |  | GP-1 | Natural Gas (Weighted U.S. Average) | Carbon Dioxide Biogenic | 0 | 663575335 | C
325414 | 1006361 | 2023 |  | GP-1 | Natural Gas (Weighted U.S. Average) | Carbon Dioxide Non-Biogenic | 36124.7 | 663575335 | C
325414 | 1006361 | 2023 |  | GP-1 | Natural Gas (Weighted U.S. Average) | Carbon Dioxide Total | 36124.7 | 663575335 | C
325414 | 1006361 | 2023 |  | GP-1 | Natural Gas (Weighted U.S. Average) | Methane | 0.68 | 663575335 | C
325414 | 1006361 | 2023 |  | GP-1 | Natural Gas (Weighted U.S. Average) | Methane (Co2 eq) | 17 | 663575335 | C
325414 | 1006361 | 2023 |  | GP-1 | Natural Gas (Weighted U.S. Average) | Nitrous Oxide | 0.068 | 663575335 | C
325414 | 1006361 | 2023 |  | GP-1 | Natural Gas (Weighted U.S. Average) | Nitrous Oxide (Co2 eq) | 20.3 | 663575335 | C
325414 | 1006361 | 2023 |  | GP-2 | Distillate Fuel Oil No. 2 | Carbon Dioxide Biogenic | 0 | 1185.2 | C
325414 | 1006361 | 2023 |  | GP-2 | Distillate Fuel Oil No. 2 | Carbon Dioxide Non-Biogenic | 12.1 | 1185.2 | C
325414 | 1006361 | 2023 |  | GP-2 | Distillate Fuel Oil No. 2 | Carbon Dioxide Total | 12.1 | 1185.2 | C
325414 | 1006361 | 2023 |  | GP-2 | Distillate Fuel Oil No. 2 | Methane | 0 | 1185.2 | C
325414 | 1006361 | 2023 |  | GP-2 | Distillate Fuel Oil No. 2 | Methane (Co2 eq) | 0 | 1185.2 | C
325414 | 1006361 | 2023 |  | GP-2 | Distillate Fuel Oil No. 2 | Nitrous Oxide | 0 | 1185.2 | C
325414 | 1006361 | 2023 |  | GP-2 | Distillate Fuel Oil No. 2 | Nitrous Oxide (Co2 eq) | 0 | 1185.2 | C
325414 | 1006361 | 2023 |  | GP-2 | Natural Gas (Weighted U.S. Average) | Carbon Dioxide Biogenic | 0 | 1131500 | C
325414 | 1006361 | 2023 |  | GP-2 | Natural Gas (Weighted U.S. Average) | Carbon Dioxide Non-Biogenic | 61.6 | 1131500 | C
325414 | 1006361 | 2023 |  | GP-2 | Natural Gas (Weighted U.S. Average) | Carbon Dioxide Total | 61.6 | 1131500 | C
325414 | 1006361 | 2023 |  | GP-2 | Natural Gas (Weighted U.S. Average) | Methane | 0 | 1131500 | C
325414 | 1006361 | 2023 |  | GP-2 | Natural Gas (Weighted U.S. Average) | Methane (Co2 eq) | 0 | 1131500 | C
325414 | 1006361 | 2023 |  | GP-2 | Natural Gas (Weighted U.S. Average) | Nitrous Oxide | 0 | 1131500 | C
325414 | 1006361 | 2023 |  | GP-2 | Natural Gas (Weighted U.S. Average) | Nitrous Oxide (Co2 eq) | 0 | 1131500 | C
325414 | 1006361 | 2023 |  | GP-3 | Natural Gas (Weighted U.S. Average) | Carbon Dioxide Biogenic | 0 | 8377000 | C
325414 | 1006361 | 2023 |  | GP-3 | Natural Gas (Weighted U.S. Average) | Carbon Dioxide Non-Biogenic | 456 | 8377000 | C
325414 | 1006361 | 2023 |  | GP-3 | Natural Gas (Weighted U.S. Average) | Carbon Dioxide Total | 456 | 8377000 | C
325414 | 1006361 | 2023 |  | GP-3 | Natural Gas (Weighted U.S. Average) | Methane | 0.01 | 8377000 | C
325414 | 1006361 | 2023 |  | GP-3 | Natural Gas (Weighted U.S. Average) | Methane (Co2 eq) | 0.2 | 8377000 | C
325414 | 1006361 | 2023 |  | GP-3 | Natural Gas (Weighted U.S. Average) | Nitrous Oxide | 0.001 | 8377000 | C
325414 | 1006361 | 2023 |  | GP-3 | Natural Gas (Weighted U.S. Average) | Nitrous Oxide (Co2 eq) | 0.3 | 8377000 | C
325193 | 1006364 | 2023 |  | GP-Dryers/TO | Natural Gas (Weighted U.S. Average) | Carbon Dioxide Biogenic | 0 | 0 | C
325193 | 1006364 | 2023 |  | GP-Dryers/TO | Natural Gas (Weighted U.S. Average) | Carbon Dioxide Non-Biogenic | 152509.7 | 0 | C
325193 | 1006364 | 2023 |  | GP-Dryers/TO | Natural Gas (Weighted U.S. Average) | Carbon Dioxide Total | 152509.7 | 0 | C
325193 | 1006364 | 2023 |  | GP-Dryers/TO | Natural Gas (Weighted U.S. Average) | Methane | 2.87 | 0 | C
325193 | 1006364 | 2023 |  | GP-Dryers/TO | Natural Gas (Weighted U.S. Average) | Methane (Co2 eq) | 71.9 | 0 | C
325193 | 1006364 | 2023 |  | GP-Dryers/TO | Natural Gas (Weighted U.S. Average) | Nitrous Oxide | 0.287 | 0 | C
325193 | 1006364 | 2023 |  | GP-Dryers/TO | Natural Gas (Weighted U.S. Average) | Nitrous Oxide (Co2 eq) | 85.7 | 0 | C
322120 | 1006366 | 2023 |  | CS-001 | Bituminous | Carbon Dioxide Biogenic | 0 | 0 | C
322120 | 1006366 | 2023 |  | CS-001 | Bituminous | Carbon Dioxide Non-Biogenic | 0 | 0 | C
322120 | 1006366 | 2023 |  | CS-001 | Bituminous | Carbon Dioxide Total | 0 | 0 | C
322120 | 1006366 | 2023 |  | CS-001 | Bituminous | Methane | 18.13 | 0 | C
322120 | 1006366 | 2023 |  | CS-001 | Bituminous | Methane (Co2 eq) | 453.2 | 0 | C
322120 | 1006366 | 2023 |  | CS-001 | Bituminous | Nitrous Oxide | 2.637 | 0 | C
322120 | 1006366 | 2023 |  | CS-001 | Bituminous | Nitrous Oxide (Co2 eq) | 785.8 | 0 | C
322120 | 1006366 | 2023 |  | CS-001 | Residual Fuel Oil No. 6 | Carbon Dioxide Biogenic | 0 | 0 | C
322120 | 1006366 | 2023 |  | CS-001 | Residual Fuel Oil No. 6 | Carbon Dioxide Non-Biogenic | 0 | 0 | C
322120 | 1006366 | 2023 |  | CS-001 | Residual Fuel Oil No. 6 | Carbon Dioxide Total | 0 | 0 | C
322120 | 1006366 | 2023 |  | CS-001 | Residual Fuel Oil No. 6 | Methane | 0.09 | 0 | C
322120 | 1006366 | 2023 |  | CS-001 | Residual Fuel Oil No. 6 | Methane (Co2 eq) | 2.4 | 0 | C
322120 | 1006366 | 2023 |  | CS-001 | Residual Fuel Oil No. 6 | Nitrous Oxide | 0.019 | 0 | C
322120 | 1006366 | 2023 |  | CS-001 | Residual Fuel Oil No. 6 | Nitrous Oxide (Co2 eq) | 5.6 | 0 | C
322120 | 1006366 | 2023 |  | CS-001 | Solid Byproducts | Carbon Dioxide Biogenic | 0 | 0 | C
322120 | 1006366 | 2023 |  | CS-001 | Solid Byproducts | Carbon Dioxide Non-Biogenic | 0 | 0 | C
322120 | 1006366 | 2023 |  | CS-001 | Solid Byproducts | Carbon Dioxide Total | 0 | 0 | C
322120 | 1006366 | 2023 |  | CS-001 | Solid Byproducts | Methane | 8.07 | 0 | C
322120 | 1006366 | 2023 |  | CS-001 | Solid Byproducts | Methane (Co2 eq) | 201.8 | 0 | C
322120 | 1006366 | 2023 |  | CS-001 | Solid Byproducts | Nitrous Oxide | 1.06 | 0 | C
322120 | 1006366 | 2023 |  | CS-001 | Solid Byproducts | Nitrous Oxide (Co2 eq) | 315.8 | 0 | C
322120 | 1006366 | 2023 |  | CS-001 | Tires | Carbon Dioxide Biogenic | 0 | 0 | C
322120 | 1006366 | 2023 |  | CS-001 | Tires | Carbon Dioxide Non-Biogenic | 0 | 0 | C
322120 | 1006366 | 2023 |  | CS-001 | Tires | Carbon Dioxide Total | 0 | 0 | C
322120 | 1006366 | 2023 |  | CS-001 | Tires | Methane | 78.12 | 0 | C
322120 | 1006366 | 2023 |  | CS-001 | Tires | Methane (Co2 eq) | 1953.1 | 0 | C
322120 | 1006366 | 2023 |  | CS-001 | Tires | Nitrous Oxide | 10.254 | 0 | C
322120 | 1006366 | 2023 |  | CS-001 | Tires | Nitrous Oxide (Co2 eq) | 3055.6 | 0 | C
322120 | 1006366 | 2023 |  | CS-001 | Wood and Wood Residuals (dry basis) | Carbon Dioxide Biogenic | 0 | 0 | C
322120 | 1006366 | 2023 |  | CS-001 | Wood and Wood Residuals (dry basis) | Carbon Dioxide Non-Biogenic | 0 | 0 | C
322120 | 1006366 | 2023 |  | CS-001 | Wood and Wood Residuals (dry basis) | Carbon Dioxide Total | 0 | 0 | C
322120 | 1006366 | 2023 |  | CS-001 | Wood and Wood Residuals (dry basis) | Methane | 19.01 | 0 | C
322120 | 1006366 | 2023 |  | CS-001 | Wood and Wood Residuals (dry basis) | Methane (Co2 eq) | 475.4 | 0 | C
322120 | 1006366 | 2023 |  | CS-001 | Wood and Wood Residuals (dry basis) | Nitrous Oxide | 9.507 | 0 | C
322120 | 1006366 | 2023 |  | CS-001 | Wood and Wood Residuals (dry basis) | Nitrous Oxide (Co2 eq) | 2833.1 | 0 | C
322120 | 1006366 | 2023 | Chemical Recovery Furnace | Chemical Recovery Furnace |  | Carbon Dioxide Biogenic (Spent Liquor) | 507472.4 |  | AA | [9 empty] | 45 | 1980 | B&W | 3 |  | 2 | D | 1450 | 1300 | 910
322120 | 1006366 | 2023 | Chemical Recovery Furnace | Chemical Recovery Furnace |  | Carbon Dioxide Non-Biogenic | 23142.9 |  | AA | [9 empty] | 45 | 1980 | B&W | 3 |  | 2 | D | 1450 | 1300 | 910
322120 | 1006366 | 2023 | Chemical Recovery Furnace | Chemical Recovery Furnace |  | Methane | 0.94 |  | AA | [9 empty] | 45 | 1980 | B&W | 3 |  | 2 | D | 1450 | 1300 | 910
322120 | 1006366 | 2023 | Chemical Recovery Furnace | Chemical Recovery Furnace |  | Methane Spent Liquor | 10.26 |  | AA | [9 empty] | 45 | 1980 | B&W | 3 |  | 2 | D | 1450 | 1300 | 910
322120 | 1006366 | 2023 | Chemical Recovery Furnace | Chemical Recovery Furnace |  | Nitrous Oxide | 0.189 |  | AA | [9 empty] | 45 | 1980 | B&W | 3 |  | 2 | D | 1450 | 1300 | 910
322120 | 1006366 | 2023 | Chemical Recovery Furnace | Chemical Recovery Furnace |  | Nitrous Oxide Spent Liquor | 2.268 |  | AA | [9 empty] | 45 | 1980 | B&W | 3 |  | 2 | D | 1450 | 1300 | 910
322120 | 1006366 | 2023 |  | GP-001/ Misc. Combustion Units | Natural Gas (Weighted U.S. Average) | Carbon Dioxide Biogenic | 0 | 0 | C
322120 | 1006366 | 2023 |  | GP-001/ Misc. Combustion Units | Natural Gas (Weighted U.S. Average) | Carbon Dioxide Non-Biogenic | 5180 | 0 | C
322120 | 1006366 | 2023 |  | GP-001/ Misc. Combustion Units | Natural Gas (Weighted U.S. Average) | Carbon Dioxide Total | 5180 | 0 | C
322120 | 1006366 | 2023 |  | GP-001/ Misc. Combustion Units | Natural Gas (Weighted U.S. Average) | Methane | 0.1 | 0 | C
322120 | 1006366 | 2023 |  | GP-001/ Misc. Combustion Units | Natural Gas (Weighted U.S. Average) | Methane (Co2 eq) | 2.4 | 0 | C
322120 | 1006366 | 2023 |  | GP-001/ Misc. Combustion Units | Natural Gas (Weighted U.S. Average) | Nitrous Oxide | 0.01 | 0 | C
322120 | 1006366 | 2023 |  | GP-001/ Misc. Combustion Units | Natural Gas (Weighted U.S. Average) | Nitrous Oxide (Co2 eq) | 2.9 | 0 | C
322120 | 1006366 | 2023 | Pulp Mill Lime Kiln | Lime Kiln |  | Carbon Dioxide Biogenic (Spent Liquor) | 0 |  | AA
322120 | 1006366 | 2023 | Pulp Mill Lime Kiln | Lime Kiln |  | Carbon Dioxide Non-Biogenic | 34191.3 |  | AA
322120 | 1006366 | 2023 | Pulp Mill Lime Kiln | Lime Kiln |  | Methane | 1.74 |  | AA
322120 | 1006366 | 2023 | Pulp Mill Lime Kiln | Lime Kiln |  | Methane Spent Liquor | 0 |  | AA
322120 | 1006366 | 2023 | Pulp Mill Lime Kiln | Lime Kiln |  | Nitrous Oxide | 0 |  | AA
322120 | 1006366 | 2023 | Pulp Mill Lime Kiln | Lime Kiln |  | Nitrous Oxide Spent Liquor | 0 |  | AA
322120 | 1006366 | 2023 | CH (Comfort heater) | Misc. Combustion Units | Propane | Carbon Dioxide Biogenic | 0 | 37293 | C
322120 | 1006366 | 2023 | CH (Comfort heater) | Misc. Combustion Units | Propane | Carbon Dioxide Non-Biogenic | 213.4 | 37293 | C
322120 | 1006366 | 2023 | CH (Comfort heater) | Misc. Combustion Units | Propane | Carbon Dioxide Total | 213.4 | 37293 | C
322120 | 1006366 | 2023 | CH (Comfort heater) | Misc. Combustion Units | Propane | Methane | 0.01 | 37293 | C
322120 | 1006366 | 2023 | CH (Comfort heater) | Misc. Combustion Units | Propane | Methane (Co2 eq) | 0.3 | 37293 | C
322120 | 1006366 | 2023 | CH (Comfort heater) | Misc. Combustion Units | Propane | Nitrous Oxide | 0.002 | 37293 | C
322120 | 1006366 | 2023 | CH (Comfort heater) | Misc. Combustion Units | Propane | Nitrous Oxide (Co2 eq) | 0.6 | 37293 | C
322120 | 1006366 | 2023 | OB (Boiler, other) | Power Boiler No. 3 | Natural Gas (Weighted U.S. Average) | Carbon Dioxide Biogenic | 0 | 0 | C
322120 | 1006366 | 2023 | OB (Boiler, other) | Power Boiler No. 3 | Natural Gas (Weighted U.S. Average) | Carbon Dioxide Non-Biogenic | 28741 | 0 | C
322120 | 1006366 | 2023 | OB (Boiler, other) | Power Boiler No. 3 | Natural Gas (Weighted U.S. Average) | Carbon Dioxide Total | 28741 | 0 | C
322120 | 1006366 | 2023 | OB (Boiler, other) | Power Boiler No. 3 | Natural Gas (Weighted U.S. Average) | Methane | 0.54 | 0 | C
322120 | 1006366 | 2023 | OB (Boiler, other) | Power Boiler No. 3 | Natural Gas (Weighted U.S. Average) | Methane (Co2 eq) | 13.5 | 0 | C
322120 | 1006366 | 2023 | OB (Boiler, other) | Power Boiler No. 3 | Natural Gas (Weighted U.S. Average) | Nitrous Oxide | 0.054 | 0 | C
322120 | 1006366 | 2023 | OB (Boiler, other) | Power Boiler No. 3 | Natural Gas (Weighted U.S. Average) | Nitrous Oxide (Co2 eq) | 16.1 | 0 | C
322130 | 1006367 | 2023 | OB (Boiler, other) | Boiler 5 | Natural Gas (Weighted U.S. Average) | Carbon Dioxide Biogenic | 0 | 0 | C
322130 | 1006367 | 2023 | OB (Boiler, other) | Boiler 5 | Natural Gas (Weighted U.S. Average) | Carbon Dioxide Non-Biogenic | 5086.7 | 0 | C
322130 | 1006367 | 2023 | OB (Boiler, other) | Boiler 5 | Natural Gas (Weighted U.S. Average) | Carbon Dioxide Total | 5086.7 | 0 | C
322130 | 1006367 | 2023 | OB (Boiler, other) | Boiler 5 | Natural Gas (Weighted U.S. Average) | Methane | 0.1 | 0 | C
322130 | 1006367 | 2023 | OB (Boiler, other) | Boiler 5 | Natural Gas (Weighted U.S. Average) | Methane (Co2 eq) | 2.4 | 0 | C
322130 | 1006367 | 2023 | OB (Boiler, other) | Boiler 5 | Natural Gas (Weighted U.S. Average) | Nitrous Oxide | 0.01 | 0 | C
322130 | 1006367 | 2023 | OB (Boiler, other) | Boiler 5 | Natural Gas (Weighted U.S. Average) | Nitrous Oxide (Co2 eq) | 2.9 | 0 | C
322130 | 1006367 | 2023 | OB (Boiler, other) | Boiler 5 | Tires | Carbon Dioxide Biogenic | 0 | 0 | C
322130 | 1006367 | 2023 | OB (Boiler, other) | Boiler 5 | Tires | Carbon Dioxide Non-Biogenic | 20279.1 | 0 | C
322130 | 1006367 | 2023 | OB (Boiler, other) | Boiler 5 | Tires | Carbon Dioxide Total | 20279.1 | 0 | C
322130 | 1006367 | 2023 | OB (Boiler, other) | Boiler 5 | Tires | Methane | 6.81 | 0 | C
322130 | 1006367 | 2023 | OB (Boiler, other) | Boiler 5 | Tires | Methane (Co2 eq) | 170.2 | 0 | C
322130 | 1006367 | 2023 | OB (Boiler, other) | Boiler 5 | Tires | Nitrous Oxide | 0.893 | 0 | C
322130 | 1006367 | 2023 | OB (Boiler, other) | Boiler 5 | Tires | Nitrous Oxide (Co2 eq) | 266.3 | 0 | C
322130 | 1006367 | 2023 | OB (Boiler, other) | Boiler 5 | Wood and Wood Residuals (dry basis) | Carbon Dioxide Biogenic | 192501.8 | 0 | C
322130 | 1006367 | 2023 | OB (Boiler, other) | Boiler 5 | Wood and Wood Residuals (dry basis) | Carbon Dioxide Non-Biogenic | 0 | 0 | C
322130 | 1006367 | 2023 | OB (Boiler, other) | Boiler 5 | Wood and Wood Residuals (dry basis) | Carbon Dioxide Total | 192501.8 | 0 | C
322130 | 1006367 | 2023 | OB (Boiler, other) | Boiler 5 | Wood and Wood Residuals (dry basis) | Methane | 14.77 | 0 | C
322130 | 1006367 | 2023 | OB (Boiler, other) | Boiler 5 | Wood and Wood Residuals (dry basis) | Methane (Co2 eq) | 369.4 | 0 | C
322130 | 1006367 | 2023 | OB (Boiler, other) | Boiler 5 | Wood and Wood Residuals (dry basis) | Nitrous Oxide | 7.388 | 0 | C
322130 | 1006367 | 2023 | OB (Boiler, other) | Boiler 5 | Wood and Wood Residuals (dry basis) | Nitrous Oxide (Co2 eq) | 2201.7 | 0 | C
322130 | 1006367 | 2023 | Chemical Recovery Combustion Unit | EUCOPELAND |  | Carbon Dioxide Biogenic (Spent Liquor) | 25776.1 |  | AA
322130 | 1006367 | 2023 | Chemical Recovery Combustion Unit | EUCOPELAND |  | Carbon Dioxide Non-Biogenic | 4753.1 |  | AA
322130 | 1006367 | 2023 | Chemical Recovery Combustion Unit | EUCOPELAND |  | Methane | 0.09 |  | AA
322130 | 1006367 | 2023 | Chemical Recovery Combustion Unit | EUCOPELAND |  | Methane Spent Liquor | 1.18 |  | AA
322130 | 1006367 | 2023 | Chemical Recovery Combustion Unit | EUCOPELAND |  | Nitrous Oxide | 0.009 |  | AA
322130 | 1006367 | 2023 | Chemical Recovery Combustion Unit | EUCOPELAND |  | Nitrous Oxide Spent Liquor | 0.262 |  | AA
322130 | 1006367 | 2023 |  | GP-001 | Natural Gas (Weighted U.S. Average) | Carbon Dioxide Biogenic | 0 | 0 | C
322130 | 1006367 | 2023 |  | GP-001 | Natural Gas (Weighted U.S. Average) | Carbon Dioxide Non-Biogenic | 138634 | 0 | C
322130 | 1006367 | 2023 |  | GP-001 | Natural Gas (Weighted U.S. Average) | Carbon Dioxide Total | 138634 | 0 | C
322130 | 1006367 | 2023 |  | GP-001 | Natural Gas (Weighted U.S. Average) | Methane | 2.61 | 0 | C
322130 | 1006367 | 2023 |  | GP-001 | Natural Gas (Weighted U.S. Average) | Methane (Co2 eq) | 65.3 | 0 | C
322130 | 1006367 | 2023 |  | GP-001 | Natural Gas (Weighted U.S. Average) | Nitrous Oxide | 0.261 | 0 | C
322130 | 1006367 | 2023 |  | GP-001 | Natural Gas (Weighted U.S. Average) | Nitrous Oxide (Co2 eq) | 77.9 | 0 | C
322130 | 1006367 | 2023 |  | GP-002 | Other Biomass Gases | Carbon Dioxide Biogenic | 290.7 | 0 | C
322130 | 1006367 | 2023 |  | GP-002 | Other Biomass Gases | Carbon Dioxide Non-Biogenic | 0 | 0 | C
322130 | 1006367 | 2023 |  | GP-002 | Other Biomass Gases | Carbon Dioxide Total | 290.7 | 0 | C
322130 | 1006367 | 2023 |  | GP-002 | Other Biomass Gases | Methane | 0.02 | 0 | C
322130 | 1006367 | 2023 |  | GP-002 | Other Biomass Gases | Methane (Co2 eq) | 0.4 | 0 | C
322130 | 1006367 | 2023 |  | GP-002 | Other Biomass Gases | Nitrous Oxide | 0.004 | 0 | C
322130 | 1006367 | 2023 |  | GP-002 | Other Biomass Gases | Nitrous Oxide (Co2 eq) | 1 | 0 | C
322130 | 1006367 | 2023 | OB (Boiler, other) | WWTP Building | Propane | Carbon Dioxide Biogenic | 0 | 0 | C
322130 | 1006367 | 2023 | OB (Boiler, other) | WWTP Building | Propane | Carbon Dioxide Non-Biogenic | 147.5 | 0 | C
322130 | 1006367 | 2023 | OB (Boiler, other) | WWTP Building | Propane | Carbon Dioxide Total | 147.5 | 0 | C
322130 | 1006367 | 2023 | OB (Boiler, other) | WWTP Building | Propane | Methane | 0.01 | 0 | C
322130 | 1006367 | 2023 | OB (Boiler, other) | WWTP Building | Propane | Methane (Co2 eq) | 0.2 | 0 | C
322130 | 1006367 | 2023 | OB (Boiler, other) | WWTP Building | Propane | Nitrous Oxide | 0.001 | 0 | C
322130 | 1006367 | 2023 | OB (Boiler, other) | WWTP Building | Propane | Nitrous Oxide (Co2 eq) | 0.4 | 0 | C
322130 | 1006377 | 2023 | BFB (Boiler, bubbling fluidized bed) | Biomass Boiler | Natural Gas (Weighted U.S. Average) | Carbon Dioxide Biogenic | 0 | 0 | C
322130 | 1006377 | 2023 | BFB (Boiler, bubbling fluidized bed) | Biomass Boiler | Natural Gas (Weighted U.S. Average) | Carbon Dioxide Non-Biogenic | 0 | 0 | C
322130 | 1006377 | 2023 | BFB (Boiler, bubbling fluidized bed) | Biomass Boiler | Natural Gas (Weighted U.S. Average) | Carbon Dioxide Total | 0 | 0 | C
322130 | 1006377 | 2023 | BFB (Boiler, bubbling fluidized bed) | Biomass Boiler | Natural Gas (Weighted U.S. Average) | Methane | 0.27 | 0 | C
322130 | 1006377 | 2023 | BFB (Boiler, bubbling fluidized bed) | Biomass Boiler | Natural Gas (Weighted U.S. Average) | Methane (Co2 eq) | 6.8 | 0 | C
322130 | 1006377 | 2023 | BFB (Boiler, bubbling fluidized bed) | Biomass Boiler | Natural Gas (Weighted U.S. Average) | Nitrous Oxide | 0.027 | 0 | C
322130 | 1006377 | 2023 | BFB (Boiler, bubbling fluidized bed) | Biomass Boiler | Natural Gas (Weighted U.S. Average) | Nitrous Oxide (Co2 eq) | 8.2 | 0 | C
322130 | 1006377 | 2023 | BFB (Boiler, bubbling fluidized bed) | Biomass Boiler | Plastics | Carbon Dioxide Biogenic | 0 | 0 | C
322130 | 1006377 | 2023 | BFB (Boiler, bubbling fluidized bed) | Biomass Boiler | Plastics | Carbon Dioxide Non-Biogenic | 0 | 0 | C
322130 | 1006377 | 2023 | BFB (Boiler, bubbling fluidized bed) | Biomass Boiler | Plastics | Carbon Dioxide Total | 0 | 0 | C
322130 | 1006377 | 2023 | BFB (Boiler, bubbling fluidized bed) | Biomass Boiler | Plastics | Methane | 1.18 | 0 | C
322130 | 1006377 | 2023 | BFB (Boiler, bubbling fluidized bed) | Biomass Boiler | Plastics | Methane (Co2 eq) | 29.5 | 0 | C
322130 | 1006377 | 2023 | BFB (Boiler, bubbling fluidized bed) | Biomass Boiler | Plastics | Nitrous Oxide | 0.236 | 0 | C
322130 | 1006377 | 2023 | BFB (Boiler, bubbling fluidized bed) | Biomass Boiler | Plastics | Nitrous Oxide (Co2 eq) | 70.4 | 0 | C
322130 | 1006377 | 2023 | BFB (Boiler, bubbling fluidized bed) | Biomass Boiler | Wood and Wood Residuals (dry basis) | Carbon Dioxide Biogenic | 0 | 0 | C
322130 | 1006377 | 2023 | BFB (Boiler, bubbling fluidized bed) | Biomass Boiler | Wood and Wood Residuals (dry basis) | Carbon Dioxide Non-Biogenic | 0 | 0 | C
322130 | 1006377 | 2023 | BFB (Boiler, bubbling fluidized bed) | Biomass Boiler | Wood and Wood Residuals (dry basis) | Carbon Dioxide Total | 0 | 0 | C
322130 | 1006377 | 2023 | BFB (Boiler, bubbling fluidized bed) | Biomass Boiler | Wood and Wood Residuals (dry basis) | Methane | 12.7 | 0 | C
322130 | 1006377 | 2023 | BFB (Boiler, bubbling fluidized bed) | Biomass Boiler | Wood and Wood Residuals (dry basis) | Methane (Co2 eq) | 317.5 | 0 | C
322130 | 1006377 | 2023 | BFB (Boiler, bubbling fluidized bed) | Biomass Boiler | Wood and Wood Residuals (dry basis) | Nitrous Oxide | 6.351 | 0 | C
322130 | 1006377 | 2023 | BFB (Boiler, bubbling fluidized bed) | Biomass Boiler | Wood and Wood Residuals (dry basis) | Nitrous Oxide (Co2 eq) | 1892.5 | 0 | C
322130 | 1006377 | 2023 | BFB (Boiler, bubbling fluidized bed) | Biomass Boiler |  | Carbon Dioxide Biogenic | 0 | 0 | C
322130 | 1006377 | 2023 | BFB (Boiler, bubbling fluidized bed) | Biomass Boiler |  | Carbon Dioxide Non-Biogenic | 0 | 0 | C
322130 | 1006377 | 2023 | BFB (Boiler, bubbling fluidized bed) | Biomass Boiler |  | Carbon Dioxide Total | 0 | 0 | C
322130 | 1006377 | 2023 | BFB (Boiler, bubbling fluidized bed) | Biomass Boiler |  | Methane | 0 | 0 | C
322130 | 1006377 | 2023 | BFB (Boiler, bubbling fluidized bed) | Biomass Boiler |  | Methane (Co2 eq) | 0 | 0 | C
322130 | 1006377 | 2023 | BFB (Boiler, bubbling fluidized bed) | Biomass Boiler |  | Nitrous Oxide | 0 | 0 | C
322130 | 1006377 | 2023 | BFB (Boiler, bubbling fluidized bed) | Biomass Boiler |  | Nitrous Oxide (Co2 eq) | 0 | 0 | C
322130 | 1006377 | 2023 |  | CP-7372 | Natural Gas (Weighted U.S. Average) | Carbon Dioxide Biogenic | 0 | 0 | C
322130 | 1006377 | 2023 |  | CP-7372 | Natural Gas (Weighted U.S. Average) | Carbon Dioxide Non-Biogenic | 28887.1 | 0 | C
322130 | 1006377 | 2023 |  | CP-7372 | Natural Gas (Weighted U.S. Average) | Carbon Dioxide Total | 28887.1 | 0 | C
322130 | 1006377 | 2023 |  | CP-7372 | Natural Gas (Weighted U.S. Average) | Methane | 0.54 | 0 | C
322130 | 1006377 | 2023 |  | CP-7372 | Natural Gas (Weighted U.S. Average) | Methane (Co2 eq) | 13.6 | 0 | C
322130 | 1006377 | 2023 |  | CP-7372 | Natural Gas (Weighted U.S. Average) | Nitrous Oxide | 0.054 | 0 | C
322130 | 1006377 | 2023 |  | CP-7372 | Natural Gas (Weighted U.S. Average) | Nitrous Oxide (Co2 eq) | 16.2 | 0 | C
322130 | 1006377 | 2023 | OB (Boiler, other) | PSS Boiler | Natural Gas (Weighted U.S. Average) | Carbon Dioxide Biogenic | 0 | 0 | C
322130 | 1006377 | 2023 | OB (Boiler, other) | PSS Boiler | Natural Gas (Weighted U.S. Average) | Carbon Dioxide Non-Biogenic | 3275.4 | 0 | C
322130 | 1006377 | 2023 | OB (Boiler, other) | PSS Boiler | Natural Gas (Weighted U.S. Average) | Carbon Dioxide Total | 3275.4 | 0 | C
322130 | 1006377 | 2023 | OB (Boiler, other) | PSS Boiler | Natural Gas (Weighted U.S. Average) | Methane | 0.06 | 0 | C
322130 | 1006377 | 2023 | OB (Boiler, other) | PSS Boiler | Natural Gas (Weighted U.S. Average) | Methane (Co2 eq) | 1.5 | 0 | C
322130 | 1006377 | 2023 | OB (Boiler, other) | PSS Boiler | Natural Gas (Weighted U.S. Average) | Nitrous Oxide | 0.006 | 0 | C
322130 | 1006377 | 2023 | OB (Boiler, other) | PSS Boiler | Natural Gas (Weighted U.S. Average) | Nitrous Oxide (Co2 eq) | 1.8 | 0 | C
325120 | 1006402 | 2023 | OCS (Other combustion source) | CO2 CoGen Unit (EPN EP-216) | Natural Gas (Weighted U.S. Average) | Carbon Dioxide Biogenic | 0 | 2101123449.51 | C
325120 | 1006402 | 2023 | OCS (Other combustion source) | CO2 CoGen Unit (EPN EP-216) | Natural Gas (Weighted U.S. Average) | Carbon Dioxide Non-Biogenic | 113269.4 | 2101123449.51 | C
325120 | 1006402 | 2023 | OCS (Other combustion source) | CO2 CoGen Unit (EPN EP-216) | Natural Gas (Weighted U.S. Average) | Carbon Dioxide Total | 113269.4 | 2101123449.51 | C
325120 | 1006402 | 2023 | OCS (Other combustion source) | CO2 CoGen Unit (EPN EP-216) | Natural Gas (Weighted U.S. Average) | Methane | 2.13 | 2101123449.51 | C
325120 | 1006402 | 2023 | OCS (Other combustion source) | CO2 CoGen Unit (EPN EP-216) | Natural Gas (Weighted U.S. Average) | Methane (Co2 eq) | 53.4 | 2101123449.51 | C
325120 | 1006402 | 2023 | OCS (Other combustion source) | CO2 CoGen Unit (EPN EP-216) | Natural Gas (Weighted U.S. Average) | Nitrous Oxide | 0.213 | 2101123449.51 | C
325120 | 1006402 | 2023 | OCS (Other combustion source) | CO2 CoGen Unit (EPN EP-216) | Natural Gas (Weighted U.S. Average) | Nitrous Oxide (Co2 eq) | 63.6 | 2101123449.51 | C
325120 | 1006402 | 2023 | SCCT (CT (Turbine, simple cycle combustion)) | PA1 Gas Turbine (EPN GT6B STK) | Natural Gas (Weighted U.S. Average) | Carbon Dioxide Biogenic | 0 | 3584931900.71 | C
325120 | 1006402 | 2023 | SCCT (CT (Turbine, simple cycle combustion)) | PA1 Gas Turbine (EPN GT6B STK) | Natural Gas (Weighted U.S. Average) | Carbon Dioxide Non-Biogenic | 193260 | 3584931900.71 | C
325120 | 1006402 | 2023 | SCCT (CT (Turbine, simple cycle combustion)) | PA1 Gas Turbine (EPN GT6B STK) | Natural Gas (Weighted U.S. Average) | Carbon Dioxide Total | 193260 | 3584931900.71 | C
325120 | 1006402 | 2023 | SCCT (CT (Turbine, simple cycle combustion)) | PA1 Gas Turbine (EPN GT6B STK) | Natural Gas (Weighted U.S. Average) | Methane | 3.64 | 3584931900.71 | C
325120 | 1006402 | 2023 | SCCT (CT (Turbine, simple cycle combustion)) | PA1 Gas Turbine (EPN GT6B STK) | Natural Gas (Weighted U.S. Average) | Methane (Co2 eq) | 91.1 | 3584931900.71 | C
325120 | 1006402 | 2023 | SCCT (CT (Turbine, simple cycle combustion)) | PA1 Gas Turbine (EPN GT6B STK) | Natural Gas (Weighted U.S. Average) | Nitrous Oxide | 0.364 | 3584931900.71 | C
325120 | 1006402 | 2023 | SCCT (CT (Turbine, simple cycle combustion)) | PA1 Gas Turbine (EPN GT6B STK) | Natural Gas (Weighted U.S. Average) | Nitrous Oxide (Co2 eq) | 108.5 | 3584931900.71 | C
325120 | 1006402 | 2023 | SCCT (CT (Turbine, simple cycle combustion)) | PA2 Gas Turbine (EPN GTG2 STK) | Natural Gas (Weighted U.S. Average) | Carbon Dioxide Biogenic | 0 | 4542109475 | C
325120 | 1006402 | 2023 | SCCT (CT (Turbine, simple cycle combustion)) | PA2 Gas Turbine (EPN GTG2 STK) | Natural Gas (Weighted U.S. Average) | Carbon Dioxide Non-Biogenic | 244378.4 | 4542109475 | C
325120 | 1006402 | 2023 | SCCT (CT (Turbine, simple cycle combustion)) | PA2 Gas Turbine (EPN GTG2 STK) | Natural Gas (Weighted U.S. Average) | Carbon Dioxide Total | 244378.4 | 4542109475 | C
325120 | 1006402 | 2023 | SCCT (CT (Turbine, simple cycle combustion)) | PA2 Gas Turbine (EPN GTG2 STK) | Natural Gas (Weighted U.S. Average) | Methane | 4.61 | 4542109475 | C
325120 | 1006402 | 2023 | SCCT (CT (Turbine, simple cycle combustion)) | PA2 Gas Turbine (EPN GTG2 STK) | Natural Gas (Weighted U.S. Average) | Methane (Co2 eq) | 115.1 | 4542109475 | C
325120 | 1006402 | 2023 | SCCT (CT (Turbine, simple cycle combustion)) | PA2 Gas Turbine (EPN GTG2 STK) | Natural Gas (Weighted U.S. Average) | Nitrous Oxide | 0.461 | 4542109475 | C
325120 | 1006402 | 2023 | SCCT (CT (Turbine, simple cycle combustion)) | PA2 Gas Turbine (EPN GTG2 STK) | Natural Gas (Weighted U.S. Average) | Nitrous Oxide (Co2 eq) | 137.3 | 4542109475 | C
325120 | 1006402 | 2023 | OB (Boiler, other) | PA2 HRSG (EPN HRSG STK) | Fuel Gas | Carbon Dioxide Biogenic | 0 | 1836582080 | C
325120 | 1006402 | 2023 | OB (Boiler, other) | PA2 HRSG (EPN HRSG STK) | Fuel Gas | Carbon Dioxide Non-Biogenic | 60881.1 | 1836582080 | C
325120 | 1006402 | 2023 | OB (Boiler, other) | PA2 HRSG (EPN HRSG STK) | Fuel Gas | Carbon Dioxide Total | 60881.1 | 1836582080 | C
325120 | 1006402 | 2023 | OB (Boiler, other) | PA2 HRSG (EPN HRSG STK) | Fuel Gas | Methane | 7.65 | 1836582080 | C
325120 | 1006402 | 2023 | OB (Boiler, other) | PA2 HRSG (EPN HRSG STK) | Fuel Gas | Methane (Co2 eq) | 191.2 | 1836582080 | C
325120 | 1006402 | 2023 | OB (Boiler, other) | PA2 HRSG (EPN HRSG STK) | Fuel Gas | Nitrous Oxide | 1.53 | 1836582080 | C
325120 | 1006402 | 2023 | OB (Boiler, other) | PA2 HRSG (EPN HRSG STK) | Fuel Gas | Nitrous Oxide (Co2 eq) | 455.8 | 1836582080 | C
325120 | 1006402 | 2023 | OB (Boiler, other) | PA2 HRSG (EPN HRSG STK) | Natural Gas (Weighted U.S. Average) | Carbon Dioxide Biogenic | 0 | 861626775 | C
325120 | 1006402 | 2023 | OB (Boiler, other) | PA2 HRSG (EPN HRSG STK) | Natural Gas (Weighted U.S. Average) | Carbon Dioxide Non-Biogenic | 45534 | 861626775 | C
325120 | 1006402 | 2023 | OB (Boiler, other) | PA2 HRSG (EPN HRSG STK) | Natural Gas (Weighted U.S. Average) | Carbon Dioxide Total | 45534 | 861626775 | C
325120 | 1006402 | 2023 | OB (Boiler, other) | PA2 HRSG (EPN HRSG STK) | Natural Gas (Weighted U.S. Average) | Methane | 0.88 | 861626775 | C
325120 | 1006402 | 2023 | OB (Boiler, other) | PA2 HRSG (EPN HRSG STK) | Natural Gas (Weighted U.S. Average) | Methane (Co2 eq) | 22.1 | 861626775 | C
325120 | 1006402 | 2023 | OB (Boiler, other) | PA2 HRSG (EPN HRSG STK) | Natural Gas (Weighted U.S. Average) | Nitrous Oxide | 0.088 | 861626775 | C
325120 | 1006402 | 2023 | OB (Boiler, other) | PA2 HRSG (EPN HRSG STK) | Natural Gas (Weighted U.S. Average) | Nitrous Oxide (Co2 eq) | 26.3 | 861626775 | C
325120 | 1006402 | 2023 | PRH (Process Heater) | TEG Reboiler (EPN EP-210) | Natural Gas (Weighted U.S. Average) | Carbon Dioxide Biogenic | 0 | 64140516 | C
325120 | 1006402 | 2023 | PRH (Process Heater) | TEG Reboiler (EPN EP-210) | Natural Gas (Weighted U.S. Average) | Carbon Dioxide Non-Biogenic | 3457.7 | 64140516 | C
325120 | 1006402 | 2023 | PRH (Process Heater) | TEG Reboiler (EPN EP-210) | Natural Gas (Weighted U.S. Average) | Carbon Dioxide Total | 3457.7 | 64140516 | C
325120 | 1006402 | 2023 | PRH (Process Heater) | TEG Reboiler (EPN EP-210) | Natural Gas (Weighted U.S. Average) | Methane | 0.07 | 64140516 | C
325120 | 1006402 | 2023 | PRH (Process Heater) | TEG Reboiler (EPN EP-210) | Natural Gas (Weighted U.S. Average) | Methane (Co2 eq) | 1.6 | 64140516 | C
325120 | 1006402 | 2023 | PRH (Process Heater) | TEG Reboiler (EPN EP-210) | Natural Gas (Weighted U.S. Average) | Nitrous Oxide | 0.007 | 64140516 | C
325120 | 1006402 | 2023 | PRH (Process Heater) | TEG Reboiler (EPN EP-210) | Natural Gas (Weighted U.S. Average) | Nitrous Oxide (Co2 eq) | 1.9 | 64140516 | C
311313 | 1006412 | 2023 |  | CP-01 | Natural Gas (Weighted U.S. Average) | Carbon Dioxide Biogenic | 0 | 3474410000 | C
311313 | 1006412 | 2023 |  | CP-01 | Natural Gas (Weighted U.S. Average) | Carbon Dioxide Non-Biogenic | 191023.6 | 3474410000 | C
311313 | 1006412 | 2023 |  | CP-01 | Natural Gas (Weighted U.S. Average) | Carbon Dioxide Total | 191023.6 | 3474410000 | C
311313 | 1006412 | 2023 |  | CP-01 | Natural Gas (Weighted U.S. Average) | Methane | 3.6 | 3474410000 | C
311313 | 1006412 | 2023 |  | CP-01 | Natural Gas (Weighted U.S. Average) | Methane (Co2 eq) | 90 | 3474410000 | C
311313 | 1006412 | 2023 |  | CP-01 | Natural Gas (Weighted U.S. Average) | Nitrous Oxide | 0.36 | 3474410000 | C
311313 | 1006412 | 2023 |  | CP-01 | Natural Gas (Weighted U.S. Average) | Nitrous Oxide (Co2 eq) | 107.3 | 3474410000 | C
311313 | 1006412 | 2023 |  | GP-01 | Subbituminous | Carbon Dioxide Biogenic | 0 | 6859 | C
311313 | 1006412 | 2023 |  | GP-01 | Subbituminous | Carbon Dioxide Non-Biogenic | 11868.8 | 6859 | C
311313 | 1006412 | 2023 |  | GP-01 | Subbituminous | Carbon Dioxide Total | 11868.8 | 6859 | C
311313 | 1006412 | 2023 |  | GP-01 | Subbituminous | Methane | 1.3 | 6859 | C
311313 | 1006412 | 2023 |  | GP-01 | Subbituminous | Methane (Co2 eq) | 32.5 | 6859 | C
311313 | 1006412 | 2023 |  | GP-01 | Subbituminous | Nitrous Oxide | 0.189 | 6859 | C
311313 | 1006412 | 2023 |  | GP-01 | Subbituminous | Nitrous Oxide (Co2 eq) | 56.4 | 6859 | C
311313 | 1006412 | 2023 |  | GP-02 | Propane | Carbon Dioxide Biogenic | 0 | 28780 | C
311313 | 1006412 | 2023 |  | GP-02 | Propane | Carbon Dioxide Non-Biogenic | 164.7 | 28780 | C
311313 | 1006412 | 2023 |  | GP-02 | Propane | Carbon Dioxide Total | 164.7 | 28780 | C
311313 | 1006412 | 2023 |  | GP-02 | Propane | Methane | 0.01 | 28780 | C
311313 | 1006412 | 2023 |  | GP-02 | Propane | Methane (Co2 eq) | 0.2 | 28780 | C
311313 | 1006412 | 2023 |  | GP-02 | Propane | Nitrous Oxide | 0.002 | 28780 | C
311313 | 1006412 | 2023 |  | GP-02 | Propane | Nitrous Oxide (Co2 eq) | 0.5 | 28780 | C
311313 | 1006412 | 2023 | K (Kiln) | SK-1 | Anthracite | Carbon Dioxide Biogenic | 0 | 6920 | C
311313 | 1006412 | 2023 | K (Kiln) | SK-1 | Anthracite | Carbon Dioxide Non-Biogenic | 19560 | 6920 | C
311313 | 1006412 | 2023 | K (Kiln) | SK-1 | Anthracite | Carbon Dioxide Total | 19560 | 6920 | C
311313 | 1006412 | 2023 | K (Kiln) | SK-1 | Anthracite | Methane | 2.08 | 6920 | C
311313 | 1006412 | 2023 | K (Kiln) | SK-1 | Anthracite | Methane (Co2 eq) | 51.9 | 6920 | C
311313 | 1006412 | 2023 | K (Kiln) | SK-1 | Anthracite | Nitrous Oxide | 0.302 | 6920 | C
311313 | 1006412 | 2023 | K (Kiln) | SK-1 | Anthracite | Nitrous Oxide (Co2 eq) | 89.9 | 6920 | C
311313 | 1006412 | 2023 | K (Kiln) | SK-1 | Coal Coke | Carbon Dioxide Biogenic | 0 | 168 | C
311313 | 1006412 | 2023 | K (Kiln) | SK-1 | Coal Coke | Carbon Dioxide Non-Biogenic | 473.6 | 168 | C
311313 | 1006412 | 2023 | K (Kiln) | SK-1 | Coal Coke | Carbon Dioxide Total | 473.6 | 168 | C
311313 | 1006412 | 2023 | K (Kiln) | SK-1 | Coal Coke | Methane | 0.05 | 168 | C
311313 | 1006412 | 2023 | K (Kiln) | SK-1 | Coal Coke | Methane (Co2 eq) | 1.1 | 168 | C
311313 | 1006412 | 2023 | K (Kiln) | SK-1 | Coal Coke | Nitrous Oxide | 0.007 | 168 | C
311313 | 1006412 | 2023 | K (Kiln) | SK-1 | Coal Coke | Nitrous Oxide (Co2 eq) | 2 | 168 | C
325211 | 1006416 | 2023 | TODF (Thermal oxidizer, direct fired, no heat recovery) | BPEX FTO | Fuel Gas | Carbon Dioxide Biogenic | 0 | 0 | C
325211 | 1006416 | 2023 | TODF (Thermal oxidizer, direct fired, no heat recovery) | BPEX FTO | Fuel Gas | Carbon Dioxide Non-Biogenic | 15629.8 | 0 | C
325211 | 1006416 | 2023 | TODF (Thermal oxidizer, direct fired, no heat recovery) | BPEX FTO | Fuel Gas | Carbon Dioxide Total | 15629.8 | 0 | C
325211 | 1006416 | 2023 | TODF (Thermal oxidizer, direct fired, no heat recovery) | BPEX FTO | Fuel Gas | Methane | 0.79 | 0 | C
325211 | 1006416 | 2023 | TODF (Thermal oxidizer, direct fired, no heat recovery) | BPEX FTO | Fuel Gas | Methane (Co2 eq) | 19.9 | 0 | C
325211 | 1006416 | 2023 | TODF (Thermal oxidizer, direct fired, no heat recovery) | BPEX FTO | Fuel Gas | Nitrous Oxide | 0.159 | 0 | C
325211 | 1006416 | 2023 | TODF (Thermal oxidizer, direct fired, no heat recovery) | BPEX FTO | Fuel Gas | Nitrous Oxide (Co2 eq) | 47.4 | 0 | C
325211 | 1006416 | 2023 | TODF (Thermal oxidizer, direct fired, no heat recovery) | BPEX FTO | Natural Gas (Weighted U.S. Average) | Carbon Dioxide Biogenic | 0 | 0 | C
325211 | 1006416 | 2023 | TODF (Thermal oxidizer, direct fired, no heat recovery) | BPEX FTO | Natural Gas (Weighted U.S. Average) | Carbon Dioxide Non-Biogenic | 14545.6 | 0 | C
325211 | 1006416 | 2023 | TODF (Thermal oxidizer, direct fired, no heat recovery) | BPEX FTO | Natural Gas (Weighted U.S. Average) | Carbon Dioxide Total | 14545.6 | 0 | C
325211 | 1006416 | 2023 | TODF (Thermal oxidizer, direct fired, no heat recovery) | BPEX FTO | Natural Gas (Weighted U.S. Average) | Methane | 0.27 | 0 | C
325211 | 1006416 | 2023 | TODF (Thermal oxidizer, direct fired, no heat recovery) | BPEX FTO | Natural Gas (Weighted U.S. Average) | Methane (Co2 eq) | 6.9 | 0 | C
325211 | 1006416 | 2023 | TODF (Thermal oxidizer, direct fired, no heat recovery) | BPEX FTO | Natural Gas (Weighted U.S. Average) | Nitrous Oxide | 0.027 | 0 | C
325211 | 1006416 | 2023 | TODF (Thermal oxidizer, direct fired, no heat recovery) | BPEX FTO | Natural Gas (Weighted U.S. Average) | Nitrous Oxide (Co2 eq) | 8.2 | 0 | C
325211 | 1006416 | 2023 | RICE (Reciprocating internal combustion engine) | Diesel | Distillate Fuel Oil No. 2 | Carbon Dioxide Biogenic | 0 | 0 | C
325211 | 1006416 | 2023 | RICE (Reciprocating internal combustion engine) | Diesel | Distillate Fuel Oil No. 2 | Carbon Dioxide Non-Biogenic | 41.3 | 0 | C
325211 | 1006416 | 2023 | RICE (Reciprocating internal combustion engine) | Diesel | Distillate Fuel Oil No. 2 | Carbon Dioxide Total | 41.3 | 0 | C
325211 | 1006416 | 2023 | RICE (Reciprocating internal combustion engine) | Diesel | Distillate Fuel Oil No. 2 | Methane | 0 | 0 | C
325211 | 1006416 | 2023 | RICE (Reciprocating internal combustion engine) | Diesel | Distillate Fuel Oil No. 2 | Methane (Co2 eq) | 0 | 0 | C
325211 | 1006416 | 2023 | RICE (Reciprocating internal combustion engine) | Diesel | Distillate Fuel Oil No. 2 | Nitrous Oxide | 0 | 0 | C
325211 | 1006416 | 2023 | RICE (Reciprocating internal combustion engine) | Diesel | Distillate Fuel Oil No. 2 | Nitrous Oxide (Co2 eq) | 0.1 | 0 | C
325211 | 1006416 | 2023 |  | GP-Natural Gas | Natural Gas (Weighted U.S. Average) | Carbon Dioxide Biogenic | 0 | 0 | C
325211 | 1006416 | 2023 |  | GP-Natural Gas | Natural Gas (Weighted U.S. Average) | Carbon Dioxide Non-Biogenic | 38295.6 | 0 | C
325211 | 1006416 | 2023 |  | GP-Natural Gas | Natural Gas (Weighted U.S. Average) | Carbon Dioxide Total | 38295.6 | 0 | C
325211 | 1006416 | 2023 |  | GP-Natural Gas | Natural Gas (Weighted U.S. Average) | Methane | 0.72 | 0 | C
325211 | 1006416 | 2023 |  | GP-Natural Gas | Natural Gas (Weighted U.S. Average) | Methane (Co2 eq) | 18 | 0 | C
325211 | 1006416 | 2023 |  | GP-Natural Gas | Natural Gas (Weighted U.S. Average) | Nitrous Oxide | 0.072 | 0 | C
325211 | 1006416 | 2023 |  | GP-Natural Gas | Natural Gas (Weighted U.S. Average) | Nitrous Oxide (Co2 eq) | 21.5 | 0 | C
322130 | 1006423 | 2023 | OB (Boiler, other) | CP-BFO | Residual Fuel Oil No. 6 | Carbon Dioxide Biogenic | 0 | 38660 | C
322130 | 1006423 | 2023 | OB (Boiler, other) | CP-BFO | Residual Fuel Oil No. 6 | Carbon Dioxide Non-Biogenic | 435.5 | 38660 | C
322130 | 1006423 | 2023 | OB (Boiler, other) | CP-BFO | Residual Fuel Oil No. 6 | Carbon Dioxide Total | 435.5 | 38660 | C
322130 | 1006423 | 2023 | OB (Boiler, other) | CP-BFO | Residual Fuel Oil No. 6 | Methane | 0.02 | 38660 | C
322130 | 1006423 | 2023 | OB (Boiler, other) | CP-BFO | Residual Fuel Oil No. 6 | Methane (Co2 eq) | 0.4 | 38660 | C
322130 | 1006423 | 2023 | OB (Boiler, other) | CP-BFO | Residual Fuel Oil No. 6 | Nitrous Oxide | 0.003 | 38660 | C
322130 | 1006423 | 2023 | OB (Boiler, other) | CP-BFO | Residual Fuel Oil No. 6 | Nitrous Oxide (Co2 eq) | 1 | 38660 | C
322130 | 1006423 | 2023 |  | CP-FCG Coater Gas | Natural Gas (Weighted U.S. Average) | Carbon Dioxide Biogenic | 0 | 0 | C
322130 | 1006423 | 2023 |  | CP-FCG Coater Gas | Natural Gas (Weighted U.S. Average) | Carbon Dioxide Non-Biogenic | 2535.7 | 0 | C
322130 | 1006423 | 2023 |  | CP-FCG Coater Gas | Natural Gas (Weighted U.S. Average) | Carbon Dioxide Total | 2535.7 | 0 | C
322130 | 1006423 | 2023 |  | CP-FCG Coater Gas | Natural Gas (Weighted U.S. Average) | Methane | 0.05 | 0 | C
322130 | 1006423 | 2023 |  | CP-FCG Coater Gas | Natural Gas (Weighted U.S. Average) | Methane (Co2 eq) | 1.2 | 0 | C
322130 | 1006423 | 2023 |  | CP-FCG Coater Gas | Natural Gas (Weighted U.S. Average) | Nitrous Oxide | 0.005 | 0 | C
322130 | 1006423 | 2023 |  | CP-FCG Coater Gas | Natural Gas (Weighted U.S. Average) | Nitrous Oxide (Co2 eq) | 1.4 | 0 | C
322130 | 1006423 | 2023 |  | CP-IBG Boiler Gas | Natural Gas (Weighted U.S. Average) | Carbon Dioxide Biogenic | 0 | 0 | C
322130 | 1006423 | 2023 |  | CP-IBG Boiler Gas | Natural Gas (Weighted U.S. Average) | Carbon Dioxide Non-Biogenic | 28777.8 | 0 | C
322130 | 1006423 | 2023 |  | CP-IBG Boiler Gas | Natural Gas (Weighted U.S. Average) | Carbon Dioxide Total | 28777.8 | 0 | C
322130 | 1006423 | 2023 |  | CP-IBG Boiler Gas | Natural Gas (Weighted U.S. Average) | Methane | 0.54 | 0 | C
322130 | 1006423 | 2023 |  | CP-IBG Boiler Gas | Natural Gas (Weighted U.S. Average) | Methane (Co2 eq) | 13.6 | 0 | C
322130 | 1006423 | 2023 |  | CP-IBG Boiler Gas | Natural Gas (Weighted U.S. Average) | Nitrous Oxide | 0.054 | 0 | C
322130 | 1006423 | 2023 |  | CP-IBG Boiler Gas | Natural Gas (Weighted U.S. Average) | Nitrous Oxide (Co2 eq) | 16.2 | 0 | C
322130 | 1006423 | 2023 |  | CP-UGR Garage Heaters | Natural Gas (Weighted U.S. Average) | Carbon Dioxide Biogenic | 0 | 0 | C
322130 | 1006423 | 2023 |  | CP-UGR Garage Heaters | Natural Gas (Weighted U.S. Average) | Carbon Dioxide Non-Biogenic | 22.2 | 0 | C
322130 | 1006423 | 2023 |  | CP-UGR Garage Heaters | Natural Gas (Weighted U.S. Average) | Carbon Dioxide Total | 22.2 | 0 | C
322130 | 1006423 | 2023 |  | CP-UGR Garage Heaters | Natural Gas (Weighted U.S. Average) | Methane | 0 | 0 | C
322130 | 1006423 | 2023 |  | CP-UGR Garage Heaters | Natural Gas (Weighted U.S. Average) | Methane (Co2 eq) | 0 | 0 | C
322130 | 1006423 | 2023 |  | CP-UGR Garage Heaters | Natural Gas (Weighted U.S. Average) | Nitrous Oxide | 0 | 0 | C
322130 | 1006423 | 2023 |  | CP-UGR Garage Heaters | Natural Gas (Weighted U.S. Average) | Nitrous Oxide (Co2 eq) | 0 | 0 | C
322130 | 1006423 | 2023 |  | CP-WTP Water Treatment Plant Gas | Natural Gas (Weighted U.S. Average) | Carbon Dioxide Biogenic | 0 | 0 | C
322130 | 1006423 | 2023 |  | CP-WTP Water Treatment Plant Gas | Natural Gas (Weighted U.S. Average) | Carbon Dioxide Non-Biogenic | 25.5 | 0 | C
322130 | 1006423 | 2023 |  | CP-WTP Water Treatment Plant Gas | Natural Gas (Weighted U.S. Average) | Carbon Dioxide Total | 25.5 | 0 | C
322130 | 1006423 | 2023 |  | CP-WTP Water Treatment Plant Gas | Natural Gas (Weighted U.S. Average) | Methane | 0 | 0 | C
322130 | 1006423 | 2023 |  | CP-WTP Water Treatment Plant Gas | Natural Gas (Weighted U.S. Average) | Methane (Co2 eq) | 0 | 0 | C
322130 | 1006423 | 2023 |  | CP-WTP Water Treatment Plant Gas | Natural Gas (Weighted U.S. Average) | Nitrous Oxide | 0 | 0 | C
322130 | 1006423 | 2023 |  | CP-WTP Water Treatment Plant Gas | Natural Gas (Weighted U.S. Average) | Nitrous Oxide (Co2 eq) | 0 | 0 | C
311221 | 1006425 | 2023 |  | CP- Natural Gas Combustion Units | Natural Gas (Weighted U.S. Average) | Carbon Dioxide Biogenic | 0 | 0 | C
311221 | 1006425 | 2023 |  | CP- Natural Gas Combustion Units | Natural Gas (Weighted U.S. Average) | Carbon Dioxide Non-Biogenic | 510128 | 0 | C
311221 | 1006425 | 2023 |  | CP- Natural Gas Combustion Units | Natural Gas (Weighted U.S. Average) | Carbon Dioxide Total | 510128 | 0 | C
311221 | 1006425 | 2023 |  | CP- Natural Gas Combustion Units | Natural Gas (Weighted U.S. Average) | Methane | 9.61 | 0 | C
311221 | 1006425 | 2023 |  | CP- Natural Gas Combustion Units | Natural Gas (Weighted U.S. Average) | Methane (Co2 eq) | 240.4 | 0 | C
311221 | 1006425 | 2023 |  | CP- Natural Gas Combustion Units | Natural Gas (Weighted U.S. Average) | Nitrous Oxide | 0.961 | 0 | C
311221 | 1006425 | 2023 |  | CP- Natural Gas Combustion Units | Natural Gas (Weighted U.S. Average) | Nitrous Oxide (Co2 eq) | 286.5 | 0 | C
311221 | 1006425 | 2023 |  | CP- Natural Gas Combustion Units | Other Biomass Gases | Carbon Dioxide Biogenic | 972.5 | 0 | C
311221 | 1006425 | 2023 |  | CP- Natural Gas Combustion Units | Other Biomass Gases | Carbon Dioxide Non-Biogenic | 0 | 0 | C
311221 | 1006425 | 2023 |  | CP- Natural Gas Combustion Units | Other Biomass Gases | Carbon Dioxide Total | 972.5 | 0 | C
311221 | 1006425 | 2023 |  | CP- Natural Gas Combustion Units | Other Biomass Gases | Methane | 0.06 | 0 | C
311221 | 1006425 | 2023 |  | CP- Natural Gas Combustion Units | Other Biomass Gases | Methane (Co2 eq) | 1.5 | 0 | C
311221 | 1006425 | 2023 |  | CP- Natural Gas Combustion Units | Other Biomass Gases | Nitrous Oxide | 0.012 | 0 | C
311221 | 1006425 | 2023 |  | CP- Natural Gas Combustion Units | Other Biomass Gases | Nitrous Oxide (Co2 eq) | 3.5 | 0 | C
325180 | 1006435 | 2023 | Petrochemical process unit | CO-3A |  | Carbon Dioxide | 48020.5 |  | X
325180 | 1006435 | 2023 | Petrochemical process unit | CO-3B |  | Carbon Dioxide | 45014.6 |  | X
325180 | 1006435 | 2023 | Petrochemical process unit | CO-5 |  | Carbon Dioxide | 82368.1 |  | X
325180 | 1006435 | 2023 | Petrochemical process unit | CO-6 |  | Carbon Dioxide | 118616.8 |  | X
325180 | 1006435 | 2023 | Petrochemical process unit | CS-1 |  | Carbon Dioxide | 23645.2 |  | X
325180 | 1006435 | 2023 | Petrochemical process unit | CS-2 |  | Carbon Dioxide | 26660.3 |  | X
325180 | 1006435 | 2023 |  | GP-1 | Natural Gas (Weighted U.S. Average) | Carbon Dioxide Biogenic | 0 | 0 | C
325180 | 1006435 | 2023 |  | GP-1 | Natural Gas (Weighted U.S. Average) | Carbon Dioxide Non-Biogenic | 13321.4 | 0 | C
325180 | 1006435 | 2023 |  | GP-1 | Natural Gas (Weighted U.S. Average) | Carbon Dioxide Total | 13321.4 | 0 | C
325180 | 1006435 | 2023 |  | GP-1 | Natural Gas (Weighted U.S. Average) | Methane | 0.25 | 0 | C
325180 | 1006435 | 2023 |  | GP-1 | Natural Gas (Weighted U.S. Average) | Methane (Co2 eq) | 6.3 | 0 | C
325180 | 1006435 | 2023 |  | GP-1 | Natural Gas (Weighted U.S. Average) | Nitrous Oxide | 0.025 | 0 | C
325180 | 1006435 | 2023 |  | GP-1 | Natural Gas (Weighted U.S. Average) | Nitrous Oxide (Co2 eq) | 7.5 | 0 | C
311421 | 1006445 | 2023 |  | GP-Boilers/Roasters | Natural Gas (Weighted U.S. Average) | Carbon Dioxide Biogenic | 0 | 0 | C
311421 | 1006445 | 2023 |  | GP-Boilers/Roasters | Natural Gas (Weighted U.S. Average) | Carbon Dioxide Non-Biogenic | 68001.5 | 0 | C
311421 | 1006445 | 2023 |  | GP-Boilers/Roasters | Natural Gas (Weighted U.S. Average) | Carbon Dioxide Total | 68001.5 | 0 | C
311421 | 1006445 | 2023 |  | GP-Boilers/Roasters | Natural Gas (Weighted U.S. Average) | Methane | 1.28 | 0 | C
311421 | 1006445 | 2023 |  | GP-Boilers/Roasters | Natural Gas (Weighted U.S. Average) | Methane (Co2 eq) | 32 | 0 | C
311421 | 1006445 | 2023 |  | GP-Boilers/Roasters | Natural Gas (Weighted U.S. Average) | Nitrous Oxide | 0.128 | 0 | C
311421 | 1006445 | 2023 |  | GP-Boilers/Roasters | Natural Gas (Weighted U.S. Average) | Nitrous Oxide (Co2 eq) | 38.2 | 0 | C
311421 | 1006447 | 2023 |  | GP-Boilers | Natural Gas (Weighted U.S. Average) | Carbon Dioxide Biogenic | 0 | 0 | C
311421 | 1006447 | 2023 |  | GP-Boilers | Natural Gas (Weighted U.S. Average) | Carbon Dioxide Non-Biogenic | 28710.6 | 0 | C
311421 | 1006447 | 2023 |  | GP-Boilers | Natural Gas (Weighted U.S. Average) | Carbon Dioxide Total | 28710.6 | 0 | C
311421 | 1006447 | 2023 |  | GP-Boilers | Natural Gas (Weighted U.S. Average) | Methane | 0.54 | 0 | C
311421 | 1006447 | 2023 |  | GP-Boilers | Natural Gas (Weighted U.S. Average) | Methane (Co2 eq) | 13.5 | 0 | C
311421 | 1006447 | 2023 |  | GP-Boilers | Natural Gas (Weighted U.S. Average) | Nitrous Oxide | 0.054 | 0 | C
311421 | 1006447 | 2023 |  | GP-Boilers | Natural Gas (Weighted U.S. Average) | Nitrous Oxide (Co2 eq) | 16.1 | 0 | C
325211 | 1006453 | 2023 |  | CP-Shintech Freeport | Natural Gas (Weighted U.S. Average) | Carbon Dioxide Biogenic | 0 | 2201363000 | C
325211 | 1006453 | 2023 |  | CP-Shintech Freeport | Natural Gas (Weighted U.S. Average) | Carbon Dioxide Non-Biogenic | 119023.6 | 2201363000 | C
325211 | 1006453 | 2023 |  | CP-Shintech Freeport | Natural Gas (Weighted U.S. Average) | Carbon Dioxide Total | 119023.6 | 2201363000 | C
325211 | 1006453 | 2023 |  | CP-Shintech Freeport | Natural Gas (Weighted U.S. Average) | Methane | 2.24 | 2201363000 | C
325211 | 1006453 | 2023 |  | CP-Shintech Freeport | Natural Gas (Weighted U.S. Average) | Methane (Co2 eq) | 56.1 | 2201363000 | C
325211 | 1006453 | 2023 |  | CP-Shintech Freeport | Natural Gas (Weighted U.S. Average) | Nitrous Oxide | 0.224 | 2201363000 | C
325211 | 1006453 | 2023 |  | CP-Shintech Freeport | Natural Gas (Weighted U.S. Average) | Nitrous Oxide (Co2 eq) | 66.8 | 2201363000 | C
322130 | 1006454 | 2023 |  | GP-Kiln auxiliary drives and heaters | Liquefied petroleum gases (LPG) | Carbon Dioxide Biogenic | 0 | 0 | C
322130 | 1006454 | 2023 |  | GP-Kiln auxiliary drives and heaters | Liquefied petroleum gases (LPG) | Carbon Dioxide Non-Biogenic | 16.2 | 0 | C
322130 | 1006454 | 2023 |  | GP-Kiln auxiliary drives and heaters | Liquefied petroleum gases (LPG) | Carbon Dioxide Total | 16.2 | 0 | C
322130 | 1006454 | 2023 |  | GP-Kiln auxiliary drives and heaters | Liquefied petroleum gases (LPG) | Methane | 0 | 0 | C
322130 | 1006454 | 2023 |  | GP-Kiln auxiliary drives and heaters | Liquefied petroleum gases (LPG) | Methane (Co2 eq) | 0 | 0 | C
322130 | 1006454 | 2023 |  | GP-Kiln auxiliary drives and heaters | Liquefied petroleum gases (LPG) | Nitrous Oxide | 0 | 0 | C
322130 | 1006454 | 2023 |  | GP-Kiln auxiliary drives and heaters | Liquefied petroleum gases (LPG) | Nitrous Oxide (Co2 eq) | 0 | 0 | C
322130 | 1006454 | 2023 | Chemical Recovery Furnace | No. 19 Recovery Furnace / 1261-10 |  | Carbon Dioxide Biogenic (Spent Liquor) | 189623.4 |  | AA | [9 empty] | 51 | 1974 | CE | 3.3 |  |  |  | 980 | 650
322130 | 1006454 | 2023 | Chemical Recovery Furnace | No. 19 Recovery Furnace / 1261-10 |  | Carbon Dioxide Non-Biogenic | 2108.8 |  | AA | [9 empty] | 51 | 1974 | CE | 3.3 |  |  |  | 980 | 650
322130 | 1006454 | 2023 | Chemical Recovery Furnace | No. 19 Recovery Furnace / 1261-10 |  | Methane | 0.04 |  | AA | [9 empty] | 51 | 1974 | CE | 3.3 |  |  |  | 980 | 650
322130 | 1006454 | 2023 | Chemical Recovery Furnace | No. 19 Recovery Furnace / 1261-10 |  | Methane Spent Liquor | 3.82 |  | AA | [9 empty] | 51 | 1974 | CE | 3.3 |  |  |  | 980 | 650
322130 | 1006454 | 2023 | Chemical Recovery Furnace | No. 19 Recovery Furnace / 1261-10 |  | Nitrous Oxide | 0.004 |  | AA | [9 empty] | 51 | 1974 | CE | 3.3 |  |  |  | 980 | 650
322130 | 1006454 | 2023 | Chemical Recovery Furnace | No. 19 Recovery Furnace / 1261-10 |  | Nitrous Oxide Spent Liquor | 0.844 |  | AA | [9 empty] | 51 | 1974 | CE | 3.3 |  |  |  | 980 | 650
322130 | 1006454 | 2023 | S (Stoker Boiler) | No. 20 Power Boiler / 2013-00 | Natural Gas (Weighted U.S. Average) | Carbon Dioxide Biogenic | 0 | 0 | C
322130 | 1006454 | 2023 | S (Stoker Boiler) | No. 20 Power Boiler / 2013-00 | Natural Gas (Weighted U.S. Average) | Carbon Dioxide Non-Biogenic | 90161.6 | 0 | C
322130 | 1006454 | 2023 | S (Stoker Boiler) | No. 20 Power Boiler / 2013-00 | Natural Gas (Weighted U.S. Average) | Carbon Dioxide Total | 90161.6 | 0 | C
322130 | 1006454 | 2023 | S (Stoker Boiler) | No. 20 Power Boiler / 2013-00 | Natural Gas (Weighted U.S. Average) | Methane | 1.7 | 0 | C
322130 | 1006454 | 2023 | S (Stoker Boiler) | No. 20 Power Boiler / 2013-00 | Natural Gas (Weighted U.S. Average) | Methane (Co2 eq) | 42.5 | 0 | C
322130 | 1006454 | 2023 | S (Stoker Boiler) | No. 20 Power Boiler / 2013-00 | Natural Gas (Weighted U.S. Average) | Nitrous Oxide | 0.17 | 0 | C
322130 | 1006454 | 2023 | S (Stoker Boiler) | No. 20 Power Boiler / 2013-00 | Natural Gas (Weighted U.S. Average) | Nitrous Oxide (Co2 eq) | 50.6 | 0 | C
322130 | 1006454 | 2023 | S (Stoker Boiler) | No. 20 Power Boiler / 2013-00 | Wood and Wood Residuals (dry basis) | Carbon Dioxide Biogenic | 333589.7 | 0 | C
322130 | 1006454 | 2023 | S (Stoker Boiler) | No. 20 Power Boiler / 2013-00 | Wood and Wood Residuals (dry basis) | Carbon Dioxide Non-Biogenic | 0 | 0 | C
322130 | 1006454 | 2023 | S (Stoker Boiler) | No. 20 Power Boiler / 2013-00 | Wood and Wood Residuals (dry basis) | Carbon Dioxide Total | 333589.7 | 0 | C
322130 | 1006454 | 2023 | S (Stoker Boiler) | No. 20 Power Boiler / 2013-00 | Wood and Wood Residuals (dry basis) | Methane | 25.61 | 0 | C
322130 | 1006454 | 2023 | S (Stoker Boiler) | No. 20 Power Boiler / 2013-00 | Wood and Wood Residuals (dry basis) | Methane (Co2 eq) | 640.2 | 0 | C
322130 | 1006454 | 2023 | S (Stoker Boiler) | No. 20 Power Boiler / 2013-00 | Wood and Wood Residuals (dry basis) | Nitrous Oxide | 12.803 | 0 | C
322130 | 1006454 | 2023 | S (Stoker Boiler) | No. 20 Power Boiler / 2013-00 | Wood and Wood Residuals (dry basis) | Nitrous Oxide (Co2 eq) | 3815.3 | 0 | C
322130 | 1006454 | 2023 | Chemical Recovery Furnace | No. 22 Recovery Furnace / 8201-10 |  | Carbon Dioxide Biogenic (Spent Liquor) | 606189.2 |  | AA | [9 empty] | 33 | 1992 | ABB-CE | 3.7 |  | 1 | D | 1065 | 800 | 750
322130 | 1006454 | 2023 | Chemical Recovery Furnace | No. 22 Recovery Furnace / 8201-10 |  | Carbon Dioxide Non-Biogenic | 34754.9 |  | AA | [9 empty] | 33 | 1992 | ABB-CE | 3.7 |  | 1 | D | 1065 | 800 | 750
322130 | 1006454 | 2023 | Chemical Recovery Furnace | No. 22 Recovery Furnace / 8201-10 |  | Methane | 0.66 |  | AA | [9 empty] | 33 | 1992 | ABB-CE | 3.7 |  | 1 | D | 1065 | 800 | 750
322130 | 1006454 | 2023 | Chemical Recovery Furnace | No. 22 Recovery Furnace / 8201-10 |  | Methane Spent Liquor | 12.21 |  | AA | [9 empty] | 33 | 1992 | ABB-CE | 3.7 |  | 1 | D | 1065 | 800 | 750
322130 | 1006454 | 2023 | Chemical Recovery Furnace | No. 22 Recovery Furnace / 8201-10 |  | Nitrous Oxide | 0.066 |  | AA | [9 empty] | 33 | 1992 | ABB-CE | 3.7 |  | 1 | D | 1065 | 800 | 750
322130 | 1006454 | 2023 | Chemical Recovery Furnace | No. 22 Recovery Furnace / 8201-10 |  | Nitrous Oxide Spent Liquor | 2.699 |  | AA | [9 empty] | 33 | 1992 | ABB-CE | 3.7 |  | 1 | D | 1065 | 800 | 750
322130 | 1006454 | 2023 | Pulp Mill Lime Kiln | No. 3 Lime Kiln / 1431-00 |  | Carbon Dioxide Biogenic (Spent Liquor) | 0 |  | AA
322130 | 1006454 | 2023 | Pulp Mill Lime Kiln | No. 3 Lime Kiln / 1431-00 |  | Carbon Dioxide Non-Biogenic | 1216.6 |  | AA
322130 | 1006454 | 2023 | Pulp Mill Lime Kiln | No. 3 Lime Kiln / 1431-00 |  | Methane | 0.06 |  | AA
322130 | 1006454 | 2023 | Pulp Mill Lime Kiln | No. 3 Lime Kiln / 1431-00 |  | Methane Spent Liquor | 0 |  | AA
322130 | 1006454 | 2023 | Pulp Mill Lime Kiln | No. 3 Lime Kiln / 1431-00 |  | Nitrous Oxide | 0 |  | AA
322130 | 1006454 | 2023 | Pulp Mill Lime Kiln | No. 3 Lime Kiln / 1431-00 |  | Nitrous Oxide Spent Liquor | 0 |  | AA
322130 | 1006454 | 2023 | Pulp Mill Lime Kiln | No. 4 Lime Kiln / 1450-00 |  | Carbon Dioxide Biogenic (Spent Liquor) | 0 |  | AA
322130 | 1006454 | 2023 | Pulp Mill Lime Kiln | No. 4 Lime Kiln / 1450-00 |  | Carbon Dioxide Non-Biogenic | 16808.4 |  | AA
322130 | 1006454 | 2023 | Pulp Mill Lime Kiln | No. 4 Lime Kiln / 1450-00 |  | Methane | 0.86 |  | AA
322130 | 1006454 | 2023 | Pulp Mill Lime Kiln | No. 4 Lime Kiln / 1450-00 |  | Methane Spent Liquor | 0 |  | AA
322130 | 1006454 | 2023 | Pulp Mill Lime Kiln | No. 4 Lime Kiln / 1450-00 |  | Nitrous Oxide | 0 |  | AA
322130 | 1006454 | 2023 | Pulp Mill Lime Kiln | No. 4 Lime Kiln / 1450-00 |  | Nitrous Oxide Spent Liquor | 0 |  | AA
322130 | 1006454 | 2023 | Pulp Mill Lime Kiln | No. 5 Lime Kiln / 1567-00 |  | Carbon Dioxide Biogenic (Spent Liquor) | 0 |  | AA
322130 | 1006454 | 2023 | Pulp Mill Lime Kiln | No. 5 Lime Kiln / 1567-00 |  | Carbon Dioxide Non-Biogenic | 29902.1 |  | AA
322130 | 1006454 | 2023 | Pulp Mill Lime Kiln | No. 5 Lime Kiln / 1567-00 |  | Methane | 1.52 |  | AA
322130 | 1006454 | 2023 | Pulp Mill Lime Kiln | No. 5 Lime Kiln / 1567-00 |  | Methane Spent Liquor | 0 |  | AA
322130 | 1006454 | 2023 | Pulp Mill Lime Kiln | No. 5 Lime Kiln / 1567-00 |  | Nitrous Oxide | 0 |  | AA
322130 | 1006454 | 2023 | Pulp Mill Lime Kiln | No. 5 Lime Kiln / 1567-00 |  | Nitrous Oxide Spent Liquor | 0 |  | AA
322110 | 1006466 | 2023 |  | CP-Buckeye | Natural Gas (Weighted U.S. Average) | Carbon Dioxide Biogenic | 0 | 0 | C
322110 | 1006466 | 2023 |  | CP-Buckeye | Natural Gas (Weighted U.S. Average) | Carbon Dioxide Non-Biogenic | 30332.9 | 0 | C
322110 | 1006466 | 2023 |  | CP-Buckeye | Natural Gas (Weighted U.S. Average) | Carbon Dioxide Total | 30332.9 | 0 | C
322110 | 1006466 | 2023 |  | CP-Buckeye | Natural Gas (Weighted U.S. Average) | Methane | 0.57 | 0 | C
322110 | 1006466 | 2023 |  | CP-Buckeye | Natural Gas (Weighted U.S. Average) | Methane (Co2 eq) | 14.3 | 0 | C
322110 | 1006466 | 2023 |  | CP-Buckeye | Natural Gas (Weighted U.S. Average) | Nitrous Oxide | 0.057 | 0 | C
322110 | 1006466 | 2023 |  | CP-Buckeye | Natural Gas (Weighted U.S. Average) | Nitrous Oxide (Co2 eq) | 17 | 0 | C
322110 | 1006466 | 2023 | OB (Boiler, other) | PD Boiler | Natural Gas (Weighted U.S. Average) | Carbon Dioxide Biogenic | 0 | 0 | C
322110 | 1006466 | 2023 | OB (Boiler, other) | PD Boiler | Natural Gas (Weighted U.S. Average) | Carbon Dioxide Non-Biogenic | 469.1 | 0 | C
322110 | 1006466 | 2023 | OB (Boiler, other) | PD Boiler | Natural Gas (Weighted U.S. Average) | Carbon Dioxide Total | 469.1 | 0 | C
322110 | 1006466 | 2023 | OB (Boiler, other) | PD Boiler | Natural Gas (Weighted U.S. Average) | Methane | 0.01 | 0 | C
322110 | 1006466 | 2023 | OB (Boiler, other) | PD Boiler | Natural Gas (Weighted U.S. Average) | Methane (Co2 eq) | 0.2 | 0 | C
322110 | 1006466 | 2023 | OB (Boiler, other) | PD Boiler | Natural Gas (Weighted U.S. Average) | Nitrous Oxide | 0.001 | 0 | C
322110 | 1006466 | 2023 | OB (Boiler, other) | PD Boiler | Natural Gas (Weighted U.S. Average) | Nitrous Oxide (Co2 eq) | 0.3 | 0 | C
325312 | 1006467 | 2023 |  | GP-SCMines | Natural Gas (Weighted U.S. Average) | Carbon Dioxide Biogenic | 0 | 19236000 | C
325312 | 1006467 | 2023 |  | GP-SCMines | Natural Gas (Weighted U.S. Average) | Carbon Dioxide Non-Biogenic | 1047.2 | 19236000 | C
325312 | 1006467 | 2023 |  | GP-SCMines | Natural Gas (Weighted U.S. Average) | Carbon Dioxide Total | 1047.2 | 19236000 | C
325312 | 1006467 | 2023 |  | GP-SCMines | Natural Gas (Weighted U.S. Average) | Methane | 0.02 | 19236000 | C
325312 | 1006467 | 2023 |  | GP-SCMines | Natural Gas (Weighted U.S. Average) | Methane (Co2 eq) | 0.5 | 19236000 | C
325312 | 1006467 | 2023 |  | GP-SCMines | Natural Gas (Weighted U.S. Average) | Nitrous Oxide | 0.002 | 19236000 | C
325312 | 1006467 | 2023 |  | GP-SCMines | Natural Gas (Weighted U.S. Average) | Nitrous Oxide (Co2 eq) | 0.6 | 19236000 | C
325312 | 1006467 | 2023 |  | GP-SRC | Natural Gas (Weighted U.S. Average) | Carbon Dioxide Biogenic | 0 | 171142000 | C
325312 | 1006467 | 2023 |  | GP-SRC | Natural Gas (Weighted U.S. Average) | Carbon Dioxide Non-Biogenic | 9316.9 | 171142000 | C
325312 | 1006467 | 2023 |  | GP-SRC | Natural Gas (Weighted U.S. Average) | Carbon Dioxide Total | 9316.9 | 171142000 | C
325312 | 1006467 | 2023 |  | GP-SRC | Natural Gas (Weighted U.S. Average) | Methane | 0.18 | 171142000 | C
325312 | 1006467 | 2023 |  | GP-SRC | Natural Gas (Weighted U.S. Average) | Methane (Co2 eq) | 4.4 | 171142000 | C
325312 | 1006467 | 2023 |  | GP-SRC | Natural Gas (Weighted U.S. Average) | Nitrous Oxide | 0.018 | 171142000 | C
325312 | 1006467 | 2023 |  | GP-SRC | Natural Gas (Weighted U.S. Average) | Nitrous Oxide (Co2 eq) | 5.2 | 171142000 | C
325312 | 1006467 | 2023 | OB (Boiler, other) | SCC Aux Boiler | Natural Gas (Weighted U.S. Average) | Carbon Dioxide Biogenic | 0 | 150558000 | C
325312 | 1006467 | 2023 | OB (Boiler, other) | SCC Aux Boiler | Natural Gas (Weighted U.S. Average) | Carbon Dioxide Non-Biogenic | 8196.3 | 150558000 | C
325312 | 1006467 | 2023 | OB (Boiler, other) | SCC Aux Boiler | Natural Gas (Weighted U.S. Average) | Carbon Dioxide Total | 8196.3 | 150558000 | C
325312 | 1006467 | 2023 | OB (Boiler, other) | SCC Aux Boiler | Natural Gas (Weighted U.S. Average) | Methane | 0.15 | 150558000 | C
325312 | 1006467 | 2023 | OB (Boiler, other) | SCC Aux Boiler | Natural Gas (Weighted U.S. Average) | Methane (Co2 eq) | 3.9 | 150558000 | C
325312 | 1006467 | 2023 | OB (Boiler, other) | SCC Aux Boiler | Natural Gas (Weighted U.S. Average) | Nitrous Oxide | 0.015 | 150558000 | C
325312 | 1006467 | 2023 | OB (Boiler, other) | SCC Aux Boiler | Natural Gas (Weighted U.S. Average) | Nitrous Oxide (Co2 eq) | 4.6 | 150558000 | C
325193 | 1006469 | 2023 |  | GP-TO/Dryers | Natural Gas (Weighted U.S. Average) | Carbon Dioxide Biogenic | 0 | 0 | C
325193 | 1006469 | 2023 |  | GP-TO/Dryers | Natural Gas (Weighted U.S. Average) | Carbon Dioxide Non-Biogenic | 180664.1 | 0 | C
325193 | 1006469 | 2023 |  | GP-TO/Dryers | Natural Gas (Weighted U.S. Average) | Carbon Dioxide Total | 180664.1 | 0 | C
325193 | 1006469 | 2023 |  | GP-TO/Dryers | Natural Gas (Weighted U.S. Average) | Methane | 3.4 | 0 | C
325193 | 1006469 | 2023 |  | GP-TO/Dryers | Natural Gas (Weighted U.S. Average) | Methane (Co2 eq) | 85.1 | 0 | C
325193 | 1006469 | 2023 |  | GP-TO/Dryers | Natural Gas (Weighted U.S. Average) | Nitrous Oxide | 0.34 | 0 | C
325193 | 1006469 | 2023 |  | GP-TO/Dryers | Natural Gas (Weighted U.S. Average) | Nitrous Oxide (Co2 eq) | 101.5 | 0 | C
325193 | 1006469 | 2023 |  | GP-TO/Dryers | Other Biomass Gases | Carbon Dioxide Biogenic | 123.1 | 3608818 | C
325193 | 1006469 | 2023 |  | GP-TO/Dryers | Other Biomass Gases | Carbon Dioxide Non-Biogenic | 0 | 3608818 | C
325193 | 1006469 | 2023 |  | GP-TO/Dryers | Other Biomass Gases | Carbon Dioxide Total | 123.1 | 3608818 | C
325193 | 1006469 | 2023 |  | GP-TO/Dryers | Other Biomass Gases | Methane | 0.01 | 3608818 | C
325193 | 1006469 | 2023 |  | GP-TO/Dryers | Other Biomass Gases | Methane (Co2 eq) | 0.2 | 3608818 | C
325193 | 1006469 | 2023 |  | GP-TO/Dryers | Other Biomass Gases | Nitrous Oxide | 0.001 | 3608818 | C
325193 | 1006469 | 2023 |  | GP-TO/Dryers | Other Biomass Gases | Nitrous Oxide (Co2 eq) | 0.4 | 3608818 | C
311999 | 1006474 | 2023 |  | CP-1 | Distillate Fuel Oil No. 2 | Carbon Dioxide Biogenic | 0 | 0 | C
311999 | 1006474 | 2023 |  | CP-1 | Distillate Fuel Oil No. 2 | Carbon Dioxide Non-Biogenic | 0 | 0 | C
311999 | 1006474 | 2023 |  | CP-1 | Distillate Fuel Oil No. 2 | Carbon Dioxide Total | 0 | 0 | C
311999 | 1006474 | 2023 |  | CP-1 | Distillate Fuel Oil No. 2 | Methane | 0 | 0 | C
311999 | 1006474 | 2023 |  | CP-1 | Distillate Fuel Oil No. 2 | Methane (Co2 eq) | 0 | 0 | C
311999 | 1006474 | 2023 |  | CP-1 | Distillate Fuel Oil No. 2 | Nitrous Oxide | 0 | 0 | C
311999 | 1006474 | 2023 |  | CP-1 | Distillate Fuel Oil No. 2 | Nitrous Oxide (Co2 eq) | 0 | 0 | C
311999 | 1006474 | 2023 |  | CP-1 | Natural Gas (Weighted U.S. Average) | Carbon Dioxide Biogenic | 0 | 0 | C
311999 | 1006474 | 2023 |  | CP-1 | Natural Gas (Weighted U.S. Average) | Carbon Dioxide Non-Biogenic | 37078.2 | 0 | C
311999 | 1006474 | 2023 |  | CP-1 | Natural Gas (Weighted U.S. Average) | Carbon Dioxide Total | 37078.2 | 0 | C
311999 | 1006474 | 2023 |  | CP-1 | Natural Gas (Weighted U.S. Average) | Methane | 0.7 | 0 | C
311999 | 1006474 | 2023 |  | CP-1 | Natural Gas (Weighted U.S. Average) | Methane (Co2 eq) | 17.5 | 0 | C
311999 | 1006474 | 2023 |  | CP-1 | Natural Gas (Weighted U.S. Average) | Nitrous Oxide | 0.07 | 0 | C
311999 | 1006474 | 2023 |  | CP-1 | Natural Gas (Weighted U.S. Average) | Nitrous Oxide (Co2 eq) | 20.8 | 0 | C
311513 | 1006479 | 2023 |  | GP-Aggregation | Natural Gas (Weighted U.S. Average) | Carbon Dioxide Biogenic | 0 | 0 | C
311513 | 1006479 | 2023 |  | GP-Aggregation | Natural Gas (Weighted U.S. Average) | Carbon Dioxide Non-Biogenic | 100397.9 | 0 | C
311513 | 1006479 | 2023 |  | GP-Aggregation | Natural Gas (Weighted U.S. Average) | Carbon Dioxide Total | 100397.9 | 0 | C
311513 | 1006479 | 2023 |  | GP-Aggregation | Natural Gas (Weighted U.S. Average) | Methane | 1.89 | 0 | C
311513 | 1006479 | 2023 |  | GP-Aggregation | Natural Gas (Weighted U.S. Average) | Methane (Co2 eq) | 47.3 | 0 | C
311513 | 1006479 | 2023 |  | GP-Aggregation | Natural Gas (Weighted U.S. Average) | Nitrous Oxide | 0.189 | 0 | C
311513 | 1006479 | 2023 |  | GP-Aggregation | Natural Gas (Weighted U.S. Average) | Nitrous Oxide (Co2 eq) | 56.4 | 0 | C
311513 | 1006479 | 2023 |  | GP-Aggregation | Other Biomass Gases | Carbon Dioxide Biogenic | 380.7 | 11162408 | C
311513 | 1006479 | 2023 |  | GP-Aggregation | Other Biomass Gases | Carbon Dioxide Non-Biogenic | 0 | 11162408 | C
311513 | 1006479 | 2023 |  | GP-Aggregation | Other Biomass Gases | Carbon Dioxide Total | 380.7 | 11162408 | C
311513 | 1006479 | 2023 |  | GP-Aggregation | Other Biomass Gases | Methane | 0.02 | 11162408 | C
311513 | 1006479 | 2023 |  | GP-Aggregation | Other Biomass Gases | Methane (Co2 eq) | 0.6 | 11162408 | C
311513 | 1006479 | 2023 |  | GP-Aggregation | Other Biomass Gases | Nitrous Oxide | 0.005 | 11162408 | C
311513 | 1006479 | 2023 |  | GP-Aggregation | Other Biomass Gases | Nitrous Oxide (Co2 eq) | 1.4 | 11162408 | C
325193 | 1006490 | 2023 |  | CP-01 Natural Gas | Natural Gas (Weighted U.S. Average) | Carbon Dioxide Biogenic | 0 | 0 | C
325193 | 1006490 | 2023 |  | CP-01 Natural Gas | Natural Gas (Weighted U.S. Average) | Carbon Dioxide Non-Biogenic | 177412.4 | 0 | C
325193 | 1006490 | 2023 |  | CP-01 Natural Gas | Natural Gas (Weighted U.S. Average) | Carbon Dioxide Total | 177412.4 | 0 | C
325193 | 1006490 | 2023 |  | CP-01 Natural Gas | Natural Gas (Weighted U.S. Average) | Methane | 3.34 | 0 | C
325193 | 1006490 | 2023 |  | CP-01 Natural Gas | Natural Gas (Weighted U.S. Average) | Methane (Co2 eq) | 83.6 | 0 | C
325193 | 1006490 | 2023 |  | CP-01 Natural Gas | Natural Gas (Weighted U.S. Average) | Nitrous Oxide | 0.334 | 0 | C
325193 | 1006490 | 2023 |  | CP-01 Natural Gas | Natural Gas (Weighted U.S. Average) | Nitrous Oxide (Co2 eq) | 99.6 | 0 | C
322120 | 1006520 | 2023 |  | CP-Power Boilers | Natural Gas (Weighted U.S. Average) | Carbon Dioxide Biogenic | 0 | 0 | C
322120 | 1006520 | 2023 |  | CP-Power Boilers | Natural Gas (Weighted U.S. Average) | Carbon Dioxide Non-Biogenic | 28668.6 | 0 | C
322120 | 1006520 | 2023 |  | CP-Power Boilers | Natural Gas (Weighted U.S. Average) | Carbon Dioxide Total | 28668.6 | 0 | C
322120 | 1006520 | 2023 |  | CP-Power Boilers | Natural Gas (Weighted U.S. Average) | Methane | 0.54 | 0 | C
322120 | 1006520 | 2023 |  | CP-Power Boilers | Natural Gas (Weighted U.S. Average) | Methane (Co2 eq) | 13.5 | 0 | C
322120 | 1006520 | 2023 |  | CP-Power Boilers | Natural Gas (Weighted U.S. Average) | Nitrous Oxide | 0.054 | 0 | C
322120 | 1006520 | 2023 |  | CP-Power Boilers | Natural Gas (Weighted U.S. Average) | Nitrous Oxide (Co2 eq) | 16.1 | 0 | C
311221 | 1006525 | 2023 |  | CP-Cedar-02 Fuel Oil | Distillate Fuel Oil No. 2 | Carbon Dioxide Biogenic | 0 | 3377.6 | C
311221 | 1006525 | 2023 |  | CP-Cedar-02 Fuel Oil | Distillate Fuel Oil No. 2 | Carbon Dioxide Non-Biogenic | 34.5 | 3377.6 | C
311221 | 1006525 | 2023 |  | CP-Cedar-02 Fuel Oil | Distillate Fuel Oil No. 2 | Carbon Dioxide Total | 34.5 | 3377.6 | C
311221 | 1006525 | 2023 |  | CP-Cedar-02 Fuel Oil | Distillate Fuel Oil No. 2 | Methane | 0 | 3377.6 | C
311221 | 1006525 | 2023 |  | CP-Cedar-02 Fuel Oil | Distillate Fuel Oil No. 2 | Methane (Co2 eq) | 0 | 3377.6 | C
311221 | 1006525 | 2023 |  | CP-Cedar-02 Fuel Oil | Distillate Fuel Oil No. 2 | Nitrous Oxide | 0 | 3377.6 | C
311221 | 1006525 | 2023 |  | CP-Cedar-02 Fuel Oil | Distillate Fuel Oil No. 2 | Nitrous Oxide (Co2 eq) | 0.1 | 3377.6 | C
311221 | 1006525 | 2023 |  | CP-Cedar01 Natural Gas | Natural Gas (Weighted U.S. Average) | Carbon Dioxide Biogenic | 0 | 1640201500 | C
311221 | 1006525 | 2023 |  | CP-Cedar01 Natural Gas | Natural Gas (Weighted U.S. Average) | Carbon Dioxide Non-Biogenic | 91989.7 | 1640201500 | C
311221 | 1006525 | 2023 |  | CP-Cedar01 Natural Gas | Natural Gas (Weighted U.S. Average) | Carbon Dioxide Total | 91989.7 | 1640201500 | C
311221 | 1006525 | 2023 |  | CP-Cedar01 Natural Gas | Natural Gas (Weighted U.S. Average) | Methane | 1.73 | 1640201500 | C
311221 | 1006525 | 2023 |  | CP-Cedar01 Natural Gas | Natural Gas (Weighted U.S. Average) | Methane (Co2 eq) | 43.3 | 1640201500 | C
311221 | 1006525 | 2023 |  | CP-Cedar01 Natural Gas | Natural Gas (Weighted U.S. Average) | Nitrous Oxide | 0.173 | 1640201500 | C
311221 | 1006525 | 2023 |  | CP-Cedar01 Natural Gas | Natural Gas (Weighted U.S. Average) | Nitrous Oxide (Co2 eq) | 51.7 | 1640201500 | C
325193 | 1006534 | 2023 |  | CP-1 | Natural Gas (Weighted U.S. Average) | Carbon Dioxide Biogenic | 0 | 0 | C
325193 | 1006534 | 2023 |  | CP-1 | Natural Gas (Weighted U.S. Average) | Carbon Dioxide Non-Biogenic | 159405.5 | 0 | C
325193 | 1006534 | 2023 |  | CP-1 | Natural Gas (Weighted U.S. Average) | Carbon Dioxide Total | 159405.5 | 0 | C
325193 | 1006534 | 2023 |  | CP-1 | Natural Gas (Weighted U.S. Average) | Methane | 3 | 0 | C
325193 | 1006534 | 2023 |  | CP-1 | Natural Gas (Weighted U.S. Average) | Methane (Co2 eq) | 75.1 | 0 | C
325193 | 1006534 | 2023 |  | CP-1 | Natural Gas (Weighted U.S. Average) | Nitrous Oxide | 0.3 | 0 | C
325193 | 1006534 | 2023 |  | CP-1 | Natural Gas (Weighted U.S. Average) | Nitrous Oxide (Co2 eq) | 89.5 | 0 | C
325110 | 1006543 | 2023 | OB (Boiler, other) | B-7240 | Fuel Gas | Carbon Dioxide Biogenic | 0 | 1263407902.6786 | C
325110 | 1006543 | 2023 | OB (Boiler, other) | B-7240 | Fuel Gas | Carbon Dioxide Non-Biogenic | 58500.7 | 1263407902.6786 | C
325110 | 1006543 | 2023 | OB (Boiler, other) | B-7240 | Fuel Gas | Carbon Dioxide Total | 58500.7 | 1263407902.6786 | C
325110 | 1006543 | 2023 | OB (Boiler, other) | B-7240 | Fuel Gas | Methane | 5.26 | 1263407902.6786 | C
325110 | 1006543 | 2023 | OB (Boiler, other) | B-7240 | Fuel Gas | Methane (Co2 eq) | 131.52 | 1263407902.6786 | C
325110 | 1006543 | 2023 | OB (Boiler, other) | B-7240 | Fuel Gas | Nitrous Oxide | 1.052 | 1263407902.6786 | C
325110 | 1006543 | 2023 | OB (Boiler, other) | B-7240 | Fuel Gas | Nitrous Oxide (Co2 eq) | 313.546 | 1263407902.6786 | C
325110 | 1006543 | 2023 | OB (Boiler, other) | B-7280 | Fuel Gas | Carbon Dioxide Biogenic | 0 | 1849206958.3076 | C
325110 | 1006543 | 2023 | OB (Boiler, other) | B-7280 | Fuel Gas | Carbon Dioxide Non-Biogenic | 82791.3 | 1849206958.3076 | C
325110 | 1006543 | 2023 | OB (Boiler, other) | B-7280 | Fuel Gas | Carbon Dioxide Total | 82791.3 | 1849206958.3076 | C
325110 | 1006543 | 2023 | OB (Boiler, other) | B-7280 | Fuel Gas | Methane | 7.7 | 1849206958.3076 | C
325110 | 1006543 | 2023 | OB (Boiler, other) | B-7280 | Fuel Gas | Methane (Co2 eq) | 192.5 | 1849206958.3076 | C
325110 | 1006543 | 2023 | OB (Boiler, other) | B-7280 | Fuel Gas | Nitrous Oxide | 1.54 | 1849206958.3076 | C
325110 | 1006543 | 2023 | OB (Boiler, other) | B-7280 | Fuel Gas | Nitrous Oxide (Co2 eq) | 458.926 | 1849206958.3076 | C
325110 | 1006543 | 2023 | OB (Boiler, other) | B-7290 | Fuel Gas | Carbon Dioxide Biogenic | 0 | 1942490202.6522 | C
325110 | 1006543 | 2023 | OB (Boiler, other) | B-7290 | Fuel Gas | Carbon Dioxide Non-Biogenic | 84946.1 | 1942490202.6522 | C
325110 | 1006543 | 2023 | OB (Boiler, other) | B-7290 | Fuel Gas | Carbon Dioxide Total | 84946.1 | 1942490202.6522 | C
325110 | 1006543 | 2023 | OB (Boiler, other) | B-7290 | Fuel Gas | Methane | 8.09 | 1942490202.6522 | C
325110 | 1006543 | 2023 | OB (Boiler, other) | B-7290 | Fuel Gas | Methane (Co2 eq) | 202.21 | 1942490202.6522 | C
325110 | 1006543 | 2023 | OB (Boiler, other) | B-7290 | Fuel Gas | Nitrous Oxide | 1.618 | 1942490202.6522 | C
325110 | 1006543 | 2023 | OB (Boiler, other) | B-7290 | Fuel Gas | Nitrous Oxide (Co2 eq) | 482.076 | 1942490202.6522 | C
325110 | 1006543 | 2023 | CCCT (CC (Turbine, combined cycle)) | GTG-1 | Fuel Gas | Carbon Dioxide Biogenic | 0 | 5311748505.1681 | C
325110 | 1006543 | 2023 | CCCT (CC (Turbine, combined cycle)) | GTG-1 | Fuel Gas | Carbon Dioxide Non-Biogenic | 255357.2 | 5311748505.1681 | C
325110 | 1006543 | 2023 | CCCT (CC (Turbine, combined cycle)) | GTG-1 | Fuel Gas | Carbon Dioxide Total | 255357.2 | 5311748505.1681 | C
325110 | 1006543 | 2023 | CCCT (CC (Turbine, combined cycle)) | GTG-1 | Fuel Gas | Methane | 22.12 | 5311748505.1681 | C
325110 | 1006543 | 2023 | CCCT (CC (Turbine, combined cycle)) | GTG-1 | Fuel Gas | Methane (Co2 eq) | 552.96 | 5311748505.1681 | C
325110 | 1006543 | 2023 | CCCT (CC (Turbine, combined cycle)) | GTG-1 | Fuel Gas | Nitrous Oxide | 4.424 | 5311748505.1681 | C
325110 | 1006543 | 2023 | CCCT (CC (Turbine, combined cycle)) | GTG-1 | Fuel Gas | Nitrous Oxide (Co2 eq) | 1318.24 | 5311748505.1681 | C
325110 | 1006543 | 2023 | CCCT (CC (Turbine, combined cycle)) | GTG-2 | Fuel Gas | Carbon Dioxide Biogenic | 0 | 5332860709.0765 | C
325110 | 1006543 | 2023 | CCCT (CC (Turbine, combined cycle)) | GTG-2 | Fuel Gas | Carbon Dioxide Non-Biogenic | 255578.3 | 5332860709.0765 | C
325110 | 1006543 | 2023 | CCCT (CC (Turbine, combined cycle)) | GTG-2 | Fuel Gas | Carbon Dioxide Total | 255578.3 | 5332860709.0765 | C
325110 | 1006543 | 2023 | CCCT (CC (Turbine, combined cycle)) | GTG-2 | Fuel Gas | Methane | 22.2 | 5332860709.0765 | C
325110 | 1006543 | 2023 | CCCT (CC (Turbine, combined cycle)) | GTG-2 | Fuel Gas | Methane (Co2 eq) | 555.15 | 5332860709.0765 | C
325110 | 1006543 | 2023 | CCCT (CC (Turbine, combined cycle)) | GTG-2 | Fuel Gas | Nitrous Oxide | 4.442 | 5332860709.0765 | C
325110 | 1006543 | 2023 | CCCT (CC (Turbine, combined cycle)) | GTG-2 | Fuel Gas | Nitrous Oxide (Co2 eq) | 1323.479 | 5332860709.0765 | C
325110 | 1006543 | 2023 | RICE (Reciprocating internal combustion engine) | GTGENG-1 | Distillate Fuel Oil No. 2 | Carbon Dioxide Biogenic | 0 | 0 | C
325110 | 1006543 | 2023 | RICE (Reciprocating internal combustion engine) | GTGENG-1 | Distillate Fuel Oil No. 2 | Carbon Dioxide Non-Biogenic | 6.2 | 0 | C
325110 | 1006543 | 2023 | RICE (Reciprocating internal combustion engine) | GTGENG-1 | Distillate Fuel Oil No. 2 | Carbon Dioxide Total | 6.2 | 0 | C
325110 | 1006543 | 2023 | RICE (Reciprocating internal combustion engine) | GTGENG-1 | Distillate Fuel Oil No. 2 | Methane | 0 | 0 | C
325110 | 1006543 | 2023 | RICE (Reciprocating internal combustion engine) | GTGENG-1 | Distillate Fuel Oil No. 2 | Methane (Co2 eq) | 0.01 | 0 | C
325110 | 1006543 | 2023 | RICE (Reciprocating internal combustion engine) | GTGENG-1 | Distillate Fuel Oil No. 2 | Nitrous Oxide | 0 | 0 | C
325110 | 1006543 | 2023 | RICE (Reciprocating internal combustion engine) | GTGENG-1 | Distillate Fuel Oil No. 2 | Nitrous Oxide (Co2 eq) | 0.015 | 0 | C
325110 | 1006543 | 2023 | RICE (Reciprocating internal combustion engine) | GTGENG-2 | Distillate Fuel Oil No. 2 | Carbon Dioxide Biogenic | 0 | 0 | C
325110 | 1006543 | 2023 | RICE (Reciprocating internal combustion engine) | GTGENG-2 | Distillate Fuel Oil No. 2 | Carbon Dioxide Non-Biogenic | 4.9 | 0 | C
325110 | 1006543 | 2023 | RICE (Reciprocating internal combustion engine) | GTGENG-2 | Distillate Fuel Oil No. 2 | Carbon Dioxide Total | 4.9 | 0 | C
325110 | 1006543 | 2023 | RICE (Reciprocating internal combustion engine) | GTGENG-2 | Distillate Fuel Oil No. 2 | Methane | 0 | 0 | C
325110 | 1006543 | 2023 | RICE (Reciprocating internal combustion engine) | GTGENG-2 | Distillate Fuel Oil No. 2 | Methane (Co2 eq) | 0 | 0 | C
325110 | 1006543 | 2023 | RICE (Reciprocating internal combustion engine) | GTGENG-2 | Distillate Fuel Oil No. 2 | Nitrous Oxide | 0 | 0 | C
325110 | 1006543 | 2023 | RICE (Reciprocating internal combustion engine) | GTGENG-2 | Distillate Fuel Oil No. 2 | Nitrous Oxide (Co2 eq) | 0.012 | 0 | C
325110 | 1006543 | 2023 | PRH (Process Heater) | H-0100 | Fuel Gas | Carbon Dioxide Biogenic | 0 | 2676215138.5724 | C
325110 | 1006543 | 2023 | PRH (Process Heater) | H-0100 | Fuel Gas | Carbon Dioxide Non-Biogenic | 88864.2 | 2676215138.5724 | C
325110 | 1006543 | 2023 | PRH (Process Heater) | H-0100 | Fuel Gas | Carbon Dioxide Total | 88864.2 | 2676215138.5724 | C
325110 | 1006543 | 2023 | PRH (Process Heater) | H-0100 | Fuel Gas | Methane | 11.14 | 2676215138.5724 | C
325110 | 1006543 | 2023 | PRH (Process Heater) | H-0100 | Fuel Gas | Methane (Co2 eq) | 278.59 | 2676215138.5724 | C
325110 | 1006543 | 2023 | PRH (Process Heater) | H-0100 | Fuel Gas | Nitrous Oxide | 2.228 | 2676215138.5724 | C
325110 | 1006543 | 2023 | PRH (Process Heater) | H-0100 | Fuel Gas | Nitrous Oxide (Co2 eq) | 664.168 | 2676215138.5724 | C
325110 | 1006543 | 2023 | PRH (Process Heater) | H-0200 | Fuel Gas | Carbon Dioxide Biogenic | 0 | 3085847206.5702 | C
325110 | 1006543 | 2023 | PRH (Process Heater) | H-0200 | Fuel Gas | Carbon Dioxide Non-Biogenic | 102017.3 | 3085847206.5702 | C
325110 | 1006543 | 2023 | PRH (Process Heater) | H-0200 | Fuel Gas | Carbon Dioxide Total | 102017.3 | 3085847206.5702 | C
325110 | 1006543 | 2023 | PRH (Process Heater) | H-0200 | Fuel Gas | Methane | 12.85 | 3085847206.5702 | C
325110 | 1006543 | 2023 | PRH (Process Heater) | H-0200 | Fuel Gas | Methane (Co2 eq) | 321.24 | 3085847206.5702 | C
325110 | 1006543 | 2023 | PRH (Process Heater) | H-0200 | Fuel Gas | Nitrous Oxide | 2.57 | 3085847206.5702 | C
325110 | 1006543 | 2023 | PRH (Process Heater) | H-0200 | Fuel Gas | Nitrous Oxide (Co2 eq) | 765.828 | 3085847206.5702 | C
325110 | 1006543 | 2023 | PRH (Process Heater) | H-0300 | Fuel Gas | Carbon Dioxide Biogenic | 0 | 2915995313.808 | C
325110 | 1006543 | 2023 | PRH (Process Heater) | H-0300 | Fuel Gas | Carbon Dioxide Non-Biogenic | 96815.8 | 2915995313.808 | C
325110 | 1006543 | 2023 | PRH (Process Heater) | H-0300 | Fuel Gas | Carbon Dioxide Total | 96815.8 | 2915995313.808 | C
325110 | 1006543 | 2023 | PRH (Process Heater) | H-0300 | Fuel Gas | Methane | 12.14 | 2915995313.808 | C
325110 | 1006543 | 2023 | PRH (Process Heater) | H-0300 | Fuel Gas | Methane (Co2 eq) | 303.55 | 2915995313.808 | C
325110 | 1006543 | 2023 | PRH (Process Heater) | H-0300 | Fuel Gas | Nitrous Oxide | 2.429 | 2915995313.808 | C
325110 | 1006543 | 2023 | PRH (Process Heater) | H-0300 | Fuel Gas | Nitrous Oxide (Co2 eq) | 723.676 | 2915995313.808 | C
325110 | 1006543 | 2023 | PRH (Process Heater) | H-0400 | Fuel Gas | Carbon Dioxide Biogenic | 0 | 3398388276.326 | C
325110 | 1006543 | 2023 | PRH (Process Heater) | H-0400 | Fuel Gas | Carbon Dioxide Non-Biogenic | 113698.9 | 3398388276.326 | C
325110 | 1006543 | 2023 | PRH (Process Heater) | H-0400 | Fuel Gas | Carbon Dioxide Total | 113698.9 | 3398388276.326 | C
325110 | 1006543 | 2023 | PRH (Process Heater) | H-0400 | Fuel Gas | Methane | 14.15 | 3398388276.326 | C
325110 | 1006543 | 2023 | PRH (Process Heater) | H-0400 | Fuel Gas | Methane (Co2 eq) | 353.77 | 3398388276.326 | C
325110 | 1006543 | 2023 | PRH (Process Heater) | H-0400 | Fuel Gas | Nitrous Oxide | 2.83 | 3398388276.326 | C
325110 | 1006543 | 2023 | PRH (Process Heater) | H-0400 | Fuel Gas | Nitrous Oxide (Co2 eq) | 843.393 | 3398388276.326 | C
325110 | 1006543 | 2023 | PRH (Process Heater) | H-0500 | Fuel Gas | Carbon Dioxide Biogenic | 0 | 3296129769.1164 | C
325110 | 1006543 | 2023 | PRH (Process Heater) | H-0500 | Fuel Gas | Carbon Dioxide Non-Biogenic | 109939.3 | 3296129769.1164 | C
325110 | 1006543 | 2023 | PRH (Process Heater) | H-0500 | Fuel Gas | Carbon Dioxide Total | 109939.3 | 3296129769.1164 | C
325110 | 1006543 | 2023 | PRH (Process Heater) | H-0500 | Fuel Gas | Methane | 13.72 | 3296129769.1164 | C
325110 | 1006543 | 2023 | PRH (Process Heater) | H-0500 | Fuel Gas | Methane (Co2 eq) | 343.13 | 3296129769.1164 | C
325110 | 1006543 | 2023 | PRH (Process Heater) | H-0500 | Fuel Gas | Nitrous Oxide | 2.745 | 3296129769.1164 | C
325110 | 1006543 | 2023 | PRH (Process Heater) | H-0500 | Fuel Gas | Nitrous Oxide (Co2 eq) | 818.015 | 3296129769.1164 | C
325110 | 1006543 | 2023 | PRH (Process Heater) | H-0600 | Fuel Gas | Carbon Dioxide Biogenic | 0 | 3289161941.3282 | C
325110 | 1006543 | 2023 | PRH (Process Heater) | H-0600 | Fuel Gas | Carbon Dioxide Non-Biogenic | 110882.9 | 3289161941.3282 | C
325110 | 1006543 | 2023 | PRH (Process Heater) | H-0600 | Fuel Gas | Carbon Dioxide Total | 110882.9 | 3289161941.3282 | C
325110 | 1006543 | 2023 | PRH (Process Heater) | H-0600 | Fuel Gas | Methane | 13.69 | 3289161941.3282 | C
325110 | 1006543 | 2023 | PRH (Process Heater) | H-0600 | Fuel Gas | Methane (Co2 eq) | 342.41 | 3289161941.3282 | C
325110 | 1006543 | 2023 | PRH (Process Heater) | H-0600 | Fuel Gas | Nitrous Oxide | 2.739 | 3289161941.3282 | C
325110 | 1006543 | 2023 | PRH (Process Heater) | H-0600 | Fuel Gas | Nitrous Oxide (Co2 eq) | 816.285 | 3289161941.3282 | C
325110 | 1006543 | 2023 | PRH (Process Heater) | H-0700 | Fuel Gas | Carbon Dioxide Biogenic | 0 | 3327663939.3776 | C
325110 | 1006543 | 2023 | PRH (Process Heater) | H-0700 | Fuel Gas | Carbon Dioxide Non-Biogenic | 111964.2 | 3327663939.3776 | C
325110 | 1006543 | 2023 | PRH (Process Heater) | H-0700 | Fuel Gas | Carbon Dioxide Total | 111964.2 | 3327663939.3776 | C
325110 | 1006543 | 2023 | PRH (Process Heater) | H-0700 | Fuel Gas | Methane | 13.85 | 3327663939.3776 | C
325110 | 1006543 | 2023 | PRH (Process Heater) | H-0700 | Fuel Gas | Methane (Co2 eq) | 346.41 | 3327663939.3776 | C
325110 | 1006543 | 2023 | PRH (Process Heater) | H-0700 | Fuel Gas | Nitrous Oxide | 2.771 | 3327663939.3776 | C
325110 | 1006543 | 2023 | PRH (Process Heater) | H-0700 | Fuel Gas | Nitrous Oxide (Co2 eq) | 825.841 | 3327663939.3776 | C
325110 | 1006543 | 2023 | PRH (Process Heater) | H-0800 | Fuel Gas | Carbon Dioxide Biogenic | 0 | 2642084615.704 | C
325110 | 1006543 | 2023 | PRH (Process Heater) | H-0800 | Fuel Gas | Carbon Dioxide Non-Biogenic | 86257.3 | 2642084615.704 | C
325110 | 1006543 | 2023 | PRH (Process Heater) | H-0800 | Fuel Gas | Carbon Dioxide Total | 86257.3 | 2642084615.704 | C
325110 | 1006543 | 2023 | PRH (Process Heater) | H-0800 | Fuel Gas | Methane | 11.01 | 2642084615.704 | C
325110 | 1006543 | 2023 | PRH (Process Heater) | H-0800 | Fuel Gas | Methane (Co2 eq) | 275.04 | 2642084615.704 | C
325110 | 1006543 | 2023 | PRH (Process Heater) | H-0800 | Fuel Gas | Nitrous Oxide | 2.2 | 2642084615.704 | C
325110 | 1006543 | 2023 | PRH (Process Heater) | H-0800 | Fuel Gas | Nitrous Oxide (Co2 eq) | 655.698 | 2642084615.704 | C
325110 | 1006543 | 2023 | PRH (Process Heater) | H-0900 | Fuel Gas | Carbon Dioxide Biogenic | 0 | 2915769834.1 | C
325110 | 1006543 | 2023 | PRH (Process Heater) | H-0900 | Fuel Gas | Carbon Dioxide Non-Biogenic | 97058.4 | 2915769834.1 | C
325110 | 1006543 | 2023 | PRH (Process Heater) | H-0900 | Fuel Gas | Carbon Dioxide Total | 97058.4 | 2915769834.1 | C
325110 | 1006543 | 2023 | PRH (Process Heater) | H-0900 | Fuel Gas | Methane | 12.14 | 2915769834.1 | C
325110 | 1006543 | 2023 | PRH (Process Heater) | H-0900 | Fuel Gas | Methane (Co2 eq) | 303.53 | 2915769834.1 | C
325110 | 1006543 | 2023 | PRH (Process Heater) | H-0900 | Fuel Gas | Nitrous Oxide | 2.428 | 2915769834.1 | C
325110 | 1006543 | 2023 | PRH (Process Heater) | H-0900 | Fuel Gas | Nitrous Oxide (Co2 eq) | 723.62 | 2915769834.1 | C
325110 | 1006543 | 2023 | PRH (Process Heater) | H-1000 | Fuel Gas | Carbon Dioxide Biogenic | 0 | 2964719840.921 | C
325110 | 1006543 | 2023 | PRH (Process Heater) | H-1000 | Fuel Gas | Carbon Dioxide Non-Biogenic | 95598.7 | 2964719840.921 | C
325110 | 1006543 | 2023 | PRH (Process Heater) | H-1000 | Fuel Gas | Carbon Dioxide Total | 95598.7 | 2964719840.921 | C
325110 | 1006543 | 2023 | PRH (Process Heater) | H-1000 | Fuel Gas | Methane | 12.35 | 2964719840.921 | C
325110 | 1006543 | 2023 | PRH (Process Heater) | H-1000 | Fuel Gas | Methane (Co2 eq) | 308.63 | 2964719840.921 | C
325110 | 1006543 | 2023 | PRH (Process Heater) | H-1000 | Fuel Gas | Nitrous Oxide | 2.469 | 2964719840.921 | C
325110 | 1006543 | 2023 | PRH (Process Heater) | H-1000 | Fuel Gas | Nitrous Oxide (Co2 eq) | 735.768 | 2964719840.921 | C
325110 | 1006543 | 2023 | PRH (Process Heater) | H-6101 | Natural Gas (Weighted U.S. Average) | Carbon Dioxide Biogenic | 0 | 0 | C
325110 | 1006543 | 2023 | PRH (Process Heater) | H-6101 | Natural Gas (Weighted U.S. Average) | Carbon Dioxide Non-Biogenic | 18243.2 | 0 | C
325110 | 1006543 | 2023 | PRH (Process Heater) | H-6101 | Natural Gas (Weighted U.S. Average) | Carbon Dioxide Total | 18243.2 | 0 | C
325110 | 1006543 | 2023 | PRH (Process Heater) | H-6101 | Natural Gas (Weighted U.S. Average) | Methane | 0.34 | 0 | C
325110 | 1006543 | 2023 | PRH (Process Heater) | H-6101 | Natural Gas (Weighted U.S. Average) | Methane (Co2 eq) | 8.6 | 0 | C
325110 | 1006543 | 2023 | PRH (Process Heater) | H-6101 | Natural Gas (Weighted U.S. Average) | Nitrous Oxide | 0.034 | 0 | C
325110 | 1006543 | 2023 | PRH (Process Heater) | H-6101 | Natural Gas (Weighted U.S. Average) | Nitrous Oxide (Co2 eq) | 10.246 | 0 | C
325110 | 1006543 | 2023 | PRH (Process Heater) | H-6102 | Natural Gas (Weighted U.S. Average) | Carbon Dioxide Biogenic | 0 | 0 | C
325110 | 1006543 | 2023 | PRH (Process Heater) | H-6102 | Natural Gas (Weighted U.S. Average) | Carbon Dioxide Non-Biogenic | 244.4 | 0 | C
325110 | 1006543 | 2023 | PRH (Process Heater) | H-6102 | Natural Gas (Weighted U.S. Average) | Carbon Dioxide Total | 244.4 | 0 | C
325110 | 1006543 | 2023 | PRH (Process Heater) | H-6102 | Natural Gas (Weighted U.S. Average) | Methane | 0 | 0 | C
325110 | 1006543 | 2023 | PRH (Process Heater) | H-6102 | Natural Gas (Weighted U.S. Average) | Methane (Co2 eq) | 0.12 | 0 | C
325110 | 1006543 | 2023 | PRH (Process Heater) | H-6102 | Natural Gas (Weighted U.S. Average) | Nitrous Oxide | 0 | 0 | C
325110 | 1006543 | 2023 | PRH (Process Heater) | H-6102 | Natural Gas (Weighted U.S. Average) | Nitrous Oxide (Co2 eq) | 0.137 | 0 | C
325110 | 1006543 | 2023 | TODF (Thermal oxidizer, direct fired, no heat recovery) | X-5701 | Fuel Gas | Carbon Dioxide Biogenic | 0 | 29876933.4105 | C
325110 | 1006543 | 2023 | TODF (Thermal oxidizer, direct fired, no heat recovery) | X-5701 | Fuel Gas | Carbon Dioxide Non-Biogenic | 980.6 | 29876933.4105 | C
325110 | 1006543 | 2023 | TODF (Thermal oxidizer, direct fired, no heat recovery) | X-5701 | Fuel Gas | Carbon Dioxide Total | 980.6 | 29876933.4105 | C
325110 | 1006543 | 2023 | TODF (Thermal oxidizer, direct fired, no heat recovery) | X-5701 | Fuel Gas | Methane | 0.12 | 29876933.4105 | C
325110 | 1006543 | 2023 | TODF (Thermal oxidizer, direct fired, no heat recovery) | X-5701 | Fuel Gas | Methane (Co2 eq) | 3.11 | 29876933.4105 | C
325110 | 1006543 | 2023 | TODF (Thermal oxidizer, direct fired, no heat recovery) | X-5701 | Fuel Gas | Nitrous Oxide | 0.025 | 29876933.4105 | C
325110 | 1006543 | 2023 | TODF (Thermal oxidizer, direct fired, no heat recovery) | X-5701 | Fuel Gas | Nitrous Oxide (Co2 eq) | 7.415 | 29876933.4105 | C
325110 | 1006543 | 2023 | OB (Boiler, other) | X-9835 | Natural Gas (Weighted U.S. Average) | Carbon Dioxide Biogenic | 0 | 0 | C
325110 | 1006543 | 2023 | OB (Boiler, other) | X-9835 | Natural Gas (Weighted U.S. Average) | Carbon Dioxide Non-Biogenic | 35864.3 | 0 | C
325110 | 1006543 | 2023 | OB (Boiler, other) | X-9835 | Natural Gas (Weighted U.S. Average) | Carbon Dioxide Total | 35864.3 | 0 | C
325110 | 1006543 | 2023 | OB (Boiler, other) | X-9835 | Natural Gas (Weighted U.S. Average) | Methane | 0.68 | 0 | C
325110 | 1006543 | 2023 | OB (Boiler, other) | X-9835 | Natural Gas (Weighted U.S. Average) | Methane (Co2 eq) | 16.9 | 0 | C
325110 | 1006543 | 2023 | OB (Boiler, other) | X-9835 | Natural Gas (Weighted U.S. Average) | Nitrous Oxide | 0.068 | 0 | C
325110 | 1006543 | 2023 | OB (Boiler, other) | X-9835 | Natural Gas (Weighted U.S. Average) | Nitrous Oxide (Co2 eq) | 20.142 | 0 | C
325110 | 1006543 | 2023 | Flare | X8501 / X8502 System |  | Carbon Dioxide | 78694.5 |  | X
325110 | 1006543 | 2023 | Flare | X8501 / X8502 System |  | Methane | 237.54 |  | X
325110 | 1006543 | 2023 | Flare | X8501 / X8502 System |  | Nitrous Oxide | 0.786 |  | X
325193 | 1006552 | 2023 |  | CP-001 | Natural Gas (Weighted U.S. Average) | Carbon Dioxide Biogenic | 0 | 0 | C
325193 | 1006552 | 2023 |  | CP-001 | Natural Gas (Weighted U.S. Average) | Carbon Dioxide Non-Biogenic | 53673 | 0 | C
325193 | 1006552 | 2023 |  | CP-001 | Natural Gas (Weighted U.S. Average) | Carbon Dioxide Total | 53673 | 0 | C
325193 | 1006552 | 2023 |  | CP-001 | Natural Gas (Weighted U.S. Average) | Methane | 1.01 | 0 | C
325193 | 1006552 | 2023 |  | CP-001 | Natural Gas (Weighted U.S. Average) | Methane (Co2 eq) | 25.3 | 0 | C
325193 | 1006552 | 2023 |  | CP-001 | Natural Gas (Weighted U.S. Average) | Nitrous Oxide | 0.101 | 0 | C
325193 | 1006552 | 2023 |  | CP-001 | Natural Gas (Weighted U.S. Average) | Nitrous Oxide (Co2 eq) | 30.1 | 0 | C
322120 | 1006558 | 2023 | NGLH (Heater, natural gas line) | #1 Paper Machine Natural Gas Hood | Natural Gas (Weighted U.S. Average) | Carbon Dioxide Biogenic | 0 | 161466250 | C
322120 | 1006558 | 2023 | NGLH (Heater, natural gas line) | #1 Paper Machine Natural Gas Hood | Natural Gas (Weighted U.S. Average) | Carbon Dioxide Non-Biogenic | 8790.2 | 161466250 | C
322120 | 1006558 | 2023 | NGLH (Heater, natural gas line) | #1 Paper Machine Natural Gas Hood | Natural Gas (Weighted U.S. Average) | Carbon Dioxide Total | 8790.2 | 161466250 | C
322120 | 1006558 | 2023 | NGLH (Heater, natural gas line) | #1 Paper Machine Natural Gas Hood | Natural Gas (Weighted U.S. Average) | Methane | 0.17 | 161466250 | C
322120 | 1006558 | 2023 | NGLH (Heater, natural gas line) | #1 Paper Machine Natural Gas Hood | Natural Gas (Weighted U.S. Average) | Methane (Co2 eq) | 4.1 | 161466250 | C
322120 | 1006558 | 2023 | NGLH (Heater, natural gas line) | #1 Paper Machine Natural Gas Hood | Natural Gas (Weighted U.S. Average) | Nitrous Oxide | 0.017 | 161466250 | C
322120 | 1006558 | 2023 | NGLH (Heater, natural gas line) | #1 Paper Machine Natural Gas Hood | Natural Gas (Weighted U.S. Average) | Nitrous Oxide (Co2 eq) | 4.9 | 161466250 | C
322120 | 1006558 | 2023 | NGLH (Heater, natural gas line) | #2 Paper Machine Natural Gas Hood | Natural Gas (Weighted U.S. Average) | Carbon Dioxide Biogenic | 0 | 132108750 | C
322120 | 1006558 | 2023 | NGLH (Heater, natural gas line) | #2 Paper Machine Natural Gas Hood | Natural Gas (Weighted U.S. Average) | Carbon Dioxide Non-Biogenic | 7191.9 | 132108750 | C
322120 | 1006558 | 2023 | NGLH (Heater, natural gas line) | #2 Paper Machine Natural Gas Hood | Natural Gas (Weighted U.S. Average) | Carbon Dioxide Total | 7191.9 | 132108750 | C
322120 | 1006558 | 2023 | NGLH (Heater, natural gas line) | #2 Paper Machine Natural Gas Hood | Natural Gas (Weighted U.S. Average) | Methane | 0.14 | 132108750 | C
322120 | 1006558 | 2023 | NGLH (Heater, natural gas line) | #2 Paper Machine Natural Gas Hood | Natural Gas (Weighted U.S. Average) | Methane (Co2 eq) | 3.4 | 132108750 | C
322120 | 1006558 | 2023 | NGLH (Heater, natural gas line) | #2 Paper Machine Natural Gas Hood | Natural Gas (Weighted U.S. Average) | Nitrous Oxide | 0.014 | 132108750 | C
322120 | 1006558 | 2023 | NGLH (Heater, natural gas line) | #2 Paper Machine Natural Gas Hood | Natural Gas (Weighted U.S. Average) | Nitrous Oxide (Co2 eq) | 4 | 132108750 | C
322120 | 1006558 | 2023 | OB (Boiler, other) | No. 5 Boiler | Natural Gas (Weighted U.S. Average) | Carbon Dioxide Biogenic | 0 | 523182000 | C
322120 | 1006558 | 2023 | OB (Boiler, other) | No. 5 Boiler | Natural Gas (Weighted U.S. Average) | Carbon Dioxide Non-Biogenic | 28481.8 | 523182000 | C
322120 | 1006558 | 2023 | OB (Boiler, other) | No. 5 Boiler | Natural Gas (Weighted U.S. Average) | Carbon Dioxide Total | 28481.8 | 523182000 | C
322120 | 1006558 | 2023 | OB (Boiler, other) | No. 5 Boiler | Natural Gas (Weighted U.S. Average) | Methane | 0.54 | 523182000 | C
322120 | 1006558 | 2023 | OB (Boiler, other) | No. 5 Boiler | Natural Gas (Weighted U.S. Average) | Methane (Co2 eq) | 13.4 | 523182000 | C
322120 | 1006558 | 2023 | OB (Boiler, other) | No. 5 Boiler | Natural Gas (Weighted U.S. Average) | Nitrous Oxide | 0.054 | 523182000 | C
322120 | 1006558 | 2023 | OB (Boiler, other) | No. 5 Boiler | Natural Gas (Weighted U.S. Average) | Nitrous Oxide (Co2 eq) | 16 | 523182000 | C
322120 | 1006558 | 2023 | CH (Comfort heater) | WWTP LPG Heater | Liquefied petroleum gases (LPG) | Carbon Dioxide Biogenic | 0 | 2464 | C
322120 | 1006558 | 2023 | CH (Comfort heater) | WWTP LPG Heater | Liquefied petroleum gases (LPG) | Carbon Dioxide Non-Biogenic | 14 | 2464 | C
322120 | 1006558 | 2023 | CH (Comfort heater) | WWTP LPG Heater | Liquefied petroleum gases (LPG) | Carbon Dioxide Total | 14 | 2464 | C
322120 | 1006558 | 2023 | CH (Comfort heater) | WWTP LPG Heater | Liquefied petroleum gases (LPG) | Methane | 0 | 2464 | C
322120 | 1006558 | 2023 | CH (Comfort heater) | WWTP LPG Heater | Liquefied petroleum gases (LPG) | Methane (Co2 eq) | 0 | 2464 | C
322120 | 1006558 | 2023 | CH (Comfort heater) | WWTP LPG Heater | Liquefied petroleum gases (LPG) | Nitrous Oxide | 0 | 2464 | C
322120 | 1006558 | 2023 | CH (Comfort heater) | WWTP LPG Heater | Liquefied petroleum gases (LPG) | Nitrous Oxide (Co2 eq) | 0 | 2464 | C
325120 | 1006562 | 2023 | NGLH (Heater, natural gas line) | ASU Heater | Natural Gas (Weighted U.S. Average) | Carbon Dioxide Biogenic | 0 | 0 | C
325120 | 1006562 | 2023 | NGLH (Heater, natural gas line) | ASU Heater | Natural Gas (Weighted U.S. Average) | Carbon Dioxide Non-Biogenic | 1595.9 | 0 | C
325120 | 1006562 | 2023 | NGLH (Heater, natural gas line) | ASU Heater | Natural Gas (Weighted U.S. Average) | Carbon Dioxide Total | 1595.9 | 0 | C
325120 | 1006562 | 2023 | NGLH (Heater, natural gas line) | ASU Heater | Natural Gas (Weighted U.S. Average) | Methane | 0.03 | 0 | C
325120 | 1006562 | 2023 | NGLH (Heater, natural gas line) | ASU Heater | Natural Gas (Weighted U.S. Average) | Methane (Co2 eq) | 0.8 | 0 | C
325120 | 1006562 | 2023 | NGLH (Heater, natural gas line) | ASU Heater | Natural Gas (Weighted U.S. Average) | Nitrous Oxide | 0.003 | 0 | C
325120 | 1006562 | 2023 | NGLH (Heater, natural gas line) | ASU Heater | Natural Gas (Weighted U.S. Average) | Nitrous Oxide (Co2 eq) | 0.9 | 0 | C
325120 | 1006562 | 2023 | PRH (Process Heater) | HYCO-HTR1 | Natural Gas (Weighted U.S. Average) | Carbon Dioxide Biogenic | 0 | 0 | C
325120 | 1006562 | 2023 | PRH (Process Heater) | HYCO-HTR1 | Natural Gas (Weighted U.S. Average) | Carbon Dioxide Non-Biogenic | 14064.2 | 0 | C
325120 | 1006562 | 2023 | PRH (Process Heater) | HYCO-HTR1 | Natural Gas (Weighted U.S. Average) | Carbon Dioxide Total | 14064.2 | 0 | C
325120 | 1006562 | 2023 | PRH (Process Heater) | HYCO-HTR1 | Natural Gas (Weighted U.S. Average) | Methane | 0.27 | 0 | C
325120 | 1006562 | 2023 | PRH (Process Heater) | HYCO-HTR1 | Natural Gas (Weighted U.S. Average) | Methane (Co2 eq) | 6.6 | 0 | C
325120 | 1006562 | 2023 | PRH (Process Heater) | HYCO-HTR1 | Natural Gas (Weighted U.S. Average) | Nitrous Oxide | 0.027 | 0 | C
325120 | 1006562 | 2023 | PRH (Process Heater) | HYCO-HTR1 | Natural Gas (Weighted U.S. Average) | Nitrous Oxide (Co2 eq) | 7.9 | 0 | C
325120 | 1006562 | 2023 | PRH (Process Heater) | HYCO-HTR2 | Natural Gas (Weighted U.S. Average) | Carbon Dioxide Biogenic | 0 | 0 | C
325120 | 1006562 | 2023 | PRH (Process Heater) | HYCO-HTR2 | Natural Gas (Weighted U.S. Average) | Carbon Dioxide Non-Biogenic | 2667.3 | 0 | C
325120 | 1006562 | 2023 | PRH (Process Heater) | HYCO-HTR2 | Natural Gas (Weighted U.S. Average) | Carbon Dioxide Total | 2667.3 | 0 | C
325120 | 1006562 | 2023 | PRH (Process Heater) | HYCO-HTR2 | Natural Gas (Weighted U.S. Average) | Methane | 0.05 | 0 | C
325120 | 1006562 | 2023 | PRH (Process Heater) | HYCO-HTR2 | Natural Gas (Weighted U.S. Average) | Methane (Co2 eq) | 1.3 | 0 | C
325120 | 1006562 | 2023 | PRH (Process Heater) | HYCO-HTR2 | Natural Gas (Weighted U.S. Average) | Nitrous Oxide | 0.005 | 0 | C
325120 | 1006562 | 2023 | PRH (Process Heater) | HYCO-HTR2 | Natural Gas (Weighted U.S. Average) | Nitrous Oxide (Co2 eq) | 1.5 | 0 | C
325110 | 1006565 | 2023 |  | CP-1 | Natural Gas (Weighted U.S. Average) | Carbon Dioxide Biogenic | 0 | 4058064.3576 | C
325110 | 1006565 | 2023 |  | CP-1 | Natural Gas (Weighted U.S. Average) | Carbon Dioxide Non-Biogenic | 219.9 | 4058064.3576 | C
325110 | 1006565 | 2023 |  | CP-1 | Natural Gas (Weighted U.S. Average) | Carbon Dioxide Total | 219.9 | 4058064.3576 | C
325110 | 1006565 | 2023 |  | CP-1 | Natural Gas (Weighted U.S. Average) | Methane | 0 | 4058064.3576 | C
325110 | 1006565 | 2023 |  | CP-1 | Natural Gas (Weighted U.S. Average) | Methane (Co2 eq) | 0.1 | 4058064.3576 | C
325110 | 1006565 | 2023 |  | CP-1 | Natural Gas (Weighted U.S. Average) | Nitrous Oxide | 0 | 4058064.3576 | C
325110 | 1006565 | 2023 |  | CP-1 | Natural Gas (Weighted U.S. Average) | Nitrous Oxide (Co2 eq) | 0.1 | 4058064.3576 | C
325110 | 1006565 | 2023 |  | CP-2 |  | Carbon Dioxide Biogenic | 0 | 8438052837.0742 | C
325110 | 1006565 | 2023 |  | CP-2 |  | Carbon Dioxide Non-Biogenic | 32137.3 | 8438052837.0742 | C
325110 | 1006565 | 2023 |  | CP-2 |  | Carbon Dioxide Total | 32137.3 | 8438052837.0742 | C
325110 | 1006565 | 2023 |  | CP-2 |  | Methane | 0 | 8438052837.0742 | C
325110 | 1006565 | 2023 |  | CP-2 |  | Methane (Co2 eq) | 0 | 8438052837.0742 | C
325110 | 1006565 | 2023 |  | CP-2 |  | Nitrous Oxide | 0 | 8438052837.0742 | C
325110 | 1006565 | 2023 |  | CP-2 |  | Nitrous Oxide (Co2 eq) | 0 | 8438052837.0742 | C
325110 | 1006565 | 2023 | PRH (Process Heater) | HS-1201/19 | Natural Gas (Weighted U.S. Average) | Carbon Dioxide Biogenic | 0 | 544634784.487 | C
325110 | 1006565 | 2023 | PRH (Process Heater) | HS-1201/19 | Natural Gas (Weighted U.S. Average) | Carbon Dioxide Non-Biogenic | 29574.7 | 544634784.487 | C
325110 | 1006565 | 2023 | PRH (Process Heater) | HS-1201/19 | Natural Gas (Weighted U.S. Average) | Carbon Dioxide Total | 29574.7 | 544634784.487 | C
325110 | 1006565 | 2023 | PRH (Process Heater) | HS-1201/19 | Natural Gas (Weighted U.S. Average) | Methane | 0.56 | 544634784.487 | C
325110 | 1006565 | 2023 | PRH (Process Heater) | HS-1201/19 | Natural Gas (Weighted U.S. Average) | Methane (Co2 eq) | 13.9 | 544634784.487 | C
325110 | 1006565 | 2023 | PRH (Process Heater) | HS-1201/19 | Natural Gas (Weighted U.S. Average) | Nitrous Oxide | 0.056 | 544634784.487 | C
325110 | 1006565 | 2023 | PRH (Process Heater) | HS-1201/19 | Natural Gas (Weighted U.S. Average) | Nitrous Oxide (Co2 eq) | 16.6 | 544634784.487 | C
325110 | 1006565 | 2023 | PRH (Process Heater) | HS-1220 | Natural Gas (Weighted U.S. Average) | Carbon Dioxide Biogenic | 0 | 127443205.2197 | C
325110 | 1006565 | 2023 | PRH (Process Heater) | HS-1220 | Natural Gas (Weighted U.S. Average) | Carbon Dioxide Non-Biogenic | 6920.9 | 127443205.2197 | C
325110 | 1006565 | 2023 | PRH (Process Heater) | HS-1220 | Natural Gas (Weighted U.S. Average) | Carbon Dioxide Total | 6920.9 | 127443205.2197 | C
325110 | 1006565 | 2023 | PRH (Process Heater) | HS-1220 | Natural Gas (Weighted U.S. Average) | Methane | 0.13 | 127443205.2197 | C
325110 | 1006565 | 2023 | PRH (Process Heater) | HS-1220 | Natural Gas (Weighted U.S. Average) | Methane (Co2 eq) | 3.3 | 127443205.2197 | C
325110 | 1006565 | 2023 | PRH (Process Heater) | HS-1220 | Natural Gas (Weighted U.S. Average) | Nitrous Oxide | 0.013 | 127443205.2197 | C
325110 | 1006565 | 2023 | PRH (Process Heater) | HS-1220 | Natural Gas (Weighted U.S. Average) | Nitrous Oxide (Co2 eq) | 3.9 | 127443205.2197 | C
325110 | 1006565 | 2023 | OB (Boiler, other) | HS-1301AR | Natural Gas (Weighted U.S. Average) | Carbon Dioxide Biogenic | 0 | 721698496.511 | C
325110 | 1006565 | 2023 | OB (Boiler, other) | HS-1301AR | Natural Gas (Weighted U.S. Average) | Carbon Dioxide Non-Biogenic | 39194.5 | 721698496.511 | C
325110 | 1006565 | 2023 | OB (Boiler, other) | HS-1301AR | Natural Gas (Weighted U.S. Average) | Carbon Dioxide Total | 39194.5 | 721698496.511 | C
325110 | 1006565 | 2023 | OB (Boiler, other) | HS-1301AR | Natural Gas (Weighted U.S. Average) | Methane | 0.74 | 721698496.511 | C
325110 | 1006565 | 2023 | OB (Boiler, other) | HS-1301AR | Natural Gas (Weighted U.S. Average) | Methane (Co2 eq) | 18.5 | 721698496.511 | C
325110 | 1006565 | 2023 | OB (Boiler, other) | HS-1301AR | Natural Gas (Weighted U.S. Average) | Nitrous Oxide | 0.074 | 721698496.511 | C
325110 | 1006565 | 2023 | OB (Boiler, other) | HS-1301AR | Natural Gas (Weighted U.S. Average) | Nitrous Oxide (Co2 eq) | 22 | 721698496.511 | C
325110 | 1006565 | 2023 | OB (Boiler, other) | HS-1301BR | Natural Gas (Weighted U.S. Average) | Carbon Dioxide Biogenic | 0 | 655912669.2259 | C
325110 | 1006565 | 2023 | OB (Boiler, other) | HS-1301BR | Natural Gas (Weighted U.S. Average) | Carbon Dioxide Non-Biogenic | 35596 | 655912669.2259 | C
325110 | 1006565 | 2023 | OB (Boiler, other) | HS-1301BR | Natural Gas (Weighted U.S. Average) | Carbon Dioxide Total | 35596 | 655912669.2259 | C
325110 | 1006565 | 2023 | OB (Boiler, other) | HS-1301BR | Natural Gas (Weighted U.S. Average) | Methane | 0.67 | 655912669.2259 | C
325110 | 1006565 | 2023 | OB (Boiler, other) | HS-1301BR | Natural Gas (Weighted U.S. Average) | Methane (Co2 eq) | 16.8 | 655912669.2259 | C
325110 | 1006565 | 2023 | OB (Boiler, other) | HS-1301BR | Natural Gas (Weighted U.S. Average) | Nitrous Oxide | 0.067 | 655912669.2259 | C
325110 | 1006565 | 2023 | OB (Boiler, other) | HS-1301BR | Natural Gas (Weighted U.S. Average) | Nitrous Oxide (Co2 eq) | 20 | 655912669.2259 | C
325110 | 1006565 | 2023 | PRH (Process Heater) | HS-2102 | Natural Gas (Weighted U.S. Average) | Carbon Dioxide Biogenic | 0 | 3079459.6875 | C
325110 | 1006565 | 2023 | PRH (Process Heater) | HS-2102 | Natural Gas (Weighted U.S. Average) | Carbon Dioxide Non-Biogenic | 167.3 | 3079459.6875 | C
325110 | 1006565 | 2023 | PRH (Process Heater) | HS-2102 | Natural Gas (Weighted U.S. Average) | Carbon Dioxide Total | 167.3 | 3079459.6875 | C
325110 | 1006565 | 2023 | PRH (Process Heater) | HS-2102 | Natural Gas (Weighted U.S. Average) | Methane | 0 | 3079459.6875 | C
325110 | 1006565 | 2023 | PRH (Process Heater) | HS-2102 | Natural Gas (Weighted U.S. Average) | Methane (Co2 eq) | 0.1 | 3079459.6875 | C
325110 | 1006565 | 2023 | PRH (Process Heater) | HS-2102 | Natural Gas (Weighted U.S. Average) | Nitrous Oxide | 0 | 3079459.6875 | C
325110 | 1006565 | 2023 | PRH (Process Heater) | HS-2102 | Natural Gas (Weighted U.S. Average) | Nitrous Oxide (Co2 eq) | 0.1 | 3079459.6875 | C
325110 | 1006565 | 2023 | PRH (Process Heater) | HS-2103 | Natural Gas (Weighted U.S. Average) | Carbon Dioxide Biogenic | 0 | 1128919934.0149 | C
325110 | 1006565 | 2023 | PRH (Process Heater) | HS-2103 | Natural Gas (Weighted U.S. Average) | Carbon Dioxide Non-Biogenic | 61284.4 | 1128919934.0149 | C
325110 | 1006565 | 2023 | PRH (Process Heater) | HS-2103 | Natural Gas (Weighted U.S. Average) | Carbon Dioxide Total | 61284.4 | 1128919934.0149 | C
325110 | 1006565 | 2023 | PRH (Process Heater) | HS-2103 | Natural Gas (Weighted U.S. Average) | Methane | 1.16 | 1128919934.0149 | C
325110 | 1006565 | 2023 | PRH (Process Heater) | HS-2103 | Natural Gas (Weighted U.S. Average) | Methane (Co2 eq) | 28.9 | 1128919934.0149 | C
325110 | 1006565 | 2023 | PRH (Process Heater) | HS-2103 | Natural Gas (Weighted U.S. Average) | Nitrous Oxide | 0.116 | 1128919934.0149 | C
325110 | 1006565 | 2023 | PRH (Process Heater) | HS-2103 | Natural Gas (Weighted U.S. Average) | Nitrous Oxide (Co2 eq) | 34.4 | 1128919934.0149 | C
325110 | 1006565 | 2023 | PRH (Process Heater) | HS-2104 | Natural Gas (Weighted U.S. Average) | Carbon Dioxide Biogenic | 0 | 1536750150.9393 | C
325110 | 1006565 | 2023 | PRH (Process Heater) | HS-2104 | Natural Gas (Weighted U.S. Average) | Carbon Dioxide Non-Biogenic | 83415 | 1536750150.9393 | C
325110 | 1006565 | 2023 | PRH (Process Heater) | HS-2104 | Natural Gas (Weighted U.S. Average) | Carbon Dioxide Total | 83415 | 1536750150.9393 | C
325110 | 1006565 | 2023 | PRH (Process Heater) | HS-2104 | Natural Gas (Weighted U.S. Average) | Methane | 1.57 | 1536750150.9393 | C
325110 | 1006565 | 2023 | PRH (Process Heater) | HS-2104 | Natural Gas (Weighted U.S. Average) | Methane (Co2 eq) | 39.3 | 1536750150.9393 | C
325110 | 1006565 | 2023 | PRH (Process Heater) | HS-2104 | Natural Gas (Weighted U.S. Average) | Nitrous Oxide | 0.157 | 1536750150.9393 | C
325110 | 1006565 | 2023 | PRH (Process Heater) | HS-2104 | Natural Gas (Weighted U.S. Average) | Nitrous Oxide (Co2 eq) | 46.8 | 1536750150.9393 | C
325110 | 1006565 | 2023 | PRH (Process Heater) | HS-2105 | Natural Gas (Weighted U.S. Average) | Carbon Dioxide Biogenic | 0 | 68143545.2468 | C
325110 | 1006565 | 2023 | PRH (Process Heater) | HS-2105 | Natural Gas (Weighted U.S. Average) | Carbon Dioxide Non-Biogenic | 3699.4 | 68143545.2468 | C
325110 | 1006565 | 2023 | PRH (Process Heater) | HS-2105 | Natural Gas (Weighted U.S. Average) | Carbon Dioxide Total | 3699.4 | 68143545.2468 | C
325110 | 1006565 | 2023 | PRH (Process Heater) | HS-2105 | Natural Gas (Weighted U.S. Average) | Methane | 0.07 | 68143545.2468 | C
325110 | 1006565 | 2023 | PRH (Process Heater) | HS-2105 | Natural Gas (Weighted U.S. Average) | Methane (Co2 eq) | 1.7 | 68143545.2468 | C
325110 | 1006565 | 2023 | PRH (Process Heater) | HS-2105 | Natural Gas (Weighted U.S. Average) | Nitrous Oxide | 0.007 | 68143545.2468 | C
325110 | 1006565 | 2023 | PRH (Process Heater) | HS-2105 | Natural Gas (Weighted U.S. Average) | Nitrous Oxide (Co2 eq) | 2.1 | 68143545.2468 | C
325110 | 1006565 | 2023 | PRH (Process Heater) | HS-8201/19 | Natural Gas (Weighted U.S. Average) | Carbon Dioxide Biogenic | 0 | 246948109.7461 | C
325110 | 1006565 | 2023 | PRH (Process Heater) | HS-8201/19 | Natural Gas (Weighted U.S. Average) | Carbon Dioxide Non-Biogenic | 13402.3 | 246948109.7461 | C
325110 | 1006565 | 2023 | PRH (Process Heater) | HS-8201/19 | Natural Gas (Weighted U.S. Average) | Carbon Dioxide Total | 13402.3 | 246948109.7461 | C
325110 | 1006565 | 2023 | PRH (Process Heater) | HS-8201/19 | Natural Gas (Weighted U.S. Average) | Methane | 0.25 | 246948109.7461 | C
325110 | 1006565 | 2023 | PRH (Process Heater) | HS-8201/19 | Natural Gas (Weighted U.S. Average) | Methane (Co2 eq) | 6.3 | 246948109.7461 | C
325110 | 1006565 | 2023 | PRH (Process Heater) | HS-8201/19 | Natural Gas (Weighted U.S. Average) | Nitrous Oxide | 0.025 | 246948109.7461 | C
325110 | 1006565 | 2023 | PRH (Process Heater) | HS-8201/19 | Natural Gas (Weighted U.S. Average) | Nitrous Oxide (Co2 eq) | 7.5 | 246948109.7461 | C
325110 | 1006565 | 2023 | PRH (Process Heater) | HS-8220 | Natural Gas (Weighted U.S. Average) | Carbon Dioxide Biogenic | 0 | 106173939.6943 | C
325110 | 1006565 | 2023 | PRH (Process Heater) | HS-8220 | Natural Gas (Weighted U.S. Average) | Carbon Dioxide Non-Biogenic | 5762.9 | 106173939.6943 | C
325110 | 1006565 | 2023 | PRH (Process Heater) | HS-8220 | Natural Gas (Weighted U.S. Average) | Carbon Dioxide Total | 5762.9 | 106173939.6943 | C
325110 | 1006565 | 2023 | PRH (Process Heater) | HS-8220 | Natural Gas (Weighted U.S. Average) | Methane | 0.11 | 106173939.6943 | C
325110 | 1006565 | 2023 | PRH (Process Heater) | HS-8220 | Natural Gas (Weighted U.S. Average) | Methane (Co2 eq) | 2.7 | 106173939.6943 | C
325110 | 1006565 | 2023 | PRH (Process Heater) | HS-8220 | Natural Gas (Weighted U.S. Average) | Nitrous Oxide | 0.011 | 106173939.6943 | C
325110 | 1006565 | 2023 | PRH (Process Heater) | HS-8220 | Natural Gas (Weighted U.S. Average) | Nitrous Oxide (Co2 eq) | 3.2 | 106173939.6943 | C
312120 | 1006570 | 2023 |  | GP-1 | Natural Gas (Weighted U.S. Average) | Carbon Dioxide Biogenic | 0 | 0 | C
312120 | 1006570 | 2023 |  | GP-1 | Natural Gas (Weighted U.S. Average) | Carbon Dioxide Non-Biogenic | 31323.8 | 0 | C
312120 | 1006570 | 2023 |  | GP-1 | Natural Gas (Weighted U.S. Average) | Carbon Dioxide Total | 31323.8 | 0 | C
312120 | 1006570 | 2023 |  | GP-1 | Natural Gas (Weighted U.S. Average) | Methane | 0.59 | 0 | C
312120 | 1006570 | 2023 |  | GP-1 | Natural Gas (Weighted U.S. Average) | Methane (Co2 eq) | 14.8 | 0 | C
312120 | 1006570 | 2023 |  | GP-1 | Natural Gas (Weighted U.S. Average) | Nitrous Oxide | 0.059 | 0 | C
312120 | 1006570 | 2023 |  | GP-1 | Natural Gas (Weighted U.S. Average) | Nitrous Oxide (Co2 eq) | 17.6 | 0 | C
325211 | 1006573 | 2023 |  | GP-1 | Natural Gas (Weighted U.S. Average) | Carbon Dioxide Biogenic | 0 | 0 | C
325211 | 1006573 | 2023 |  | GP-1 | Natural Gas (Weighted U.S. Average) | Carbon Dioxide Non-Biogenic | 27038.6 | 0 | C
325211 | 1006573 | 2023 |  | GP-1 | Natural Gas (Weighted U.S. Average) | Carbon Dioxide Total | 27038.6 | 0 | C
325211 | 1006573 | 2023 |  | GP-1 | Natural Gas (Weighted U.S. Average) | Methane | 0.51 | 0 | C
325211 | 1006573 | 2023 |  | GP-1 | Natural Gas (Weighted U.S. Average) | Methane (Co2 eq) | 12.7 | 0 | C
325211 | 1006573 | 2023 |  | GP-1 | Natural Gas (Weighted U.S. Average) | Nitrous Oxide | 0.051 | 0 | C
325211 | 1006573 | 2023 |  | GP-1 | Natural Gas (Weighted U.S. Average) | Nitrous Oxide (Co2 eq) | 15.2 | 0 | C
325311 | 1006575 | 2023 |  | #1 Ammonia Unit |  | Carbon Dioxide | 378998.3 |  | G
325311 | 1006575 | 2023 |  | CP-1 | Natural Gas (Weighted U.S. Average) | Carbon Dioxide Biogenic | 0 | 3894825469 | C
325311 | 1006575 | 2023 |  | CP-1 | Natural Gas (Weighted U.S. Average) | Carbon Dioxide Non-Biogenic | 222813.2 | 3894825469 | C
325311 | 1006575 | 2023 |  | CP-1 | Natural Gas (Weighted U.S. Average) | Carbon Dioxide Total | 222813.2 | 3894825469 | C
325311 | 1006575 | 2023 |  | CP-1 | Natural Gas (Weighted U.S. Average) | Methane | 4.2 | 3894825469 | C
325311 | 1006575 | 2023 |  | CP-1 | Natural Gas (Weighted U.S. Average) | Methane (Co2 eq) | 105 | 3894825469 | C
325311 | 1006575 | 2023 |  | CP-1 | Natural Gas (Weighted U.S. Average) | Nitrous Oxide | 0.42 | 3894825469 | C
325311 | 1006575 | 2023 |  | CP-1 | Natural Gas (Weighted U.S. Average) | Nitrous Oxide (Co2 eq) | 125.1 | 3894825469 | C
325311 | 1006575 | 2023 | RICE (Reciprocating internal combustion engine) | Diesel Engine | Distillate Fuel Oil No. 2 | Carbon Dioxide Biogenic | 0 | 5692.94 | C
325311 | 1006575 | 2023 | RICE (Reciprocating internal combustion engine) | Diesel Engine | Distillate Fuel Oil No. 2 | Carbon Dioxide Non-Biogenic | 58.1 | 5692.94 | C
325311 | 1006575 | 2023 | RICE (Reciprocating internal combustion engine) | Diesel Engine | Distillate Fuel Oil No. 2 | Carbon Dioxide Total | 58.1 | 5692.94 | C
325311 | 1006575 | 2023 | RICE (Reciprocating internal combustion engine) | Diesel Engine | Distillate Fuel Oil No. 2 | Methane | 0 | 5692.94 | C
325311 | 1006575 | 2023 | RICE (Reciprocating internal combustion engine) | Diesel Engine | Distillate Fuel Oil No. 2 | Methane (Co2 eq) | 0.1 | 5692.94 | C
325311 | 1006575 | 2023 | RICE (Reciprocating internal combustion engine) | Diesel Engine | Distillate Fuel Oil No. 2 | Nitrous Oxide | 0 | 5692.94 | C
325311 | 1006575 | 2023 | RICE (Reciprocating internal combustion engine) | Diesel Engine | Distillate Fuel Oil No. 2 | Nitrous Oxide (Co2 eq) | 0.1 | 5692.94 | C
325311 | 1006575 | 2023 |  | Train 1 |  | Nitrous Oxide | 647.8197 |  | V
311514 | 1006580 | 2023 |  | GP-1 | Natural Gas (Weighted U.S. Average) | Carbon Dioxide Biogenic | 0 | 0 | C
311514 | 1006580 | 2023 |  | GP-1 | Natural Gas (Weighted U.S. Average) | Carbon Dioxide Non-Biogenic | 25791.4 | 0 | C
311514 | 1006580 | 2023 |  | GP-1 | Natural Gas (Weighted U.S. Average) | Carbon Dioxide Total | 25791.4 | 0 | C
311514 | 1006580 | 2023 |  | GP-1 | Natural Gas (Weighted U.S. Average) | Methane | 0.49 | 0 | C
311514 | 1006580 | 2023 |  | GP-1 | Natural Gas (Weighted U.S. Average) | Methane (Co2 eq) | 12.2 | 0 | C
311514 | 1006580 | 2023 |  | GP-1 | Natural Gas (Weighted U.S. Average) | Nitrous Oxide | 0.049 | 0 | C
311514 | 1006580 | 2023 |  | GP-1 | Natural Gas (Weighted U.S. Average) | Nitrous Oxide (Co2 eq) | 14.5 | 0 | C
311514 | 1006580 | 2023 |  | GP-2 | Natural Gas (Weighted U.S. Average) | Carbon Dioxide Biogenic | 0 | 0 | C
311514 | 1006580 | 2023 |  | GP-2 | Natural Gas (Weighted U.S. Average) | Carbon Dioxide Non-Biogenic | 15449.9 | 0 | C
311514 | 1006580 | 2023 |  | GP-2 | Natural Gas (Weighted U.S. Average) | Carbon Dioxide Total | 15449.9 | 0 | C
311514 | 1006580 | 2023 |  | GP-2 | Natural Gas (Weighted U.S. Average) | Methane | 0.29 | 0 | C
311514 | 1006580 | 2023 |  | GP-2 | Natural Gas (Weighted U.S. Average) | Methane (Co2 eq) | 7.3 | 0 | C
311514 | 1006580 | 2023 |  | GP-2 | Natural Gas (Weighted U.S. Average) | Nitrous Oxide | 0.029 | 0 | C
311514 | 1006580 | 2023 |  | GP-2 | Natural Gas (Weighted U.S. Average) | Nitrous Oxide (Co2 eq) | 8.7 | 0 | C
311513 | 1006594 | 2023 |  | GP-Leprino LW | Natural Gas (Weighted U.S. Average) | Carbon Dioxide Biogenic | 0 | 0 | C
311513 | 1006594 | 2023 |  | GP-Leprino LW | Natural Gas (Weighted U.S. Average) | Carbon Dioxide Non-Biogenic | 51551.1 | 0 | C
311513 | 1006594 | 2023 |  | GP-Leprino LW | Natural Gas (Weighted U.S. Average) | Carbon Dioxide Total | 51551.1 | 0 | C
311513 | 1006594 | 2023 |  | GP-Leprino LW | Natural Gas (Weighted U.S. Average) | Methane | 0.97 | 0 | C
311513 | 1006594 | 2023 |  | GP-Leprino LW | Natural Gas (Weighted U.S. Average) | Methane (Co2 eq) | 24.3 | 0 | C
311513 | 1006594 | 2023 |  | GP-Leprino LW | Natural Gas (Weighted U.S. Average) | Nitrous Oxide | 0.097 | 0 | C
311513 | 1006594 | 2023 |  | GP-Leprino LW | Natural Gas (Weighted U.S. Average) | Nitrous Oxide (Co2 eq) | 29 | 0 | C
311513 | 1006594 | 2023 |  | GP-Leprino LW | Propane | Carbon Dioxide Biogenic | 0 | 0 | C
311513 | 1006594 | 2023 |  | GP-Leprino LW | Propane | Carbon Dioxide Non-Biogenic | 0 | 0 | C
311513 | 1006594 | 2023 |  | GP-Leprino LW | Propane | Carbon Dioxide Total | 0 | 0 | C
311513 | 1006594 | 2023 |  | GP-Leprino LW | Propane | Methane | 0 | 0 | C
311513 | 1006594 | 2023 |  | GP-Leprino LW | Propane | Methane (Co2 eq) | 0 | 0 | C
311513 | 1006594 | 2023 |  | GP-Leprino LW | Propane | Nitrous Oxide | 0 | 0 | C
311513 | 1006594 | 2023 |  | GP-Leprino LW | Propane | Nitrous Oxide (Co2 eq) | 0 | 0 | C
322120 | 1006608 | 2023 | Chemical Recovery Furnace | Boilers 6,7,8,10 |  | Carbon Dioxide Biogenic (Spent Liquor) | 135191.6 |  | AA
322120 | 1006608 | 2023 | Chemical Recovery Furnace | Boilers 6,7,8,10 |  | Carbon Dioxide Non-Biogenic | 39988.9 |  | AA
322120 | 1006608 | 2023 | Chemical Recovery Furnace | Boilers 6,7,8,10 |  | Methane | 0.75 |  | AA
322120 | 1006608 | 2023 | Chemical Recovery Furnace | Boilers 6,7,8,10 |  | Methane Spent Liquor | 2.73 |  | AA
322120 | 1006608 | 2023 | Chemical Recovery Furnace | Boilers 6,7,8,10 |  | Nitrous Oxide | 0.075 |  | AA
322120 | 1006608 | 2023 | Chemical Recovery Furnace | Boilers 6,7,8,10 |  | Nitrous Oxide Spent Liquor | 0.604 |  | AA
322120 | 1006608 | 2023 |  | GP-Boilers 1,2,3,4,5,9,Warehouse1,2 | Natural Gas (Weighted U.S. Average) | Carbon Dioxide Biogenic | 0 | 0 | C
322120 | 1006608 | 2023 |  | GP-Boilers 1,2,3,4,5,9,Warehouse1,2 | Natural Gas (Weighted U.S. Average) | Carbon Dioxide Non-Biogenic | 103133 | 0 | C
322120 | 1006608 | 2023 |  | GP-Boilers 1,2,3,4,5,9,Warehouse1,2 | Natural Gas (Weighted U.S. Average) | Carbon Dioxide Total | 103133 | 0 | C
322120 | 1006608 | 2023 |  | GP-Boilers 1,2,3,4,5,9,Warehouse1,2 | Natural Gas (Weighted U.S. Average) | Methane | 1.94 | 0 | C
322120 | 1006608 | 2023 |  | GP-Boilers 1,2,3,4,5,9,Warehouse1,2 | Natural Gas (Weighted U.S. Average) | Methane (Co2 eq) | 48.6 | 0 | C
322120 | 1006608 | 2023 |  | GP-Boilers 1,2,3,4,5,9,Warehouse1,2 | Natural Gas (Weighted U.S. Average) | Nitrous Oxide | 0.194 | 0 | C
322120 | 1006608 | 2023 |  | GP-Boilers 1,2,3,4,5,9,Warehouse1,2 | Natural Gas (Weighted U.S. Average) | Nitrous Oxide (Co2 eq) | 57.9 | 0 | C
322120 | 1006608 | 2023 |  | GP-Boilers 1,2,3,4,5,9,Warehouse1,2 | Wood and Wood Residuals (dry basis) | Carbon Dioxide Biogenic | 46578.5 | 0 | C
322120 | 1006608 | 2023 |  | GP-Boilers 1,2,3,4,5,9,Warehouse1,2 | Wood and Wood Residuals (dry basis) | Carbon Dioxide Non-Biogenic | 0 | 0 | C
322120 | 1006608 | 2023 |  | GP-Boilers 1,2,3,4,5,9,Warehouse1,2 | Wood and Wood Residuals (dry basis) | Carbon Dioxide Total | 46578.5 | 0 | C
322120 | 1006608 | 2023 |  | GP-Boilers 1,2,3,4,5,9,Warehouse1,2 | Wood and Wood Residuals (dry basis) | Methane | 3.58 | 0 | C
322120 | 1006608 | 2023 |  | GP-Boilers 1,2,3,4,5,9,Warehouse1,2 | Wood and Wood Residuals (dry basis) | Methane (Co2 eq) | 89.4 | 0 | C
322120 | 1006608 | 2023 |  | GP-Boilers 1,2,3,4,5,9,Warehouse1,2 | Wood and Wood Residuals (dry basis) | Nitrous Oxide | 1.788 | 0 | C
322120 | 1006608 | 2023 |  | GP-Boilers 1,2,3,4,5,9,Warehouse1,2 | Wood and Wood Residuals (dry basis) | Nitrous Oxide (Co2 eq) | 532.7 | 0 | C
311224 | 1006609 | 2023 |  | GP-1 | Distillate Fuel Oil No. 2 | Carbon Dioxide Biogenic | 0 | 0 | C
311224 | 1006609 | 2023 |  | GP-1 | Distillate Fuel Oil No. 2 | Carbon Dioxide Non-Biogenic | 0 | 0 | C
311224 | 1006609 | 2023 |  | GP-1 | Distillate Fuel Oil No. 2 | Carbon Dioxide Total | 0 | 0 | C
311224 | 1006609 | 2023 |  | GP-1 | Distillate Fuel Oil No. 2 | Methane | 0 | 0 | C
311224 | 1006609 | 2023 |  | GP-1 | Distillate Fuel Oil No. 2 | Methane (Co2 eq) | 0 | 0 | C
311224 | 1006609 | 2023 |  | GP-1 | Distillate Fuel Oil No. 2 | Nitrous Oxide | 0 | 0 | C
311224 | 1006609 | 2023 |  | GP-1 | Distillate Fuel Oil No. 2 | Nitrous Oxide (Co2 eq) | 0 | 0 | C
311224 | 1006609 | 2023 |  | GP-1 | Natural Gas (Weighted U.S. Average) | Carbon Dioxide Biogenic | 0 | 0 | C
311224 | 1006609 | 2023 |  | GP-1 | Natural Gas (Weighted U.S. Average) | Carbon Dioxide Non-Biogenic | 54136.9 | 0 | C
311224 | 1006609 | 2023 |  | GP-1 | Natural Gas (Weighted U.S. Average) | Carbon Dioxide Total | 54136.9 | 0 | C
311224 | 1006609 | 2023 |  | GP-1 | Natural Gas (Weighted U.S. Average) | Methane | 1.02 | 0 | C
311224 | 1006609 | 2023 |  | GP-1 | Natural Gas (Weighted U.S. Average) | Methane (Co2 eq) | 25.5 | 0 | C
311224 | 1006609 | 2023 |  | GP-1 | Natural Gas (Weighted U.S. Average) | Nitrous Oxide | 0.102 | 0 | C
311224 | 1006609 | 2023 |  | GP-1 | Natural Gas (Weighted U.S. Average) | Nitrous Oxide (Co2 eq) | 30.4 | 0 | C
311422 | 1006617 | 2023 |  | GP-NGBLRS006 | Natural Gas (Weighted U.S. Average) | Carbon Dioxide Biogenic | 0 | 780071690.69 | C
311422 | 1006617 | 2023 |  | GP-NGBLRS006 | Natural Gas (Weighted U.S. Average) | Carbon Dioxide Non-Biogenic | 42466.8 | 780071690.69 | C
311422 | 1006617 | 2023 |  | GP-NGBLRS006 | Natural Gas (Weighted U.S. Average) | Carbon Dioxide Total | 42466.8 | 780071690.69 | C
311422 | 1006617 | 2023 |  | GP-NGBLRS006 | Natural Gas (Weighted U.S. Average) | Methane | 0.8 | 780071690.69 | C
311422 | 1006617 | 2023 |  | GP-NGBLRS006 | Natural Gas (Weighted U.S. Average) | Methane (Co2 eq) | 20 | 780071690.69 | C
311422 | 1006617 | 2023 |  | GP-NGBLRS006 | Natural Gas (Weighted U.S. Average) | Nitrous Oxide | 0.08 | 780071690.69 | C
311422 | 1006617 | 2023 |  | GP-NGBLRS006 | Natural Gas (Weighted U.S. Average) | Nitrous Oxide (Co2 eq) | 23.9 | 780071690.69 | C
325110 | 1006621 | 2023 |  | CP-1 | Natural Gas (Weighted U.S. Average) | Carbon Dioxide Biogenic | 0 | 0 | C
325110 | 1006621 | 2023 |  | CP-1 | Natural Gas (Weighted U.S. Average) | Carbon Dioxide Non-Biogenic | 294971 | 0 | C
325110 | 1006621 | 2023 |  | CP-1 | Natural Gas (Weighted U.S. Average) | Carbon Dioxide Total | 294971 | 0 | C
325110 | 1006621 | 2023 |  | CP-1 | Natural Gas (Weighted U.S. Average) | Methane | 5.56 | 0 | C
325110 | 1006621 | 2023 |  | CP-1 | Natural Gas (Weighted U.S. Average) | Methane (Co2 eq) | 139 | 0 | C
325110 | 1006621 | 2023 |  | CP-1 | Natural Gas (Weighted U.S. Average) | Nitrous Oxide | 0.556 | 0 | C
325110 | 1006621 | 2023 |  | CP-1 | Natural Gas (Weighted U.S. Average) | Nitrous Oxide (Co2 eq) | 165.7 | 0 | C
325110 | 1006621 | 2023 | Petrochemical process unit | EDC unit |  | Carbon Dioxide | 50229.9 |  | X
325110 | 1006621 | 2023 | Flare | Ethylene Flare |  | Carbon Dioxide | 18143.5 |  | X
325110 | 1006621 | 2023 | Flare | Ethylene Flare |  | Methane | 72.24 |  | X
325110 | 1006621 | 2023 | Flare | Ethylene Flare |  | Nitrous Oxide | 0.181 |  | X
325110 | 1006621 | 2023 |  | GP-1 | Fuel Gas | Carbon Dioxide Biogenic | 0 | 0 | C
325110 | 1006621 | 2023 |  | GP-1 | Fuel Gas | Carbon Dioxide Non-Biogenic | 109882.8 | 0 | C
325110 | 1006621 | 2023 |  | GP-1 | Fuel Gas | Carbon Dioxide Total | 109882.8 | 0 | C
325110 | 1006621 | 2023 |  | GP-1 | Fuel Gas | Methane | 15.06 | 0 | C
325110 | 1006621 | 2023 |  | GP-1 | Fuel Gas | Methane (Co2 eq) | 376.6 | 0 | C
325110 | 1006621 | 2023 |  | GP-1 | Fuel Gas | Nitrous Oxide | 3.012 | 0 | C
325110 | 1006621 | 2023 |  | GP-1 | Fuel Gas | Nitrous Oxide (Co2 eq) | 897.7 | 0 | C
325110 | 1006621 | 2023 |  | GP-1 |  | Carbon Dioxide Biogenic | 0 | 0 | C
325110 | 1006621 | 2023 |  | GP-1 |  | Carbon Dioxide Non-Biogenic | 13256 | 0 | C
325110 | 1006621 | 2023 |  | GP-1 |  | Carbon Dioxide Total | 13256 | 0 | C
325110 | 1006621 | 2023 |  | GP-1 |  | Methane | 0 | 0 | C
325110 | 1006621 | 2023 |  | GP-1 |  | Methane (Co2 eq) | 0 | 0 | C
325110 | 1006621 | 2023 |  | GP-1 |  | Nitrous Oxide | 0 | 0 | C
325110 | 1006621 | 2023 |  | GP-1 |  | Nitrous Oxide (Co2 eq) | 0 | 0 | C
325110 | 1006621 | 2023 | Flare | River Flare |  | Carbon Dioxide | 5.7 |  | X
325110 | 1006621 | 2023 | Flare | River Flare |  | Methane | 0.02 |  | X
325110 | 1006621 | 2023 | Flare | River Flare |  | Nitrous Oxide | 0 |  | X
311942 | 1006625 | 2023 |  | GP-002 | Natural Gas (Weighted U.S. Average) | Carbon Dioxide Biogenic | 0 | 0 | C
311942 | 1006625 | 2023 |  | GP-002 | Natural Gas (Weighted U.S. Average) | Carbon Dioxide Non-Biogenic | 44792.1 | 0 | C
311942 | 1006625 | 2023 |  | GP-002 | Natural Gas (Weighted U.S. Average) | Carbon Dioxide Total | 44792.1 | 0 | C
311942 | 1006625 | 2023 |  | GP-002 | Natural Gas (Weighted U.S. Average) | Methane | 0.84 | 0 | C
311942 | 1006625 | 2023 |  | GP-002 | Natural Gas (Weighted U.S. Average) | Methane (Co2 eq) | 21.1 | 0 | C
311942 | 1006625 | 2023 |  | GP-002 | Natural Gas (Weighted U.S. Average) | Nitrous Oxide | 0.084 | 0 | C
311942 | 1006625 | 2023 |  | GP-002 | Natural Gas (Weighted U.S. Average) | Nitrous Oxide (Co2 eq) | 25.2 | 0 | C
322130 | 1006626 | 2023 | OB (Boiler, other) | Power Boiler I | Natural Gas (Weighted U.S. Average) | Carbon Dioxide Biogenic | 0 | 0 | C
322130 | 1006626 | 2023 | OB (Boiler, other) | Power Boiler I | Natural Gas (Weighted U.S. Average) | Carbon Dioxide Non-Biogenic | 48551.8 | 0 | C
322130 | 1006626 | 2023 | OB (Boiler, other) | Power Boiler I | Natural Gas (Weighted U.S. Average) | Carbon Dioxide Total | 48551.8 | 0 | C
322130 | 1006626 | 2023 | OB (Boiler, other) | Power Boiler I | Natural Gas (Weighted U.S. Average) | Methane | 0.92 | 0 | C
322130 | 1006626 | 2023 | OB (Boiler, other) | Power Boiler I | Natural Gas (Weighted U.S. Average) | Methane (Co2 eq) | 22.9 | 0 | C
322130 | 1006626 | 2023 | OB (Boiler, other) | Power Boiler I | Natural Gas (Weighted U.S. Average) | Nitrous Oxide | 0.092 | 0 | C
322130 | 1006626 | 2023 | OB (Boiler, other) | Power Boiler I | Natural Gas (Weighted U.S. Average) | Nitrous Oxide (Co2 eq) | 27.3 | 0 | C
311221 | 1006637 | 2023 |  | CP-DAYTON01 | Natural Gas (Weighted U.S. Average) | Carbon Dioxide Biogenic | 0 | 0 | C
311221 | 1006637 | 2023 |  | CP-DAYTON01 | Natural Gas (Weighted U.S. Average) | Carbon Dioxide Non-Biogenic | 105135 | 0 | C
311221 | 1006637 | 2023 |  | CP-DAYTON01 | Natural Gas (Weighted U.S. Average) | Carbon Dioxide Total | 105135 | 0 | C
311221 | 1006637 | 2023 |  | CP-DAYTON01 | Natural Gas (Weighted U.S. Average) | Methane | 2.09 | 0 | C
311221 | 1006637 | 2023 |  | CP-DAYTON01 | Natural Gas (Weighted U.S. Average) | Methane (Co2 eq) | 52.2 | 0 | C
311221 | 1006637 | 2023 |  | CP-DAYTON01 | Natural Gas (Weighted U.S. Average) | Nitrous Oxide | 0.21 | 0 | C
311221 | 1006637 | 2023 |  | CP-DAYTON01 | Natural Gas (Weighted U.S. Average) | Nitrous Oxide (Co2 eq) | 62.6 | 0 | C
311221 | 1006637 | 2023 | OB (Boiler, other) | CS-DAYTON01 | Natural Gas (Weighted U.S. Average) | Carbon Dioxide Biogenic |  | 0 | C
311221 | 1006637 | 2023 | OB (Boiler, other) | CS-DAYTON01 | Natural Gas (Weighted U.S. Average) | Carbon Dioxide Non-Biogenic | 0 | 0 | C
311221 | 1006637 | 2023 | OB (Boiler, other) | CS-DAYTON01 | Natural Gas (Weighted U.S. Average) | Carbon Dioxide Total | 0 | 0 | C
311221 | 1006637 | 2023 | OB (Boiler, other) | CS-DAYTON01 | Natural Gas (Weighted U.S. Average) | Methane | 1.02 | 0 | C
311221 | 1006637 | 2023 | OB (Boiler, other) | CS-DAYTON01 | Natural Gas (Weighted U.S. Average) | Methane (Co2 eq) | 25.4 | 0 | C
311221 | 1006637 | 2023 | OB (Boiler, other) | CS-DAYTON01 | Natural Gas (Weighted U.S. Average) | Nitrous Oxide | 0.102 | 0 | C
311221 | 1006637 | 2023 | OB (Boiler, other) | CS-DAYTON01 | Natural Gas (Weighted U.S. Average) | Nitrous Oxide (Co2 eq) | 30.3 | 0 | C
325199 | 1006644 | 2023 |  | GP-Beaumont Combustion Sources | Natural Gas (Weighted U.S. Average) | Carbon Dioxide Biogenic | 0 | 0 | C
325199 | 1006644 | 2023 |  | GP-Beaumont Combustion Sources | Natural Gas (Weighted U.S. Average) | Carbon Dioxide Non-Biogenic | 84233.3 | 0 | C
325199 | 1006644 | 2023 |  | GP-Beaumont Combustion Sources | Natural Gas (Weighted U.S. Average) | Carbon Dioxide Total | 84233.3 | 0 | C
325199 | 1006644 | 2023 |  | GP-Beaumont Combustion Sources | Natural Gas (Weighted U.S. Average) | Methane | 1.59 | 0 | C
325199 | 1006644 | 2023 |  | GP-Beaumont Combustion Sources | Natural Gas (Weighted U.S. Average) | Methane (Co2 eq) | 39.7 | 0 | C
325199 | 1006644 | 2023 |  | GP-Beaumont Combustion Sources | Natural Gas (Weighted U.S. Average) | Nitrous Oxide | 0.159 | 0 | C
325199 | 1006644 | 2023 |  | GP-Beaumont Combustion Sources | Natural Gas (Weighted U.S. Average) | Nitrous Oxide (Co2 eq) | 47.3 | 0 | C
325199 | 1006656 | 2023 | Petrochemical process unit | Ethylene Oxide Process Unit |  | Carbon Dioxide | 28220.3 |  | X
325199 | 1006656 | 2023 | FLR (Flare) | Flare (EPN P-15) | Natural Gas (Weighted U.S. Average) | Carbon Dioxide Biogenic | 0 | 0 | C
325199 | 1006656 | 2023 | FLR (Flare) | Flare (EPN P-15) | Natural Gas (Weighted U.S. Average) | Carbon Dioxide Non-Biogenic | 9577.1 | 0 | C
325199 | 1006656 | 2023 | FLR (Flare) | Flare (EPN P-15) | Natural Gas (Weighted U.S. Average) | Carbon Dioxide Total | 9577.1 | 0 | C
325199 | 1006656 | 2023 | FLR (Flare) | Flare (EPN P-15) | Natural Gas (Weighted U.S. Average) | Methane | 0.18 | 0 | C
325199 | 1006656 | 2023 | FLR (Flare) | Flare (EPN P-15) | Natural Gas (Weighted U.S. Average) | Methane (Co2 eq) | 4.5 | 0 | C
325199 | 1006656 | 2023 | FLR (Flare) | Flare (EPN P-15) | Natural Gas (Weighted U.S. Average) | Nitrous Oxide | 0.018 | 0 | C
325199 | 1006656 | 2023 | FLR (Flare) | Flare (EPN P-15) | Natural Gas (Weighted U.S. Average) | Nitrous Oxide (Co2 eq) | 5.4 | 0 | C
325199 | 1006656 | 2023 | OB (Boiler, other) | Package Boiler, EPN P-25 | Natural Gas (Weighted U.S. Average) | Carbon Dioxide Biogenic | 0 | 0 | C
325199 | 1006656 | 2023 | OB (Boiler, other) | Package Boiler, EPN P-25 | Natural Gas (Weighted U.S. Average) | Carbon Dioxide Non-Biogenic | 8321.3 | 0 | C
325199 | 1006656 | 2023 | OB (Boiler, other) | Package Boiler, EPN P-25 | Natural Gas (Weighted U.S. Average) | Carbon Dioxide Total | 8321.3 | 0 | C
325199 | 1006656 | 2023 | OB (Boiler, other) | Package Boiler, EPN P-25 | Natural Gas (Weighted U.S. Average) | Methane | 0.16 | 0 | C
325199 | 1006656 | 2023 | OB (Boiler, other) | Package Boiler, EPN P-25 | Natural Gas (Weighted U.S. Average) | Methane (Co2 eq) | 3.9 | 0 | C
325199 | 1006656 | 2023 | OB (Boiler, other) | Package Boiler, EPN P-25 | Natural Gas (Weighted U.S. Average) | Nitrous Oxide | 0.016 | 0 | C
325199 | 1006656 | 2023 | OB (Boiler, other) | Package Boiler, EPN P-25 | Natural Gas (Weighted U.S. Average) | Nitrous Oxide (Co2 eq) | 4.7 | 0 | C
325193 | 1006662 | 2023 |  | GP-Energy Center | Natural Gas (Weighted U.S. Average) | Carbon Dioxide Biogenic | 0 | 0 | C
325193 | 1006662 | 2023 |  | GP-Energy Center | Natural Gas (Weighted U.S. Average) | Carbon Dioxide Non-Biogenic | 48649.4 | 0 | C
325193 | 1006662 | 2023 |  | GP-Energy Center | Natural Gas (Weighted U.S. Average) | Carbon Dioxide Total | 48649.4 | 0 | C
325193 | 1006662 | 2023 |  | GP-Energy Center | Natural Gas (Weighted U.S. Average) | Methane | 0.92 | 0 | C
325193 | 1006662 | 2023 |  | GP-Energy Center | Natural Gas (Weighted U.S. Average) | Methane (Co2 eq) | 22.9 | 0 | C
325193 | 1006662 | 2023 |  | GP-Energy Center | Natural Gas (Weighted U.S. Average) | Nitrous Oxide | 0.092 | 0 | C
325193 | 1006662 | 2023 |  | GP-Energy Center | Natural Gas (Weighted U.S. Average) | Nitrous Oxide (Co2 eq) | 27.3 | 0 | C
325180 | 1006664 | 2023 |  | GP- Silica Chicago Heights | Natural Gas (Weighted U.S. Average) | Carbon Dioxide Biogenic | 0 | 0 | C
325180 | 1006664 | 2023 |  | GP- Silica Chicago Heights | Natural Gas (Weighted U.S. Average) | Carbon Dioxide Non-Biogenic | 32635.9 | 0 | C
325180 | 1006664 | 2023 |  | GP- Silica Chicago Heights | Natural Gas (Weighted U.S. Average) | Carbon Dioxide Total | 32635.9 | 0 | C
325180 | 1006664 | 2023 |  | GP- Silica Chicago Heights | Natural Gas (Weighted U.S. Average) | Methane | 0.62 | 0 | C
325180 | 1006664 | 2023 |  | GP- Silica Chicago Heights | Natural Gas (Weighted U.S. Average) | Methane (Co2 eq) | 15.4 | 0 | C
325180 | 1006664 | 2023 |  | GP- Silica Chicago Heights | Natural Gas (Weighted U.S. Average) | Nitrous Oxide | 0.062 | 0 | C
325180 | 1006664 | 2023 |  | GP- Silica Chicago Heights | Natural Gas (Weighted U.S. Average) | Nitrous Oxide (Co2 eq) | 18.3 | 0 | C
325998 | 1006665 | 2023 |  | GP- #2 FO for Boilers | Distillate Fuel Oil No. 2 | Carbon Dioxide Biogenic | 0 | 4394 | C
325998 | 1006665 | 2023 |  | GP- #2 FO for Boilers | Distillate Fuel Oil No. 2 | Carbon Dioxide Non-Biogenic | 44.8 | 4394 | C
325998 | 1006665 | 2023 |  | GP- #2 FO for Boilers | Distillate Fuel Oil No. 2 | Carbon Dioxide Total | 44.8 | 4394 | C
325998 | 1006665 | 2023 |  | GP- #2 FO for Boilers | Distillate Fuel Oil No. 2 | Methane | 0 | 4394 | C
325998 | 1006665 | 2023 |  | GP- #2 FO for Boilers | Distillate Fuel Oil No. 2 | Methane (Co2 eq) | 0.1 | 4394 | C
325998 | 1006665 | 2023 |  | GP- #2 FO for Boilers | Distillate Fuel Oil No. 2 | Nitrous Oxide | 0 | 4394 | C
325998 | 1006665 | 2023 |  | GP- #2 FO for Boilers | Distillate Fuel Oil No. 2 | Nitrous Oxide (Co2 eq) | 0.1 | 4394 | C
325998 | 1006665 | 2023 |  | GP-NG Combustion | Natural Gas (Weighted U.S. Average) | Carbon Dioxide Biogenic | 0 | 0 | C
325998 | 1006665 | 2023 |  | GP-NG Combustion | Natural Gas (Weighted U.S. Average) | Carbon Dioxide Non-Biogenic | 34316.3 | 0 | C
325998 | 1006665 | 2023 |  | GP-NG Combustion | Natural Gas (Weighted U.S. Average) | Carbon Dioxide Total | 34316.3 | 0 | C
325998 | 1006665 | 2023 |  | GP-NG Combustion | Natural Gas (Weighted U.S. Average) | Methane | 0.65 | 0 | C
325998 | 1006665 | 2023 |  | GP-NG Combustion | Natural Gas (Weighted U.S. Average) | Methane (Co2 eq) | 16.2 | 0 | C
325998 | 1006665 | 2023 |  | GP-NG Combustion | Natural Gas (Weighted U.S. Average) | Nitrous Oxide | 0.065 | 0 | C
325998 | 1006665 | 2023 |  | GP-NG Combustion | Natural Gas (Weighted U.S. Average) | Nitrous Oxide (Co2 eq) | 19.3 | 0 | C
325998 | 1006665 | 2023 |  | GP-RICE & HEATERS | Distillate Fuel Oil No. 2 | Carbon Dioxide Biogenic | 0 | 15877.3 | C
325998 | 1006665 | 2023 |  | GP-RICE & HEATERS | Distillate Fuel Oil No. 2 | Carbon Dioxide Non-Biogenic | 162.1 | 15877.3 | C
325998 | 1006665 | 2023 |  | GP-RICE & HEATERS | Distillate Fuel Oil No. 2 | Carbon Dioxide Total | 162.1 | 15877.3 | C
325998 | 1006665 | 2023 |  | GP-RICE & HEATERS | Distillate Fuel Oil No. 2 | Methane | 0.01 | 15877.3 | C
325998 | 1006665 | 2023 |  | GP-RICE & HEATERS | Distillate Fuel Oil No. 2 | Methane (Co2 eq) | 0.2 | 15877.3 | C
325998 | 1006665 | 2023 |  | GP-RICE & HEATERS | Distillate Fuel Oil No. 2 | Nitrous Oxide | 0.001 | 15877.3 | C
325998 | 1006665 | 2023 |  | GP-RICE & HEATERS | Distillate Fuel Oil No. 2 | Nitrous Oxide (Co2 eq) | 0.4 | 15877.3 | C
325998 | 1006665 | 2023 |  | GP-RICE & HEATERS | Liquefied petroleum gases (LPG) | Carbon Dioxide Biogenic | 0 | 87351 | C
325998 | 1006665 | 2023 |  | GP-RICE & HEATERS | Liquefied petroleum gases (LPG) | Carbon Dioxide Non-Biogenic | 495.9 | 87351 | C
325998 | 1006665 | 2023 |  | GP-RICE & HEATERS | Liquefied petroleum gases (LPG) | Carbon Dioxide Total | 495.9 | 87351 | C
325998 | 1006665 | 2023 |  | GP-RICE & HEATERS | Liquefied petroleum gases (LPG) | Methane | 0.02 | 87351 | C
325998 | 1006665 | 2023 |  | GP-RICE & HEATERS | Liquefied petroleum gases (LPG) | Methane (Co2 eq) | 0.6 | 87351 | C
325998 | 1006665 | 2023 |  | GP-RICE & HEATERS | Liquefied petroleum gases (LPG) | Nitrous Oxide | 0.005 | 87351 | C
325998 | 1006665 | 2023 |  | GP-RICE & HEATERS | Liquefied petroleum gases (LPG) | Nitrous Oxide (Co2 eq) | 1.4 | 87351 | C
311411 | 1006667 | 2023 | F (Furnace) | Citrus Peel Dryer (EU 005) | Natural Gas (Weighted U.S. Average) | Carbon Dioxide Biogenic | 0 | 0 | C
311411 | 1006667 | 2023 | F (Furnace) | Citrus Peel Dryer (EU 005) | Natural Gas (Weighted U.S. Average) | Carbon Dioxide Non-Biogenic | 0 | 0 | C
311411 | 1006667 | 2023 | F (Furnace) | Citrus Peel Dryer (EU 005) | Natural Gas (Weighted U.S. Average) | Carbon Dioxide Total | 0 | 0 | C
311411 | 1006667 | 2023 | F (Furnace) | Citrus Peel Dryer (EU 005) | Natural Gas (Weighted U.S. Average) | Methane | 0 | 0 | C
311411 | 1006667 | 2023 | F (Furnace) | Citrus Peel Dryer (EU 005) | Natural Gas (Weighted U.S. Average) | Methane (Co2 eq) | 0 | 0 | C
311411 | 1006667 | 2023 | F (Furnace) | Citrus Peel Dryer (EU 005) | Natural Gas (Weighted U.S. Average) | Nitrous Oxide | 0 | 0 | C
311411 | 1006667 | 2023 | F (Furnace) | Citrus Peel Dryer (EU 005) | Natural Gas (Weighted U.S. Average) | Nitrous Oxide (Co2 eq) | 0 | 0 | C
311411 | 1006667 | 2023 |  | GP- Fuel billing meter records reconcile | Natural Gas (Weighted U.S. Average) | Carbon Dioxide Biogenic | 0 | 0 | C
311411 | 1006667 | 2023 |  | GP- Fuel billing meter records reconcile | Natural Gas (Weighted U.S. Average) | Carbon Dioxide Non-Biogenic | 3034.5 | 0 | C
311411 | 1006667 | 2023 |  | GP- Fuel billing meter records reconcile | Natural Gas (Weighted U.S. Average) | Carbon Dioxide Total | 3034.5 | 0 | C
311411 | 1006667 | 2023 |  | GP- Fuel billing meter records reconcile | Natural Gas (Weighted U.S. Average) | Methane | 0.06 | 0 | C
311411 | 1006667 | 2023 |  | GP- Fuel billing meter records reconcile | Natural Gas (Weighted U.S. Average) | Methane (Co2 eq) | 1.4 | 0 | C
311411 | 1006667 | 2023 |  | GP- Fuel billing meter records reconcile | Natural Gas (Weighted U.S. Average) | Nitrous Oxide | 0.006 | 0 | C
311411 | 1006667 | 2023 |  | GP- Fuel billing meter records reconcile | Natural Gas (Weighted U.S. Average) | Nitrous Oxide (Co2 eq) | 1.7 | 0 | C
311411 | 1006667 | 2023 | SCCT (CT (Turbine, simple cycle combustion)) | New Gas Turbine Cogen System EU 009 | Natural Gas (Weighted U.S. Average) | Carbon Dioxide Biogenic | 0 | 0 | C
311411 | 1006667 | 2023 | SCCT (CT (Turbine, simple cycle combustion)) | New Gas Turbine Cogen System EU 009 | Natural Gas (Weighted U.S. Average) | Carbon Dioxide Non-Biogenic | 19260.8 | 0 | C
311411 | 1006667 | 2023 | SCCT (CT (Turbine, simple cycle combustion)) | New Gas Turbine Cogen System EU 009 | Natural Gas (Weighted U.S. Average) | Carbon Dioxide Total | 19260.8 | 0 | C
311411 | 1006667 | 2023 | SCCT (CT (Turbine, simple cycle combustion)) | New Gas Turbine Cogen System EU 009 | Natural Gas (Weighted U.S. Average) | Methane | 0.36 | 0 | C
311411 | 1006667 | 2023 | SCCT (CT (Turbine, simple cycle combustion)) | New Gas Turbine Cogen System EU 009 | Natural Gas (Weighted U.S. Average) | Methane (Co2 eq) | 9.1 | 0 | C
311411 | 1006667 | 2023 | SCCT (CT (Turbine, simple cycle combustion)) | New Gas Turbine Cogen System EU 009 | Natural Gas (Weighted U.S. Average) | Nitrous Oxide | 0.036 | 0 | C
311411 | 1006667 | 2023 | SCCT (CT (Turbine, simple cycle combustion)) | New Gas Turbine Cogen System EU 009 | Natural Gas (Weighted U.S. Average) | Nitrous Oxide (Co2 eq) | 10.8 | 0 | C
311411 | 1006667 | 2023 | OB (Boiler, other) | Process Steam Boiler (EU 004) | Natural Gas (Weighted U.S. Average) | Carbon Dioxide Biogenic | 0 | 0 | C
311411 | 1006667 | 2023 | OB (Boiler, other) | Process Steam Boiler (EU 004) | Natural Gas (Weighted U.S. Average) | Carbon Dioxide Non-Biogenic | 0 | 0 | C
311411 | 1006667 | 2023 | OB (Boiler, other) | Process Steam Boiler (EU 004) | Natural Gas (Weighted U.S. Average) | Carbon Dioxide Total | 0 | 0 | C
311411 | 1006667 | 2023 | OB (Boiler, other) | Process Steam Boiler (EU 004) | Natural Gas (Weighted U.S. Average) | Methane | 0 | 0 | C
311411 | 1006667 | 2023 | OB (Boiler, other) | Process Steam Boiler (EU 004) | Natural Gas (Weighted U.S. Average) | Methane (Co2 eq) | 0 | 0 | C
311411 | 1006667 | 2023 | OB (Boiler, other) | Process Steam Boiler (EU 004) | Natural Gas (Weighted U.S. Average) | Nitrous Oxide | 0 | 0 | C
311411 | 1006667 | 2023 | OB (Boiler, other) | Process Steam Boiler (EU 004) | Natural Gas (Weighted U.S. Average) | Nitrous Oxide (Co2 eq) | 0 | 0 | C
322130 | 1006668 | 2023 | S (Stoker Boiler) | EPN1 | Natural Gas (Weighted U.S. Average) | Carbon Dioxide Biogenic | 0 | 0 | C
322130 | 1006668 | 2023 | S (Stoker Boiler) | EPN1 | Natural Gas (Weighted U.S. Average) | Carbon Dioxide Non-Biogenic | 151101.7 | 0 | C
322130 | 1006668 | 2023 | S (Stoker Boiler) | EPN1 | Natural Gas (Weighted U.S. Average) | Carbon Dioxide Total | 151101.7 | 0 | C
322130 | 1006668 | 2023 | S (Stoker Boiler) | EPN1 | Natural Gas (Weighted U.S. Average) | Methane | 2.85 | 0 | C
322130 | 1006668 | 2023 | S (Stoker Boiler) | EPN1 | Natural Gas (Weighted U.S. Average) | Methane (Co2 eq) | 71.2 | 0 | C
322130 | 1006668 | 2023 | S (Stoker Boiler) | EPN1 | Natural Gas (Weighted U.S. Average) | Nitrous Oxide | 0.285 | 0 | C
322130 | 1006668 | 2023 | S (Stoker Boiler) | EPN1 | Natural Gas (Weighted U.S. Average) | Nitrous Oxide (Co2 eq) | 84.9 | 0 | C
322130 | 1006668 | 2023 | S (Stoker Boiler) | EPN2 | Natural Gas (Weighted U.S. Average) | Carbon Dioxide Biogenic | 0 | 0 | C
322130 | 1006668 | 2023 | S (Stoker Boiler) | EPN2 | Natural Gas (Weighted U.S. Average) | Carbon Dioxide Non-Biogenic | 105160.7 | 0 | C
322130 | 1006668 | 2023 | S (Stoker Boiler) | EPN2 | Natural Gas (Weighted U.S. Average) | Carbon Dioxide Total | 105160.7 | 0 | C
322130 | 1006668 | 2023 | S (Stoker Boiler) | EPN2 | Natural Gas (Weighted U.S. Average) | Methane | 1.98 | 0 | C
322130 | 1006668 | 2023 | S (Stoker Boiler) | EPN2 | Natural Gas (Weighted U.S. Average) | Methane (Co2 eq) | 49.5 | 0 | C
322130 | 1006668 | 2023 | S (Stoker Boiler) | EPN2 | Natural Gas (Weighted U.S. Average) | Nitrous Oxide | 0.198 | 0 | C
322130 | 1006668 | 2023 | S (Stoker Boiler) | EPN2 | Natural Gas (Weighted U.S. Average) | Nitrous Oxide (Co2 eq) | 59.1 | 0 | C
322130 | 1006668 | 2023 | S (Stoker Boiler) | EPN2 | Wood and Wood Residuals (dry basis) | Carbon Dioxide Biogenic | 357428.3 | 0 | C
322130 | 1006668 | 2023 | S (Stoker Boiler) | EPN2 | Wood and Wood Residuals (dry basis) | Carbon Dioxide Non-Biogenic | 0 | 0 | C
322130 | 1006668 | 2023 | S (Stoker Boiler) | EPN2 | Wood and Wood Residuals (dry basis) | Carbon Dioxide Total | 357428.3 | 0 | C
322130 | 1006668 | 2023 | S (Stoker Boiler) | EPN2 | Wood and Wood Residuals (dry basis) | Methane | 27.44 | 0 | C
322130 | 1006668 | 2023 | S (Stoker Boiler) | EPN2 | Wood and Wood Residuals (dry basis) | Methane (Co2 eq) | 685.9 | 0 | C
322130 | 1006668 | 2023 | S (Stoker Boiler) | EPN2 | Wood and Wood Residuals (dry basis) | Nitrous Oxide | 13.718 | 0 | C
322130 | 1006668 | 2023 | S (Stoker Boiler) | EPN2 | Wood and Wood Residuals (dry basis) | Nitrous Oxide (Co2 eq) | 4087.9 | 0 | C
322130 | 1006668 | 2023 |  | GP-1 | Natural Gas (Weighted U.S. Average) | Carbon Dioxide Biogenic | 0 | 0 | C
322130 | 1006668 | 2023 |  | GP-1 | Natural Gas (Weighted U.S. Average) | Carbon Dioxide Non-Biogenic | 2344.3 | 0 | C
322130 | 1006668 | 2023 |  | GP-1 | Natural Gas (Weighted U.S. Average) | Carbon Dioxide Total | 2344.3 | 0 | C
322130 | 1006668 | 2023 |  | GP-1 | Natural Gas (Weighted U.S. Average) | Methane | 0.04 | 0 | C
322130 | 1006668 | 2023 |  | GP-1 | Natural Gas (Weighted U.S. Average) | Methane (Co2 eq) | 1.1 | 0 | C
322130 | 1006668 | 2023 |  | GP-1 | Natural Gas (Weighted U.S. Average) | Nitrous Oxide | 0.004 | 0 | C
322130 | 1006668 | 2023 |  | GP-1 | Natural Gas (Weighted U.S. Average) | Nitrous Oxide (Co2 eq) | 1.3 | 0 | C
322130 | 1006668 | 2023 |  | GP-3 | Propane | Carbon Dioxide Biogenic | 0 | 0 | C
322130 | 1006668 | 2023 |  | GP-3 | Propane | Carbon Dioxide Non-Biogenic | 6.7 | 0 | C
322130 | 1006668 | 2023 |  | GP-3 | Propane | Carbon Dioxide Total | 6.7 | 0 | C
322130 | 1006668 | 2023 |  | GP-3 | Propane | Methane | 0 | 0 | C
322130 | 1006668 | 2023 |  | GP-3 | Propane | Methane (Co2 eq) | 0 | 0 | C
322130 | 1006668 | 2023 |  | GP-3 | Propane | Nitrous Oxide | 0 | 0 | C
322130 | 1006668 | 2023 |  | GP-3 | Propane | Nitrous Oxide (Co2 eq) | 0 | 0 | C
322130 | 1006668 | 2023 | Pulp Mill Lime Kiln | LK1 |  | Carbon Dioxide Biogenic (Spent Liquor) | 0 |  | AA
322130 | 1006668 | 2023 | Pulp Mill Lime Kiln | LK1 |  | Carbon Dioxide Non-Biogenic | 19098.7 |  | AA
322130 | 1006668 | 2023 | Pulp Mill Lime Kiln | LK1 |  | Methane | 0.97 |  | AA
322130 | 1006668 | 2023 | Pulp Mill Lime Kiln | LK1 |  | Methane Spent Liquor | 0 |  | AA
322130 | 1006668 | 2023 | Pulp Mill Lime Kiln | LK1 |  | Nitrous Oxide | 0 |  | AA
322130 | 1006668 | 2023 | Pulp Mill Lime Kiln | LK1 |  | Nitrous Oxide Spent Liquor | 0 |  | AA
322130 | 1006668 | 2023 | Pulp Mill Lime Kiln | LK2 |  | Carbon Dioxide Biogenic (Spent Liquor) | 0 |  | AA
322130 | 1006668 | 2023 | Pulp Mill Lime Kiln | LK2 |  | Carbon Dioxide Non-Biogenic | 27707.5 |  | AA
322130 | 1006668 | 2023 | Pulp Mill Lime Kiln | LK2 |  | Methane | 1.41 |  | AA
322130 | 1006668 | 2023 | Pulp Mill Lime Kiln | LK2 |  | Methane Spent Liquor | 0 |  | AA
322130 | 1006668 | 2023 | Pulp Mill Lime Kiln | LK2 |  | Nitrous Oxide | 0 |  | AA
322130 | 1006668 | 2023 | Pulp Mill Lime Kiln | LK2 |  | Nitrous Oxide Spent Liquor | 0 |  | AA
322130 | 1006668 | 2023 | Chemical Recovery Furnace | RB1 |  | Carbon Dioxide Biogenic (Spent Liquor) | 372012.1 |  | AA | [9 empty] | 47 | 1978 | B&W | 3.4 |  | 2 | SR | 775 | 700 | 752
322130 | 1006668 | 2023 | Chemical Recovery Furnace | RB1 |  | Carbon Dioxide Non-Biogenic | 6291.1 |  | AA | [9 empty] | 47 | 1978 | B&W | 3.4 |  | 2 | SR | 775 | 700 | 752
322130 | 1006668 | 2023 | Chemical Recovery Furnace | RB1 |  | Methane | 0.12 |  | AA | [9 empty] | 47 | 1978 | B&W | 3.4 |  | 2 | SR | 775 | 700 | 752
322130 | 1006668 | 2023 | Chemical Recovery Furnace | RB1 |  | Methane Spent Liquor | 7.52 |  | AA | [9 empty] | 47 | 1978 | B&W | 3.4 |  | 2 | SR | 775 | 700 | 752
322130 | 1006668 | 2023 | Chemical Recovery Furnace | RB1 |  | Nitrous Oxide | 0.012 |  | AA | [9 empty] | 47 | 1978 | B&W | 3.4 |  | 2 | SR | 775 | 700 | 752
322130 | 1006668 | 2023 | Chemical Recovery Furnace | RB1 |  | Nitrous Oxide Spent Liquor | 1.661 |  | AA | [9 empty] | 47 | 1978 | B&W | 3.4 |  | 2 | SR | 775 | 700 | 752
322130 | 1006668 | 2023 | Chemical Recovery Furnace | RB2 |  | Carbon Dioxide Biogenic (Spent Liquor) | 823263.7 |  | AA | [9 empty] | 53 | 1972 | B&W | 2.25 |  | 2 | SR | 1200 | 1075 | 835
322130 | 1006668 | 2023 | Chemical Recovery Furnace | RB2 |  | Carbon Dioxide Non-Biogenic | 2433.4 |  | AA | [9 empty] | 53 | 1972 | B&W | 2.25 |  | 2 | SR | 1200 | 1075 | 835
322130 | 1006668 | 2023 | Chemical Recovery Furnace | RB2 |  | Methane | 0.05 |  | AA | [9 empty] | 53 | 1972 | B&W | 2.25 |  | 2 | SR | 1200 | 1075 | 835
322130 | 1006668 | 2023 | Chemical Recovery Furnace | RB2 |  | Methane Spent Liquor | 16.63 |  | AA | [9 empty] | 53 | 1972 | B&W | 2.25 |  | 2 | SR | 1200 | 1075 | 835
322130 | 1006668 | 2023 | Chemical Recovery Furnace | RB2 |  | Nitrous Oxide | 0.005 |  | AA | [9 empty] | 53 | 1972 | B&W | 2.25 |  | 2 | SR | 1200 | 1075 | 835
322130 | 1006668 | 2023 | Chemical Recovery Furnace | RB2 |  | Nitrous Oxide Spent Liquor | 3.676 |  | AA | [9 empty] | 53 | 1972 | B&W | 2.25 |  | 2 | SR | 1200 | 1075 | 835
325193 | 1006672 | 2023 |  | GP-Prairie Ethanol | Natural Gas (Weighted U.S. Average) | Carbon Dioxide Biogenic | 0 | 0 | C
325193 | 1006672 | 2023 |  | GP-Prairie Ethanol | Natural Gas (Weighted U.S. Average) | Carbon Dioxide Non-Biogenic | 107636.7 | 0 | C
325193 | 1006672 | 2023 |  | GP-Prairie Ethanol | Natural Gas (Weighted U.S. Average) | Carbon Dioxide Total | 107636.7 | 0 | C
325193 | 1006672 | 2023 |  | GP-Prairie Ethanol | Natural Gas (Weighted U.S. Average) | Methane | 2.03 | 0 | C
325193 | 1006672 | 2023 |  | GP-Prairie Ethanol | Natural Gas (Weighted U.S. Average) | Methane (Co2 eq) | 50.7 | 0 | C
325193 | 1006672 | 2023 |  | GP-Prairie Ethanol | Natural Gas (Weighted U.S. Average) | Nitrous Oxide | 0.203 | 0 | C
325193 | 1006672 | 2023 |  | GP-Prairie Ethanol | Natural Gas (Weighted U.S. Average) | Nitrous Oxide (Co2 eq) | 60.5 | 0 | C
325199 | 1006673 | 2023 |  | CP-incoming gas line to plant | Natural Gas (Weighted U.S. Average) | Carbon Dioxide Biogenic | 0 | 0 | C
325199 | 1006673 | 2023 |  | CP-incoming gas line to plant | Natural Gas (Weighted U.S. Average) | Carbon Dioxide Non-Biogenic | 22109.1 | 0 | C
325199 | 1006673 | 2023 |  | CP-incoming gas line to plant | Natural Gas (Weighted U.S. Average) | Carbon Dioxide Total | 22109.1 | 0 | C
325199 | 1006673 | 2023 |  | CP-incoming gas line to plant | Natural Gas (Weighted U.S. Average) | Methane | 0.42 | 0 | C
325199 | 1006673 | 2023 |  | CP-incoming gas line to plant | Natural Gas (Weighted U.S. Average) | Methane (Co2 eq) | 10.4 | 0 | C
325199 | 1006673 | 2023 |  | CP-incoming gas line to plant | Natural Gas (Weighted U.S. Average) | Nitrous Oxide | 0.042 | 0 | C
325199 | 1006673 | 2023 |  | CP-incoming gas line to plant | Natural Gas (Weighted U.S. Average) | Nitrous Oxide (Co2 eq) | 12.4 | 0 | C
325120 | 1006675 | 2023 |  | CP-F9985 | Natural Gas (Weighted U.S. Average) | Carbon Dioxide Biogenic | 0 | 0 | C
325120 | 1006675 | 2023 |  | CP-F9985 | Natural Gas (Weighted U.S. Average) | Carbon Dioxide Non-Biogenic | 29769.4 | 0 | C
325120 | 1006675 | 2023 |  | CP-F9985 | Natural Gas (Weighted U.S. Average) | Carbon Dioxide Total | 29769.4 | 0 | C
325120 | 1006675 | 2023 |  | CP-F9985 | Natural Gas (Weighted U.S. Average) | Methane | 0.56 | 0 | C
325120 | 1006675 | 2023 |  | CP-F9985 | Natural Gas (Weighted U.S. Average) | Methane (Co2 eq) | 14 | 0 | C
325120 | 1006675 | 2023 |  | CP-F9985 | Natural Gas (Weighted U.S. Average) | Nitrous Oxide | 0.056 | 0 | C
325120 | 1006675 | 2023 |  | CP-F9985 | Natural Gas (Weighted U.S. Average) | Nitrous Oxide (Co2 eq) | 16.7 | 0 | C
311611 | 1006690 | 2023 |  | GP-Combustion Units | Natural Gas (Weighted U.S. Average) | Carbon Dioxide Biogenic | 0 | 1105293000 | C
311611 | 1006690 | 2023 |  | GP-Combustion Units | Natural Gas (Weighted U.S. Average) | Carbon Dioxide Non-Biogenic | 60171.7 | 1105293000 | C
311611 | 1006690 | 2023 |  | GP-Combustion Units | Natural Gas (Weighted U.S. Average) | Carbon Dioxide Total | 60171.7 | 1105293000 | C
311611 | 1006690 | 2023 |  | GP-Combustion Units | Natural Gas (Weighted U.S. Average) | Methane | 1.13 | 1105293000 | C
311611 | 1006690 | 2023 |  | GP-Combustion Units | Natural Gas (Weighted U.S. Average) | Methane (Co2 eq) | 28.4 | 1105293000 | C
311611 | 1006690 | 2023 |  | GP-Combustion Units | Natural Gas (Weighted U.S. Average) | Nitrous Oxide | 0.113 | 1105293000 | C
311611 | 1006690 | 2023 |  | GP-Combustion Units | Natural Gas (Weighted U.S. Average) | Nitrous Oxide (Co2 eq) | 33.8 | 1105293000 | C
311611 | 1006690 | 2023 |  | GP-Combustion Units | Other Biomass Gases | Carbon Dioxide Biogenic | 6836.4 | 200446003 | C
311611 | 1006690 | 2023 |  | GP-Combustion Units | Other Biomass Gases | Carbon Dioxide Non-Biogenic | 0 | 200446003 | C
311611 | 1006690 | 2023 |  | GP-Combustion Units | Other Biomass Gases | Carbon Dioxide Total | 6836.4 | 200446003 | C
311611 | 1006690 | 2023 |  | GP-Combustion Units | Other Biomass Gases | Methane | 0.42 | 200446003 | C
311611 | 1006690 | 2023 |  | GP-Combustion Units | Other Biomass Gases | Methane (Co2 eq) | 10.5 | 200446003 | C
311611 | 1006690 | 2023 |  | GP-Combustion Units | Other Biomass Gases | Nitrous Oxide | 0.083 | 200446003 | C
311611 | 1006690 | 2023 |  | GP-Combustion Units | Other Biomass Gases | Nitrous Oxide (Co2 eq) | 24.6 | 200446003 | C
325211 | 1006691 | 2023 | CCCT (CC (Turbine, combined cycle)) | 012 | Natural Gas (Weighted U.S. Average) | Carbon Dioxide Biogenic | 0 | 0 | C
325211 | 1006691 | 2023 | CCCT (CC (Turbine, combined cycle)) | 012 | Natural Gas (Weighted U.S. Average) | Carbon Dioxide Non-Biogenic | 119217.3 | 0 | C
325211 | 1006691 | 2023 | CCCT (CC (Turbine, combined cycle)) | 012 | Natural Gas (Weighted U.S. Average) | Carbon Dioxide Total | 119217.3 | 0 | C
325211 | 1006691 | 2023 | CCCT (CC (Turbine, combined cycle)) | 012 | Natural Gas (Weighted U.S. Average) | Methane | 2.25 | 0 | C
325211 | 1006691 | 2023 | CCCT (CC (Turbine, combined cycle)) | 012 | Natural Gas (Weighted U.S. Average) | Methane (Co2 eq) | 56.2 | 0 | C
325211 | 1006691 | 2023 | CCCT (CC (Turbine, combined cycle)) | 012 | Natural Gas (Weighted U.S. Average) | Nitrous Oxide | 0.225 | 0 | C
325211 | 1006691 | 2023 | CCCT (CC (Turbine, combined cycle)) | 012 | Natural Gas (Weighted U.S. Average) | Nitrous Oxide (Co2 eq) | 67 | 0 | C
325211 | 1006691 | 2023 | F (Furnace) | 1001 | Fuel Gas | Carbon Dioxide Biogenic | 0 | 0 | C
325211 | 1006691 | 2023 | F (Furnace) | 1001 | Fuel Gas | Carbon Dioxide Non-Biogenic | 25981.3 | 0 | C
325211 | 1006691 | 2023 | F (Furnace) | 1001 | Fuel Gas | Carbon Dioxide Total | 25981.3 | 0 | C
325211 | 1006691 | 2023 | F (Furnace) | 1001 | Fuel Gas | Methane | 1.97 | 0 | C
325211 | 1006691 | 2023 | F (Furnace) | 1001 | Fuel Gas | Methane (Co2 eq) | 49.2 | 0 | C
325211 | 1006691 | 2023 | F (Furnace) | 1001 | Fuel Gas | Nitrous Oxide | 0.393 | 0 | C
325211 | 1006691 | 2023 | F (Furnace) | 1001 | Fuel Gas | Nitrous Oxide (Co2 eq) | 117.2 | 0 | C
325211 | 1006691 | 2023 | F (Furnace) | 1002 | Fuel Gas | Carbon Dioxide Biogenic | 0 | 0 | C
325211 | 1006691 | 2023 | F (Furnace) | 1002 | Fuel Gas | Carbon Dioxide Non-Biogenic | 28465.5 | 0 | C
325211 | 1006691 | 2023 | F (Furnace) | 1002 | Fuel Gas | Carbon Dioxide Total | 28465.5 | 0 | C
325211 | 1006691 | 2023 | F (Furnace) | 1002 | Fuel Gas | Methane | 2.12 | 0 | C
325211 | 1006691 | 2023 | F (Furnace) | 1002 | Fuel Gas | Methane (Co2 eq) | 52.9 | 0 | C
325211 | 1006691 | 2023 | F (Furnace) | 1002 | Fuel Gas | Nitrous Oxide | 0.423 | 0 | C
325211 | 1006691 | 2023 | F (Furnace) | 1002 | Fuel Gas | Nitrous Oxide (Co2 eq) | 126.1 | 0 | C
325211 | 1006691 | 2023 | F (Furnace) | 1003 | Fuel Gas | Carbon Dioxide Biogenic | 0 | 0 | C
325211 | 1006691 | 2023 | F (Furnace) | 1003 | Fuel Gas | Carbon Dioxide Non-Biogenic | 29288.2 | 0 | C
325211 | 1006691 | 2023 | F (Furnace) | 1003 | Fuel Gas | Carbon Dioxide Total | 29288.2 | 0 | C
325211 | 1006691 | 2023 | F (Furnace) | 1003 | Fuel Gas | Methane | 2.23 | 0 | C
325211 | 1006691 | 2023 | F (Furnace) | 1003 | Fuel Gas | Methane (Co2 eq) | 55.7 | 0 | C
325211 | 1006691 | 2023 | F (Furnace) | 1003 | Fuel Gas | Nitrous Oxide | 0.445 | 0 | C
325211 | 1006691 | 2023 | F (Furnace) | 1003 | Fuel Gas | Nitrous Oxide (Co2 eq) | 132.7 | 0 | C
325211 | 1006691 | 2023 | F (Furnace) | 1004 | Fuel Gas | Carbon Dioxide Biogenic | 0 | 0 | C
325211 | 1006691 | 2023 | F (Furnace) | 1004 | Fuel Gas | Carbon Dioxide Non-Biogenic | 25869.3 | 0 | C
325211 | 1006691 | 2023 | F (Furnace) | 1004 | Fuel Gas | Carbon Dioxide Total | 25869.3 | 0 | C
325211 | 1006691 | 2023 | F (Furnace) | 1004 | Fuel Gas | Methane | 1.97 | 0 | C
325211 | 1006691 | 2023 | F (Furnace) | 1004 | Fuel Gas | Methane (Co2 eq) | 49.3 | 0 | C
325211 | 1006691 | 2023 | F (Furnace) | 1004 | Fuel Gas | Nitrous Oxide | 0.394 | 0 | C
325211 | 1006691 | 2023 | F (Furnace) | 1004 | Fuel Gas | Nitrous Oxide (Co2 eq) | 117.6 | 0 | C
325211 | 1006691 | 2023 | F (Furnace) | 1005 | Fuel Gas | Carbon Dioxide Biogenic | 0 | 0 | C
325211 | 1006691 | 2023 | F (Furnace) | 1005 | Fuel Gas | Carbon Dioxide Non-Biogenic | 28862.9 | 0 | C
325211 | 1006691 | 2023 | F (Furnace) | 1005 | Fuel Gas | Carbon Dioxide Total | 28862.9 | 0 | C
325211 | 1006691 | 2023 | F (Furnace) | 1005 | Fuel Gas | Methane | 2.21 | 0 | C
325211 | 1006691 | 2023 | F (Furnace) | 1005 | Fuel Gas | Methane (Co2 eq) | 55.1 | 0 | C
325211 | 1006691 | 2023 | F (Furnace) | 1005 | Fuel Gas | Nitrous Oxide | 0.441 | 0 | C
325211 | 1006691 | 2023 | F (Furnace) | 1005 | Fuel Gas | Nitrous Oxide (Co2 eq) | 131.4 | 0 | C
325211 | 1006691 | 2023 | F (Furnace) | 1006 | Fuel Gas | Carbon Dioxide Biogenic | 0 | 0 | C
325211 | 1006691 | 2023 | F (Furnace) | 1006 | Fuel Gas | Carbon Dioxide Non-Biogenic | 27413.8 | 0 | C
325211 | 1006691 | 2023 | F (Furnace) | 1006 | Fuel Gas | Carbon Dioxide Total | 27413.8 | 0 | C
325211 | 1006691 | 2023 | F (Furnace) | 1006 | Fuel Gas | Methane | 2.1 | 0 | C
325211 | 1006691 | 2023 | F (Furnace) | 1006 | Fuel Gas | Methane (Co2 eq) | 52.4 | 0 | C
325211 | 1006691 | 2023 | F (Furnace) | 1006 | Fuel Gas | Nitrous Oxide | 0.419 | 0 | C
325211 | 1006691 | 2023 | F (Furnace) | 1006 | Fuel Gas | Nitrous Oxide (Co2 eq) | 124.9 | 0 | C
325211 | 1006691 | 2023 | F (Furnace) | 1007 | Fuel Gas | Carbon Dioxide Biogenic | 0 | 0 | C
325211 | 1006691 | 2023 | F (Furnace) | 1007 | Fuel Gas | Carbon Dioxide Non-Biogenic | 29319.3 | 0 | C
325211 | 1006691 | 2023 | F (Furnace) | 1007 | Fuel Gas | Carbon Dioxide Total | 29319.3 | 0 | C
325211 | 1006691 | 2023 | F (Furnace) | 1007 | Fuel Gas | Methane | 2.22 | 0 | C
325211 | 1006691 | 2023 | F (Furnace) | 1007 | Fuel Gas | Methane (Co2 eq) | 55.4 | 0 | C
325211 | 1006691 | 2023 | F (Furnace) | 1007 | Fuel Gas | Nitrous Oxide | 0.443 | 0 | C
325211 | 1006691 | 2023 | F (Furnace) | 1007 | Fuel Gas | Nitrous Oxide (Co2 eq) | 132 | 0 | C
325211 | 1006691 | 2023 | F (Furnace) | 1008 | Fuel Gas | Carbon Dioxide Biogenic | 0 | 0 | C
325211 | 1006691 | 2023 | F (Furnace) | 1008 | Fuel Gas | Carbon Dioxide Non-Biogenic | 24331.5 | 0 | C
325211 | 1006691 | 2023 | F (Furnace) | 1008 | Fuel Gas | Carbon Dioxide Total | 24331.5 | 0 | C
325211 | 1006691 | 2023 | F (Furnace) | 1008 | Fuel Gas | Methane | 1.87 | 0 | C
325211 | 1006691 | 2023 | F (Furnace) | 1008 | Fuel Gas | Methane (Co2 eq) | 46.6 | 0 | C
325211 | 1006691 | 2023 | F (Furnace) | 1008 | Fuel Gas | Nitrous Oxide | 0.373 | 0 | C
325211 | 1006691 | 2023 | F (Furnace) | 1008 | Fuel Gas | Nitrous Oxide (Co2 eq) | 111.2 | 0 | C
325211 | 1006691 | 2023 | F (Furnace) | 1009B | Fuel Gas | Carbon Dioxide Biogenic | 0 | 0 | C
325211 | 1006691 | 2023 | F (Furnace) | 1009B | Fuel Gas | Carbon Dioxide Non-Biogenic | 24817.2 | 0 | C
325211 | 1006691 | 2023 | F (Furnace) | 1009B | Fuel Gas | Carbon Dioxide Total | 24817.2 | 0 | C
325211 | 1006691 | 2023 | F (Furnace) | 1009B | Fuel Gas | Methane | 1.89 | 0 | C
325211 | 1006691 | 2023 | F (Furnace) | 1009B | Fuel Gas | Methane (Co2 eq) | 47.2 | 0 | C
325211 | 1006691 | 2023 | F (Furnace) | 1009B | Fuel Gas | Nitrous Oxide | 0.378 | 0 | C
325211 | 1006691 | 2023 | F (Furnace) | 1009B | Fuel Gas | Nitrous Oxide (Co2 eq) | 112.6 | 0 | C
325211 | 1006691 | 2023 | F (Furnace) | 1010B | Fuel Gas | Carbon Dioxide Biogenic | 0 | 0 | C
325211 | 1006691 | 2023 | F (Furnace) | 1010B | Fuel Gas | Carbon Dioxide Non-Biogenic | 32654.1 | 0 | C
325211 | 1006691 | 2023 | F (Furnace) | 1010B | Fuel Gas | Carbon Dioxide Total | 32654.1 | 0 | C
325211 | 1006691 | 2023 | F (Furnace) | 1010B | Fuel Gas | Methane | 2.5 | 0 | C
325211 | 1006691 | 2023 | F (Furnace) | 1010B | Fuel Gas | Methane (Co2 eq) | 62.5 | 0 | C
325211 | 1006691 | 2023 | F (Furnace) | 1010B | Fuel Gas | Nitrous Oxide | 0.5 | 0 | C
325211 | 1006691 | 2023 | F (Furnace) | 1010B | Fuel Gas | Nitrous Oxide (Co2 eq) | 149 | 0 | C
325211 | 1006691 | 2023 | F (Furnace) | 1011B | Fuel Gas | Carbon Dioxide Biogenic | 0 | 0 | C
325211 | 1006691 | 2023 | F (Furnace) | 1011B | Fuel Gas | Carbon Dioxide Non-Biogenic | 29459.9 | 0 | C
325211 | 1006691 | 2023 | F (Furnace) | 1011B | Fuel Gas | Carbon Dioxide Total | 29459.9 | 0 | C
325211 | 1006691 | 2023 | F (Furnace) | 1011B | Fuel Gas | Methane | 2.26 | 0 | C
325211 | 1006691 | 2023 | F (Furnace) | 1011B | Fuel Gas | Methane (Co2 eq) | 56.4 | 0 | C
325211 | 1006691 | 2023 | F (Furnace) | 1011B | Fuel Gas | Nitrous Oxide | 0.451 | 0 | C
325211 | 1006691 | 2023 | F (Furnace) | 1011B | Fuel Gas | Nitrous Oxide (Co2 eq) | 134.5 | 0 | C
325211 | 1006691 | 2023 | Flare | 1018 |  | Carbon Dioxide | 30486.8 |  | X
325211 | 1006691 | 2023 | Flare | 1018 |  | Methane | 184.11 |  | X
325211 | 1006691 | 2023 | Flare | 1018 |  | Nitrous Oxide | 0.305 |  | X
325211 | 1006691 | 2023 | Flare | 1051 |  | Carbon Dioxide | 761.8 |  | X
325211 | 1006691 | 2023 | Flare | 1051 |  | Methane | 2.3 |  | X
325211 | 1006691 | 2023 | Flare | 1051 |  | Nitrous Oxide | 0.008 |  | X
325211 | 1006691 | 2023 | F (Furnace) | 1054 | Fuel Gas | Carbon Dioxide Biogenic | 0 | 0 | C
325211 | 1006691 | 2023 | F (Furnace) | 1054 | Fuel Gas | Carbon Dioxide Non-Biogenic | 48247.2 | 0 | C
325211 | 1006691 | 2023 | F (Furnace) | 1054 | Fuel Gas | Carbon Dioxide Total | 48247.2 | 0 | C
325211 | 1006691 | 2023 | F (Furnace) | 1054 | Fuel Gas | Methane | 4.06 | 0 | C
325211 | 1006691 | 2023 | F (Furnace) | 1054 | Fuel Gas | Methane (Co2 eq) | 101.5 | 0 | C
325211 | 1006691 | 2023 | F (Furnace) | 1054 | Fuel Gas | Nitrous Oxide | 0.812 | 0 | C
325211 | 1006691 | 2023 | F (Furnace) | 1054 | Fuel Gas | Nitrous Oxide (Co2 eq) | 241.9 | 0 | C
325211 | 1006691 | 2023 | F (Furnace) | 1055 | Fuel Gas | Carbon Dioxide Biogenic | 0 | 0 | C
325211 | 1006691 | 2023 | F (Furnace) | 1055 | Fuel Gas | Carbon Dioxide Non-Biogenic | 46633.3 | 0 | C
325211 | 1006691 | 2023 | F (Furnace) | 1055 | Fuel Gas | Carbon Dioxide Total | 46633.3 | 0 | C
325211 | 1006691 | 2023 | F (Furnace) | 1055 | Fuel Gas | Methane | 3.91 | 0 | C
325211 | 1006691 | 2023 | F (Furnace) | 1055 | Fuel Gas | Methane (Co2 eq) | 97.7 | 0 | C
325211 | 1006691 | 2023 | F (Furnace) | 1055 | Fuel Gas | Nitrous Oxide | 0.782 | 0 | C
325211 | 1006691 | 2023 | F (Furnace) | 1055 | Fuel Gas | Nitrous Oxide (Co2 eq) | 232.9 | 0 | C
325211 | 1006691 | 2023 | F (Furnace) | 1056 | Fuel Gas | Carbon Dioxide Biogenic | 0 | 0 | C
325211 | 1006691 | 2023 | F (Furnace) | 1056 | Fuel Gas | Carbon Dioxide Non-Biogenic | 43365.9 | 0 | C
325211 | 1006691 | 2023 | F (Furnace) | 1056 | Fuel Gas | Carbon Dioxide Total | 43365.9 | 0 | C
325211 | 1006691 | 2023 | F (Furnace) | 1056 | Fuel Gas | Methane | 3.57 | 0 | C
325211 | 1006691 | 2023 | F (Furnace) | 1056 | Fuel Gas | Methane (Co2 eq) | 89.3 | 0 | C
325211 | 1006691 | 2023 | F (Furnace) | 1056 | Fuel Gas | Nitrous Oxide | 0.715 | 0 | C
325211 | 1006691 | 2023 | F (Furnace) | 1056 | Fuel Gas | Nitrous Oxide (Co2 eq) | 213 | 0 | C
325211 | 1006691 | 2023 | F (Furnace) | 1057 | Fuel Gas | Carbon Dioxide Biogenic | 0 | 0 | C
325211 | 1006691 | 2023 | F (Furnace) | 1057 | Fuel Gas | Carbon Dioxide Non-Biogenic | 44479.9 | 0 | C
325211 | 1006691 | 2023 | F (Furnace) | 1057 | Fuel Gas | Carbon Dioxide Total | 44479.9 | 0 | C
325211 | 1006691 | 2023 | F (Furnace) | 1057 | Fuel Gas | Methane | 3.71 | 0 | C
325211 | 1006691 | 2023 | F (Furnace) | 1057 | Fuel Gas | Methane (Co2 eq) | 92.8 | 0 | C
325211 | 1006691 | 2023 | F (Furnace) | 1057 | Fuel Gas | Nitrous Oxide | 0.743 | 0 | C
325211 | 1006691 | 2023 | F (Furnace) | 1057 | Fuel Gas | Nitrous Oxide (Co2 eq) | 221.3 | 0 | C
325211 | 1006691 | 2023 | F (Furnace) | 1058 | Fuel Gas | Carbon Dioxide Biogenic | 0 | 0 | C
325211 | 1006691 | 2023 | F (Furnace) | 1058 | Fuel Gas | Carbon Dioxide Non-Biogenic | 46326 | 0 | C
325211 | 1006691 | 2023 | F (Furnace) | 1058 | Fuel Gas | Carbon Dioxide Total | 46326 | 0 | C
325211 | 1006691 | 2023 | F (Furnace) | 1058 | Fuel Gas | Methane | 3.87 | 0 | C
325211 | 1006691 | 2023 | F (Furnace) | 1058 | Fuel Gas | Methane (Co2 eq) | 96.9 | 0 | C
325211 | 1006691 | 2023 | F (Furnace) | 1058 | Fuel Gas | Nitrous Oxide | 0.775 | 0 | C
325211 | 1006691 | 2023 | F (Furnace) | 1058 | Fuel Gas | Nitrous Oxide (Co2 eq) | 230.9 | 0 | C
325211 | 1006691 | 2023 | F (Furnace) | 1059 | Fuel Gas | Carbon Dioxide Biogenic | 0 | 0 | C
325211 | 1006691 | 2023 | F (Furnace) | 1059 | Fuel Gas | Carbon Dioxide Non-Biogenic | 47765.6 | 0 | C
325211 | 1006691 | 2023 | F (Furnace) | 1059 | Fuel Gas | Carbon Dioxide Total | 47765.6 | 0 | C
325211 | 1006691 | 2023 | F (Furnace) | 1059 | Fuel Gas | Methane | 4 | 0 | C
325211 | 1006691 | 2023 | F (Furnace) | 1059 | Fuel Gas | Methane (Co2 eq) | 100.1 | 0 | C
325211 | 1006691 | 2023 | F (Furnace) | 1059 | Fuel Gas | Nitrous Oxide | 0.801 | 0 | C
325211 | 1006691 | 2023 | F (Furnace) | 1059 | Fuel Gas | Nitrous Oxide (Co2 eq) | 238.7 | 0 | C
325211 | 1006691 | 2023 | F (Furnace) | 1060 | Fuel Gas | Carbon Dioxide Biogenic | 0 | 0 | C
325211 | 1006691 | 2023 | F (Furnace) | 1060 | Fuel Gas | Carbon Dioxide Non-Biogenic | 45370.8 | 0 | C
325211 | 1006691 | 2023 | F (Furnace) | 1060 | Fuel Gas | Carbon Dioxide Total | 45370.8 | 0 | C
325211 | 1006691 | 2023 | F (Furnace) | 1060 | Fuel Gas | Methane | 3.8 | 0 | C
325211 | 1006691 | 2023 | F (Furnace) | 1060 | Fuel Gas | Methane (Co2 eq) | 94.9 | 0 | C
325211 | 1006691 | 2023 | F (Furnace) | 1060 | Fuel Gas | Nitrous Oxide | 0.759 | 0 | C
325211 | 1006691 | 2023 | F (Furnace) | 1060 | Fuel Gas | Nitrous Oxide (Co2 eq) | 226.3 | 0 | C
325211 | 1006691 | 2023 | F (Furnace) | 1061 | Fuel Gas | Carbon Dioxide Biogenic | 0 | 0 | C
325211 | 1006691 | 2023 | F (Furnace) | 1061 | Fuel Gas | Carbon Dioxide Non-Biogenic | 44149.5 | 0 | C
325211 | 1006691 | 2023 | F (Furnace) | 1061 | Fuel Gas | Carbon Dioxide Total | 44149.5 | 0 | C
325211 | 1006691 | 2023 | F (Furnace) | 1061 | Fuel Gas | Methane | 3.7 | 0 | C
325211 | 1006691 | 2023 | F (Furnace) | 1061 | Fuel Gas | Methane (Co2 eq) | 92.5 | 0 | C
325211 | 1006691 | 2023 | F (Furnace) | 1061 | Fuel Gas | Nitrous Oxide | 0.74 | 0 | C
325211 | 1006691 | 2023 | F (Furnace) | 1061 | Fuel Gas | Nitrous Oxide (Co2 eq) | 220.5 | 0 | C
325211 | 1006691 | 2023 | F (Furnace) | 1062 | Fuel Gas | Carbon Dioxide Biogenic | 0 | 0 | C
325211 | 1006691 | 2023 | F (Furnace) | 1062 | Fuel Gas | Carbon Dioxide Non-Biogenic | 52368.5 | 0 | C
325211 | 1006691 | 2023 | F (Furnace) | 1062 | Fuel Gas | Carbon Dioxide Total | 52368.5 | 0 | C
325211 | 1006691 | 2023 | F (Furnace) | 1062 | Fuel Gas | Methane | 4.39 | 0 | C
325211 | 1006691 | 2023 | F (Furnace) | 1062 | Fuel Gas | Methane (Co2 eq) | 109.8 | 0 | C
325211 | 1006691 | 2023 | F (Furnace) | 1062 | Fuel Gas | Nitrous Oxide | 0.878 | 0 | C
325211 | 1006691 | 2023 | F (Furnace) | 1062 | Fuel Gas | Nitrous Oxide (Co2 eq) | 261.7 | 0 | C
325211 | 1006691 | 2023 | Flare | 1067 |  | Carbon Dioxide | 44996.3 |  | X
325211 | 1006691 | 2023 | Flare | 1067 |  | Methane | 269.39 |  | X
325211 | 1006691 | 2023 | Flare | 1067 |  | Nitrous Oxide | 0.45 |  | X
325211 | 1006691 | 2023 | Flare | 1087 |  | Carbon Dioxide | 49553.3 |  | X
325211 | 1006691 | 2023 | Flare | 1087 |  | Methane | 296.67 |  | X
325211 | 1006691 | 2023 | Flare | 1087 |  | Nitrous Oxide | 0.496 |  | X
325211 | 1006691 | 2023 | F (Furnace) | 1091 | Fuel Gas | Carbon Dioxide Biogenic | 0 | 0 | C
325211 | 1006691 | 2023 | F (Furnace) | 1091 | Fuel Gas | Carbon Dioxide Non-Biogenic | 35646.2 | 0 | C
325211 | 1006691 | 2023 | F (Furnace) | 1091 | Fuel Gas | Carbon Dioxide Total | 35646.2 | 0 | C
325211 | 1006691 | 2023 | F (Furnace) | 1091 | Fuel Gas | Methane | 3 | 0 | C
325211 | 1006691 | 2023 | F (Furnace) | 1091 | Fuel Gas | Methane (Co2 eq) | 75.1 | 0 | C
325211 | 1006691 | 2023 | F (Furnace) | 1091 | Fuel Gas | Nitrous Oxide | 0.601 | 0 | C
325211 | 1006691 | 2023 | F (Furnace) | 1091 | Fuel Gas | Nitrous Oxide (Co2 eq) | 179.1 | 0 | C
325211 | 1006691 | 2023 | SCCT (CT (Turbine, simple cycle combustion)) | 3U-7A | Natural Gas (Weighted U.S. Average) | Carbon Dioxide Biogenic | 0 | 0 | C
325211 | 1006691 | 2023 | SCCT (CT (Turbine, simple cycle combustion)) | 3U-7A | Natural Gas (Weighted U.S. Average) | Carbon Dioxide Non-Biogenic | 399671.7 | 0 | C
325211 | 1006691 | 2023 | SCCT (CT (Turbine, simple cycle combustion)) | 3U-7A | Natural Gas (Weighted U.S. Average) | Carbon Dioxide Total | 399671.7 | 0 | C
325211 | 1006691 | 2023 | SCCT (CT (Turbine, simple cycle combustion)) | 3U-7A | Natural Gas (Weighted U.S. Average) | Methane | 7.53 | 0 | C
325211 | 1006691 | 2023 | SCCT (CT (Turbine, simple cycle combustion)) | 3U-7A | Natural Gas (Weighted U.S. Average) | Methane (Co2 eq) | 188.3 | 0 | C
325211 | 1006691 | 2023 | SCCT (CT (Turbine, simple cycle combustion)) | 3U-7A | Natural Gas (Weighted U.S. Average) | Nitrous Oxide | 0.753 | 0 | C
325211 | 1006691 | 2023 | SCCT (CT (Turbine, simple cycle combustion)) | 3U-7A | Natural Gas (Weighted U.S. Average) | Nitrous Oxide (Co2 eq) | 224.5 | 0 | C
325211 | 1006691 | 2023 | SCCT (CT (Turbine, simple cycle combustion)) | 3U-7B | Natural Gas (Weighted U.S. Average) | Carbon Dioxide Biogenic | 0 | 0 | C
325211 | 1006691 | 2023 | SCCT (CT (Turbine, simple cycle combustion)) | 3U-7B | Natural Gas (Weighted U.S. Average) | Carbon Dioxide Non-Biogenic | 381437.6 | 0 | C
325211 | 1006691 | 2023 | SCCT (CT (Turbine, simple cycle combustion)) | 3U-7B | Natural Gas (Weighted U.S. Average) | Carbon Dioxide Total | 381437.6 | 0 | C
325211 | 1006691 | 2023 | SCCT (CT (Turbine, simple cycle combustion)) | 3U-7B | Natural Gas (Weighted U.S. Average) | Methane | 7.19 | 0 | C
325211 | 1006691 | 2023 | SCCT (CT (Turbine, simple cycle combustion)) | 3U-7B | Natural Gas (Weighted U.S. Average) | Methane (Co2 eq) | 179.7 | 0 | C
325211 | 1006691 | 2023 | SCCT (CT (Turbine, simple cycle combustion)) | 3U-7B | Natural Gas (Weighted U.S. Average) | Nitrous Oxide | 0.719 | 0 | C
325211 | 1006691 | 2023 | SCCT (CT (Turbine, simple cycle combustion)) | 3U-7B | Natural Gas (Weighted U.S. Average) | Nitrous Oxide (Co2 eq) | 214.2 | 0 | C
325211 | 1006691 | 2023 | ICI (Incinerator, commercial and industrial) | 6002C | Natural Gas (Weighted U.S. Average) | Carbon Dioxide Biogenic | 0 | 0 | C
325211 | 1006691 | 2023 | ICI (Incinerator, commercial and industrial) | 6002C | Natural Gas (Weighted U.S. Average) | Carbon Dioxide Non-Biogenic | 2525.8 | 0 | C
325211 | 1006691 | 2023 | ICI (Incinerator, commercial and industrial) | 6002C | Natural Gas (Weighted U.S. Average) | Carbon Dioxide Total | 2525.8 | 0 | C
325211 | 1006691 | 2023 | ICI (Incinerator, commercial and industrial) | 6002C | Natural Gas (Weighted U.S. Average) | Methane | 0.05 | 0 | C
325211 | 1006691 | 2023 | ICI (Incinerator, commercial and industrial) | 6002C | Natural Gas (Weighted U.S. Average) | Methane (Co2 eq) | 1.2 | 0 | C
325211 | 1006691 | 2023 | ICI (Incinerator, commercial and industrial) | 6002C | Natural Gas (Weighted U.S. Average) | Nitrous Oxide | 0.005 | 0 | C
325211 | 1006691 | 2023 | ICI (Incinerator, commercial and industrial) | 6002C | Natural Gas (Weighted U.S. Average) | Nitrous Oxide (Co2 eq) | 1.4 | 0 | C
325211 | 1006691 | 2023 | PRH (Process Heater) | 8001B | Fuel Gas | Carbon Dioxide Biogenic | 0 | 0 | C
325211 | 1006691 | 2023 | PRH (Process Heater) | 8001B | Fuel Gas | Carbon Dioxide Non-Biogenic | 48.5 | 0 | C
325211 | 1006691 | 2023 | PRH (Process Heater) | 8001B | Fuel Gas | Carbon Dioxide Total | 48.5 | 0 | C
325211 | 1006691 | 2023 | PRH (Process Heater) | 8001B | Fuel Gas | Methane | 0 | 0 | C
325211 | 1006691 | 2023 | PRH (Process Heater) | 8001B | Fuel Gas | Methane (Co2 eq) | 0.1 | 0 | C
325211 | 1006691 | 2023 | PRH (Process Heater) | 8001B | Fuel Gas | Nitrous Oxide | 0.001 | 0 | C
325211 | 1006691 | 2023 | PRH (Process Heater) | 8001B | Fuel Gas | Nitrous Oxide (Co2 eq) | 0.2 | 0 | C
325211 | 1006691 | 2023 | PRH (Process Heater) | 8002B | Fuel Gas | Carbon Dioxide Biogenic | 0 | 0 | C
325211 | 1006691 | 2023 | PRH (Process Heater) | 8002B | Fuel Gas | Carbon Dioxide Non-Biogenic | 468.7 | 0 | C
325211 | 1006691 | 2023 | PRH (Process Heater) | 8002B | Fuel Gas | Carbon Dioxide Total | 468.7 | 0 | C
325211 | 1006691 | 2023 | PRH (Process Heater) | 8002B | Fuel Gas | Methane | 0.03 | 0 | C
325211 | 1006691 | 2023 | PRH (Process Heater) | 8002B | Fuel Gas | Methane (Co2 eq) | 0.8 | 0 | C
325211 | 1006691 | 2023 | PRH (Process Heater) | 8002B | Fuel Gas | Nitrous Oxide | 0.006 | 0 | C
325211 | 1006691 | 2023 | PRH (Process Heater) | 8002B | Fuel Gas | Nitrous Oxide (Co2 eq) | 1.8 | 0 | C
325211 | 1006691 | 2023 | Flare | 8003B |  | Carbon Dioxide | 2925 |  | X
325211 | 1006691 | 2023 | Flare | 8003B |  | Methane | 0.15 |  | X
325211 | 1006691 | 2023 | Flare | 8003B |  | Nitrous Oxide | 0.029 |  | X
325211 | 1006691 | 2023 | ICI (Incinerator, commercial and industrial) | 8F-D02 | Fuel Gas | Carbon Dioxide Biogenic | 0 | 0 | C
325211 | 1006691 | 2023 | ICI (Incinerator, commercial and industrial) | 8F-D02 | Fuel Gas | Carbon Dioxide Non-Biogenic | 264.4 | 0 | C
325211 | 1006691 | 2023 | ICI (Incinerator, commercial and industrial) | 8F-D02 | Fuel Gas | Carbon Dioxide Total | 264.4 | 0 | C
325211 | 1006691 | 2023 | ICI (Incinerator, commercial and industrial) | 8F-D02 | Fuel Gas | Methane | 0.01 | 0 | C
325211 | 1006691 | 2023 | ICI (Incinerator, commercial and industrial) | 8F-D02 | Fuel Gas | Methane (Co2 eq) | 0.3 | 0 | C
325211 | 1006691 | 2023 | ICI (Incinerator, commercial and industrial) | 8F-D02 | Fuel Gas | Nitrous Oxide | 0.003 | 0 | C
325211 | 1006691 | 2023 | ICI (Incinerator, commercial and industrial) | 8F-D02 | Fuel Gas | Nitrous Oxide (Co2 eq) | 0.8 | 0 | C
325211 | 1006691 | 2023 | PD (Product or intermediate product dryer) | BD-B04 | Natural Gas (Weighted U.S. Average) | Carbon Dioxide Biogenic | 0 | 0 | C
325211 | 1006691 | 2023 | PD (Product or intermediate product dryer) | BD-B04 | Natural Gas (Weighted U.S. Average) | Carbon Dioxide Non-Biogenic | 560.3 | 0 | C
325211 | 1006691 | 2023 | PD (Product or intermediate product dryer) | BD-B04 | Natural Gas (Weighted U.S. Average) | Carbon Dioxide Total | 560.3 | 0 | C
325211 | 1006691 | 2023 | PD (Product or intermediate product dryer) | BD-B04 | Natural Gas (Weighted U.S. Average) | Methane | 0.01 | 0 | C
325211 | 1006691 | 2023 | PD (Product or intermediate product dryer) | BD-B04 | Natural Gas (Weighted U.S. Average) | Methane (Co2 eq) | 0.3 | 0 | C
325211 | 1006691 | 2023 | PD (Product or intermediate product dryer) | BD-B04 | Natural Gas (Weighted U.S. Average) | Nitrous Oxide | 0.001 | 0 | C
325211 | 1006691 | 2023 | PD (Product or intermediate product dryer) | BD-B04 | Natural Gas (Weighted U.S. Average) | Nitrous Oxide (Co2 eq) | 0.3 | 0 | C
325211 | 1006691 | 2023 |  | CP-910 | Natural Gas (Weighted U.S. Average) | Carbon Dioxide Biogenic | 0 | 0 | C
325211 | 1006691 | 2023 |  | CP-910 | Natural Gas (Weighted U.S. Average) | Carbon Dioxide Non-Biogenic | 446.8 | 0 | C
325211 | 1006691 | 2023 |  | CP-910 | Natural Gas (Weighted U.S. Average) | Carbon Dioxide Total | 446.8 | 0 | C
325211 | 1006691 | 2023 |  | CP-910 | Natural Gas (Weighted U.S. Average) | Methane | 0.01 | 0 | C
325211 | 1006691 | 2023 |  | CP-910 | Natural Gas (Weighted U.S. Average) | Methane (Co2 eq) | 0.2 | 0 | C
325211 | 1006691 | 2023 |  | CP-910 | Natural Gas (Weighted U.S. Average) | Nitrous Oxide | 0.001 | 0 | C
325211 | 1006691 | 2023 |  | CP-910 | Natural Gas (Weighted U.S. Average) | Nitrous Oxide (Co2 eq) | 0.3 | 0 | C
325211 | 1006691 | 2023 |  | CP-910A/B | Natural Gas (Weighted U.S. Average) | Carbon Dioxide Biogenic | 0 | 0 | C
325211 | 1006691 | 2023 |  | CP-910A/B | Natural Gas (Weighted U.S. Average) | Carbon Dioxide Non-Biogenic | 1546.4 | 0 | C
325211 | 1006691 | 2023 |  | CP-910A/B | Natural Gas (Weighted U.S. Average) | Carbon Dioxide Total | 1546.4 | 0 | C
325211 | 1006691 | 2023 |  | CP-910A/B | Natural Gas (Weighted U.S. Average) | Methane | 0.03 | 0 | C
325211 | 1006691 | 2023 |  | CP-910A/B | Natural Gas (Weighted U.S. Average) | Methane (Co2 eq) | 0.7 | 0 | C
325211 | 1006691 | 2023 |  | CP-910A/B | Natural Gas (Weighted U.S. Average) | Nitrous Oxide | 0.003 | 0 | C
325211 | 1006691 | 2023 |  | CP-910A/B | Natural Gas (Weighted U.S. Average) | Nitrous Oxide (Co2 eq) | 0.9 | 0 | C
325211 | 1006691 | 2023 |  | CP-EDC-01 | Natural Gas (Weighted U.S. Average) | Carbon Dioxide Biogenic | 0 | 0 | C
325211 | 1006691 | 2023 |  | CP-EDC-01 | Natural Gas (Weighted U.S. Average) | Carbon Dioxide Non-Biogenic | 4610.8 | 0 | C
325211 | 1006691 | 2023 |  | CP-EDC-01 | Natural Gas (Weighted U.S. Average) | Carbon Dioxide Total | 4610.8 | 0 | C
325211 | 1006691 | 2023 |  | CP-EDC-01 | Natural Gas (Weighted U.S. Average) | Methane | 0.09 | 0 | C
325211 | 1006691 | 2023 |  | CP-EDC-01 | Natural Gas (Weighted U.S. Average) | Methane (Co2 eq) | 2.2 | 0 | C
325211 | 1006691 | 2023 |  | CP-EDC-01 | Natural Gas (Weighted U.S. Average) | Nitrous Oxide | 0.009 | 0 | C
325211 | 1006691 | 2023 |  | CP-EDC-01 | Natural Gas (Weighted U.S. Average) | Nitrous Oxide (Co2 eq) | 2.6 | 0 | C
325211 | 1006691 | 2023 |  | CP-HDPEI-01 | Natural Gas (Weighted U.S. Average) | Carbon Dioxide Biogenic | 0 | 0 | C
325211 | 1006691 | 2023 |  | CP-HDPEI-01 | Natural Gas (Weighted U.S. Average) | Carbon Dioxide Non-Biogenic | 33467.1 | 0 | C
325211 | 1006691 | 2023 |  | CP-HDPEI-01 | Natural Gas (Weighted U.S. Average) | Carbon Dioxide Total | 33467.1 | 0 | C
325211 | 1006691 | 2023 |  | CP-HDPEI-01 | Natural Gas (Weighted U.S. Average) | Methane | 0.63 | 0 | C
325211 | 1006691 | 2023 |  | CP-HDPEI-01 | Natural Gas (Weighted U.S. Average) | Methane (Co2 eq) | 15.8 | 0 | C
325211 | 1006691 | 2023 |  | CP-HDPEI-01 | Natural Gas (Weighted U.S. Average) | Nitrous Oxide | 0.063 | 0 | C
325211 | 1006691 | 2023 |  | CP-HDPEI-01 | Natural Gas (Weighted U.S. Average) | Nitrous Oxide (Co2 eq) | 18.8 | 0 | C
325211 | 1006691 | 2023 |  | CP-Ll-01 | Natural Gas (Weighted U.S. Average) | Carbon Dioxide Biogenic | 0 | 0 | C
325211 | 1006691 | 2023 |  | CP-Ll-01 | Natural Gas (Weighted U.S. Average) | Carbon Dioxide Non-Biogenic | 0 | 0 | C
325211 | 1006691 | 2023 |  | CP-Ll-01 | Natural Gas (Weighted U.S. Average) | Carbon Dioxide Total | 0 | 0 | C
325211 | 1006691 | 2023 |  | CP-Ll-01 | Natural Gas (Weighted U.S. Average) | Methane | 0 | 0 | C
325211 | 1006691 | 2023 |  | CP-Ll-01 | Natural Gas (Weighted U.S. Average) | Methane (Co2 eq) | 0 | 0 | C
325211 | 1006691 | 2023 |  | CP-Ll-01 | Natural Gas (Weighted U.S. Average) | Nitrous Oxide | 0 | 0 | C
325211 | 1006691 | 2023 |  | CP-Ll-01 | Natural Gas (Weighted U.S. Average) | Nitrous Oxide (Co2 eq) | 0 | 0 | C
325211 | 1006691 | 2023 |  | CP-Natural Gas Users | Natural Gas (Weighted U.S. Average) | Carbon Dioxide Biogenic | 0 | 0 | C
325211 | 1006691 | 2023 |  | CP-Natural Gas Users | Natural Gas (Weighted U.S. Average) | Carbon Dioxide Non-Biogenic | 204189 | 0 | C
325211 | 1006691 | 2023 |  | CP-Natural Gas Users | Natural Gas (Weighted U.S. Average) | Carbon Dioxide Total | 204189 | 0 | C
325211 | 1006691 | 2023 |  | CP-Natural Gas Users | Natural Gas (Weighted U.S. Average) | Methane | 3.85 | 0 | C
325211 | 1006691 | 2023 |  | CP-Natural Gas Users | Natural Gas (Weighted U.S. Average) | Methane (Co2 eq) | 96.2 | 0 | C
325211 | 1006691 | 2023 |  | CP-Natural Gas Users | Natural Gas (Weighted U.S. Average) | Nitrous Oxide | 0.385 | 0 | C
325211 | 1006691 | 2023 |  | CP-Natural Gas Users | Natural Gas (Weighted U.S. Average) | Nitrous Oxide (Co2 eq) | 114.7 | 0 | C
325211 | 1006691 | 2023 |  | CP-UT-01 | Fuel Gas | Carbon Dioxide Biogenic | 0 | 0 | C
325211 | 1006691 | 2023 |  | CP-UT-01 | Fuel Gas | Carbon Dioxide Non-Biogenic | 0 | 0 | C
325211 | 1006691 | 2023 |  | CP-UT-01 | Fuel Gas | Carbon Dioxide Total | 0 | 0 | C
325211 | 1006691 | 2023 |  | CP-UT-01 | Fuel Gas | Methane | 0 | 0 | C
325211 | 1006691 | 2023 |  | CP-UT-01 | Fuel Gas | Methane (Co2 eq) | 0 | 0 | C
325211 | 1006691 | 2023 |  | CP-UT-01 | Fuel Gas | Nitrous Oxide | 0 | 0 | C
325211 | 1006691 | 2023 |  | CP-UT-01 | Fuel Gas | Nitrous Oxide (Co2 eq) | 0 | 0 | C
325211 | 1006691 | 2023 |  | CP-UT-01 |  | Carbon Dioxide Biogenic | 0 | 0 | C
325211 | 1006691 | 2023 |  | CP-UT-01 |  | Carbon Dioxide Non-Biogenic | 14873.6 | 0 | C
325211 | 1006691 | 2023 |  | CP-UT-01 |  | Carbon Dioxide Total | 14873.6 | 0 | C
325211 | 1006691 | 2023 |  | CP-UT-01 |  | Methane | 0 | 0 | C
325211 | 1006691 | 2023 |  | CP-UT-01 |  | Methane (Co2 eq) | 0 | 0 | C
325211 | 1006691 | 2023 |  | CP-UT-01 |  | Nitrous Oxide | 0 | 0 | C
325211 | 1006691 | 2023 |  | CP-UT-01 |  | Nitrous Oxide (Co2 eq) | 0 | 0 | C
325211 | 1006691 | 2023 |  | CP-UT-02 | Natural Gas (Weighted U.S. Average) | Carbon Dioxide Biogenic | 0 | 0 | C
325211 | 1006691 | 2023 |  | CP-UT-02 | Natural Gas (Weighted U.S. Average) | Carbon Dioxide Non-Biogenic | 1421153.3 | 0 | C
325211 | 1006691 | 2023 |  | CP-UT-02 | Natural Gas (Weighted U.S. Average) | Carbon Dioxide Total | 1421153.3 | 0 | C
325211 | 1006691 | 2023 |  | CP-UT-02 | Natural Gas (Weighted U.S. Average) | Methane | 26.78 | 0 | C
325211 | 1006691 | 2023 |  | CP-UT-02 | Natural Gas (Weighted U.S. Average) | Methane (Co2 eq) | 669.6 | 0 | C
325211 | 1006691 | 2023 |  | CP-UT-02 | Natural Gas (Weighted U.S. Average) | Nitrous Oxide | 2.678 | 0 | C
325211 | 1006691 | 2023 |  | CP-UT-02 | Natural Gas (Weighted U.S. Average) | Nitrous Oxide (Co2 eq) | 798.2 | 0 | C
325211 | 1006691 | 2023 |  | CP-UT-03 | Natural Gas (Weighted U.S. Average) | Carbon Dioxide Biogenic | 0 | 0 | C
325211 | 1006691 | 2023 |  | CP-UT-03 | Natural Gas (Weighted U.S. Average) | Carbon Dioxide Non-Biogenic | 322802.1 | 0 | C
325211 | 1006691 | 2023 |  | CP-UT-03 | Natural Gas (Weighted U.S. Average) | Carbon Dioxide Total | 322802.1 | 0 | C
325211 | 1006691 | 2023 |  | CP-UT-03 | Natural Gas (Weighted U.S. Average) | Methane | 6.08 | 0 | C
325211 | 1006691 | 2023 |  | CP-UT-03 | Natural Gas (Weighted U.S. Average) | Methane (Co2 eq) | 152.1 | 0 | C
325211 | 1006691 | 2023 |  | CP-UT-03 | Natural Gas (Weighted U.S. Average) | Nitrous Oxide | 0.608 | 0 | C
325211 | 1006691 | 2023 |  | CP-UT-03 | Natural Gas (Weighted U.S. Average) | Nitrous Oxide (Co2 eq) | 181.3 | 0 | C
325211 | 1006691 | 2023 | PD (Product or intermediate product dryer) | DD-B08 | Natural Gas (Weighted U.S. Average) | Carbon Dioxide Biogenic | 0 | 0 | C
325211 | 1006691 | 2023 | PD (Product or intermediate product dryer) | DD-B08 | Natural Gas (Weighted U.S. Average) | Carbon Dioxide Non-Biogenic | 3136.4 | 0 | C
325211 | 1006691 | 2023 | PD (Product or intermediate product dryer) | DD-B08 | Natural Gas (Weighted U.S. Average) | Carbon Dioxide Total | 3136.4 | 0 | C
325211 | 1006691 | 2023 | PD (Product or intermediate product dryer) | DD-B08 | Natural Gas (Weighted U.S. Average) | Methane | 0.06 | 0 | C
325211 | 1006691 | 2023 | PD (Product or intermediate product dryer) | DD-B08 | Natural Gas (Weighted U.S. Average) | Methane (Co2 eq) | 1.5 | 0 | C
325211 | 1006691 | 2023 | PD (Product or intermediate product dryer) | DD-B08 | Natural Gas (Weighted U.S. Average) | Nitrous Oxide | 0.006 | 0 | C
325211 | 1006691 | 2023 | PD (Product or intermediate product dryer) | DD-B08 | Natural Gas (Weighted U.S. Average) | Nitrous Oxide (Co2 eq) | 1.8 | 0 | C
325211 | 1006691 | 2023 | PD (Product or intermediate product dryer) | DD-B10 | Natural Gas (Weighted U.S. Average) | Carbon Dioxide Biogenic | 0 | 0 | C
325211 | 1006691 | 2023 | PD (Product or intermediate product dryer) | DD-B10 | Natural Gas (Weighted U.S. Average) | Carbon Dioxide Non-Biogenic | 3489.4 | 0 | C
325211 | 1006691 | 2023 | PD (Product or intermediate product dryer) | DD-B10 | Natural Gas (Weighted U.S. Average) | Carbon Dioxide Total | 3489.4 | 0 | C
325211 | 1006691 | 2023 | PD (Product or intermediate product dryer) | DD-B10 | Natural Gas (Weighted U.S. Average) | Methane | 0.07 | 0 | C
325211 | 1006691 | 2023 | PD (Product or intermediate product dryer) | DD-B10 | Natural Gas (Weighted U.S. Average) | Methane (Co2 eq) | 1.6 | 0 | C
325211 | 1006691 | 2023 | PD (Product or intermediate product dryer) | DD-B10 | Natural Gas (Weighted U.S. Average) | Nitrous Oxide | 0.007 | 0 | C
325211 | 1006691 | 2023 | PD (Product or intermediate product dryer) | DD-B10 | Natural Gas (Weighted U.S. Average) | Nitrous Oxide (Co2 eq) | 2 | 0 | C
325211 | 1006691 | 2023 | RTO (Regenerative thermal oxidizer) | EG2 RTO221 | Natural Gas (Weighted U.S. Average) | Carbon Dioxide Biogenic | 0 | 0 | C
325211 | 1006691 | 2023 | RTO (Regenerative thermal oxidizer) | EG2 RTO221 | Natural Gas (Weighted U.S. Average) | Carbon Dioxide Non-Biogenic | 156.3 | 0 | C
325211 | 1006691 | 2023 | RTO (Regenerative thermal oxidizer) | EG2 RTO221 | Natural Gas (Weighted U.S. Average) | Carbon Dioxide Total | 156.3 | 0 | C
325211 | 1006691 | 2023 | RTO (Regenerative thermal oxidizer) | EG2 RTO221 | Natural Gas (Weighted U.S. Average) | Methane | 0 | 0 | C
325211 | 1006691 | 2023 | RTO (Regenerative thermal oxidizer) | EG2 RTO221 | Natural Gas (Weighted U.S. Average) | Methane (Co2 eq) | 0.1 | 0 | C
325211 | 1006691 | 2023 | RTO (Regenerative thermal oxidizer) | EG2 RTO221 | Natural Gas (Weighted U.S. Average) | Nitrous Oxide | 0 | 0 | C
325211 | 1006691 | 2023 | RTO (Regenerative thermal oxidizer) | EG2 RTO221 | Natural Gas (Weighted U.S. Average) | Nitrous Oxide (Co2 eq) | 0.1 | 0 | C
325211 | 1006691 | 2023 | PRH (Process Heater) | H-601 | Natural Gas (Weighted U.S. Average) | Carbon Dioxide Biogenic | 0 | 0 | C
325211 | 1006691 | 2023 | PRH (Process Heater) | H-601 | Natural Gas (Weighted U.S. Average) | Carbon Dioxide Non-Biogenic | 1161.1 | 0 | C
325211 | 1006691 | 2023 | PRH (Process Heater) | H-601 | Natural Gas (Weighted U.S. Average) | Carbon Dioxide Total | 1161.1 | 0 | C
325211 | 1006691 | 2023 | PRH (Process Heater) | H-601 | Natural Gas (Weighted U.S. Average) | Methane | 0.02 | 0 | C
325211 | 1006691 | 2023 | PRH (Process Heater) | H-601 | Natural Gas (Weighted U.S. Average) | Methane (Co2 eq) | 0.5 | 0 | C
325211 | 1006691 | 2023 | PRH (Process Heater) | H-601 | Natural Gas (Weighted U.S. Average) | Nitrous Oxide | 0.002 | 0 | C
325211 | 1006691 | 2023 | PRH (Process Heater) | H-601 | Natural Gas (Weighted U.S. Average) | Nitrous Oxide (Co2 eq) | 0.7 | 0 | C
325211 | 1006691 | 2023 | ICI (Incinerator, commercial and industrial) | I-01 | Natural Gas (Weighted U.S. Average) | Carbon Dioxide Biogenic | 0 | 0 | C
325211 | 1006691 | 2023 | ICI (Incinerator, commercial and industrial) | I-01 | Natural Gas (Weighted U.S. Average) | Carbon Dioxide Non-Biogenic | 705.1 | 0 | C
325211 | 1006691 | 2023 | ICI (Incinerator, commercial and industrial) | I-01 | Natural Gas (Weighted U.S. Average) | Carbon Dioxide Total | 705.1 | 0 | C
325211 | 1006691 | 2023 | ICI (Incinerator, commercial and industrial) | I-01 | Natural Gas (Weighted U.S. Average) | Methane | 0.01 | 0 | C
325211 | 1006691 | 2023 | ICI (Incinerator, commercial and industrial) | I-01 | Natural Gas (Weighted U.S. Average) | Methane (Co2 eq) | 0.3 | 0 | C
325211 | 1006691 | 2023 | ICI (Incinerator, commercial and industrial) | I-01 | Natural Gas (Weighted U.S. Average) | Nitrous Oxide | 0.001 | 0 | C
325211 | 1006691 | 2023 | ICI (Incinerator, commercial and industrial) | I-01 | Natural Gas (Weighted U.S. Average) | Nitrous Oxide (Co2 eq) | 0.4 | 0 | C
325211 | 1006691 | 2023 | ICI (Incinerator, commercial and industrial) | I-02 | Natural Gas (Weighted U.S. Average) | Carbon Dioxide Biogenic | 0 | 0 | C
325211 | 1006691 | 2023 | ICI (Incinerator, commercial and industrial) | I-02 | Natural Gas (Weighted U.S. Average) | Carbon Dioxide Non-Biogenic | 137.2 | 0 | C
325211 | 1006691 | 2023 | ICI (Incinerator, commercial and industrial) | I-02 | Natural Gas (Weighted U.S. Average) | Carbon Dioxide Total | 137.2 | 0 | C
325211 | 1006691 | 2023 | ICI (Incinerator, commercial and industrial) | I-02 | Natural Gas (Weighted U.S. Average) | Methane | 0 | 0 | C
325211 | 1006691 | 2023 | ICI (Incinerator, commercial and industrial) | I-02 | Natural Gas (Weighted U.S. Average) | Methane (Co2 eq) | 0.1 | 0 | C
325211 | 1006691 | 2023 | ICI (Incinerator, commercial and industrial) | I-02 | Natural Gas (Weighted U.S. Average) | Nitrous Oxide | 0 | 0 | C
325211 | 1006691 | 2023 | ICI (Incinerator, commercial and industrial) | I-02 | Natural Gas (Weighted U.S. Average) | Nitrous Oxide (Co2 eq) | 0.1 | 0 | C
325211 | 1006691 | 2023 | RTO (Regenerative thermal oxidizer) | LD-022A | Natural Gas (Weighted U.S. Average) | Carbon Dioxide Biogenic | 0 | 0 | C
325211 | 1006691 | 2023 | RTO (Regenerative thermal oxidizer) | LD-022A | Natural Gas (Weighted U.S. Average) | Carbon Dioxide Non-Biogenic | 953.6 | 0 | C
325211 | 1006691 | 2023 | RTO (Regenerative thermal oxidizer) | LD-022A | Natural Gas (Weighted U.S. Average) | Carbon Dioxide Total | 953.6 | 0 | C
325211 | 1006691 | 2023 | RTO (Regenerative thermal oxidizer) | LD-022A | Natural Gas (Weighted U.S. Average) | Methane | 0.02 | 0 | C
325211 | 1006691 | 2023 | RTO (Regenerative thermal oxidizer) | LD-022A | Natural Gas (Weighted U.S. Average) | Methane (Co2 eq) | 0.4 | 0 | C
325211 | 1006691 | 2023 | RTO (Regenerative thermal oxidizer) | LD-022A | Natural Gas (Weighted U.S. Average) | Nitrous Oxide | 0.002 | 0 | C
325211 | 1006691 | 2023 | RTO (Regenerative thermal oxidizer) | LD-022A | Natural Gas (Weighted U.S. Average) | Nitrous Oxide (Co2 eq) | 0.5 | 0 | C
325211 | 1006691 | 2023 | RTO (Regenerative thermal oxidizer) | LD-022B | Natural Gas (Weighted U.S. Average) | Carbon Dioxide Biogenic | 0 | 0 | C
325211 | 1006691 | 2023 | RTO (Regenerative thermal oxidizer) | LD-022B | Natural Gas (Weighted U.S. Average) | Carbon Dioxide Non-Biogenic | 1534.2 | 0 | C
325211 | 1006691 | 2023 | RTO (Regenerative thermal oxidizer) | LD-022B | Natural Gas (Weighted U.S. Average) | Carbon Dioxide Total | 1534.2 | 0 | C
325211 | 1006691 | 2023 | RTO (Regenerative thermal oxidizer) | LD-022B | Natural Gas (Weighted U.S. Average) | Methane | 0.03 | 0 | C
325211 | 1006691 | 2023 | RTO (Regenerative thermal oxidizer) | LD-022B | Natural Gas (Weighted U.S. Average) | Methane (Co2 eq) | 0.7 | 0 | C
325211 | 1006691 | 2023 | RTO (Regenerative thermal oxidizer) | LD-022B | Natural Gas (Weighted U.S. Average) | Nitrous Oxide | 0.003 | 0 | C
325211 | 1006691 | 2023 | RTO (Regenerative thermal oxidizer) | LD-022B | Natural Gas (Weighted U.S. Average) | Nitrous Oxide (Co2 eq) | 0.9 | 0 | C
325211 | 1006691 | 2023 | F (Furnace) | N1011 | Fuel Gas | Carbon Dioxide Biogenic | 0 | 0 | C
325211 | 1006691 | 2023 | F (Furnace) | N1011 | Fuel Gas | Carbon Dioxide Non-Biogenic | 63415.9 | 0 | C
325211 | 1006691 | 2023 | F (Furnace) | N1011 | Fuel Gas | Carbon Dioxide Total | 63415.9 | 0 | C
325211 | 1006691 | 2023 | F (Furnace) | N1011 | Fuel Gas | Methane | 5.32 | 0 | C
325211 | 1006691 | 2023 | F (Furnace) | N1011 | Fuel Gas | Methane (Co2 eq) | 132.9 | 0 | C
325211 | 1006691 | 2023 | F (Furnace) | N1011 | Fuel Gas | Nitrous Oxide | 1.063 | 0 | C
325211 | 1006691 | 2023 | F (Furnace) | N1011 | Fuel Gas | Nitrous Oxide (Co2 eq) | 316.8 | 0 | C
325211 | 1006691 | 2023 | F (Furnace) | N1012 | Fuel Gas | Carbon Dioxide Biogenic | 0 | 0 | C
325211 | 1006691 | 2023 | F (Furnace) | N1012 | Fuel Gas | Carbon Dioxide Non-Biogenic | 62870.9 | 0 | C
325211 | 1006691 | 2023 | F (Furnace) | N1012 | Fuel Gas | Carbon Dioxide Total | 62870.9 | 0 | C
325211 | 1006691 | 2023 | F (Furnace) | N1012 | Fuel Gas | Methane | 5.28 | 0 | C
325211 | 1006691 | 2023 | F (Furnace) | N1012 | Fuel Gas | Methane (Co2 eq) | 131.9 | 0 | C
325211 | 1006691 | 2023 | F (Furnace) | N1012 | Fuel Gas | Nitrous Oxide | 1.056 | 0 | C
325211 | 1006691 | 2023 | F (Furnace) | N1012 | Fuel Gas | Nitrous Oxide (Co2 eq) | 314.6 | 0 | C
325211 | 1006691 | 2023 | OB (Boiler, other) | OL3-BOIL1 | Fuel Gas | Carbon Dioxide Biogenic | 0 | 0 | C
325211 | 1006691 | 2023 | OB (Boiler, other) | OL3-BOIL1 | Fuel Gas | Carbon Dioxide Non-Biogenic | 21049.9 | 0 | C
325211 | 1006691 | 2023 | OB (Boiler, other) | OL3-BOIL1 | Fuel Gas | Carbon Dioxide Total | 21049.9 | 0 | C
325211 | 1006691 | 2023 | OB (Boiler, other) | OL3-BOIL1 | Fuel Gas | Methane | 3.12 | 0 | C
325211 | 1006691 | 2023 | OB (Boiler, other) | OL3-BOIL1 | Fuel Gas | Methane (Co2 eq) | 78.1 | 0 | C
325211 | 1006691 | 2023 | OB (Boiler, other) | OL3-BOIL1 | Fuel Gas | Nitrous Oxide | 0.625 | 0 | C
325211 | 1006691 | 2023 | OB (Boiler, other) | OL3-BOIL1 | Fuel Gas | Nitrous Oxide (Co2 eq) | 186.2 | 0 | C
325211 | 1006691 | 2023 | OB (Boiler, other) | OL3-BOIL2 | Fuel Gas | Carbon Dioxide Biogenic | 0 | 0 | C
325211 | 1006691 | 2023 | OB (Boiler, other) | OL3-BOIL2 | Fuel Gas | Carbon Dioxide Non-Biogenic | 26649 | 0 | C
325211 | 1006691 | 2023 | OB (Boiler, other) | OL3-BOIL2 | Fuel Gas | Carbon Dioxide Total | 26649 | 0 | C
325211 | 1006691 | 2023 | OB (Boiler, other) | OL3-BOIL2 | Fuel Gas | Methane | 3.98 | 0 | C
325211 | 1006691 | 2023 | OB (Boiler, other) | OL3-BOIL2 | Fuel Gas | Methane (Co2 eq) | 99.5 | 0 | C
325211 | 1006691 | 2023 | OB (Boiler, other) | OL3-BOIL2 | Fuel Gas | Nitrous Oxide | 0.796 | 0 | C
325211 | 1006691 | 2023 | OB (Boiler, other) | OL3-BOIL2 | Fuel Gas | Nitrous Oxide (Co2 eq) | 237.3 | 0 | C
325211 | 1006691 | 2023 | OB (Boiler, other) | OL3-BOIL3 | Fuel Gas | Carbon Dioxide Biogenic | 0 | 0 | C
325211 | 1006691 | 2023 | OB (Boiler, other) | OL3-BOIL3 | Fuel Gas | Carbon Dioxide Non-Biogenic | 23403.3 | 0 | C
325211 | 1006691 | 2023 | OB (Boiler, other) | OL3-BOIL3 | Fuel Gas | Carbon Dioxide Total | 23403.3 | 0 | C
325211 | 1006691 | 2023 | OB (Boiler, other) | OL3-BOIL3 | Fuel Gas | Methane | 3.54 | 0 | C
325211 | 1006691 | 2023 | OB (Boiler, other) | OL3-BOIL3 | Fuel Gas | Methane (Co2 eq) | 88.4 | 0 | C
325211 | 1006691 | 2023 | OB (Boiler, other) | OL3-BOIL3 | Fuel Gas | Nitrous Oxide | 0.707 | 0 | C
325211 | 1006691 | 2023 | OB (Boiler, other) | OL3-BOIL3 | Fuel Gas | Nitrous Oxide (Co2 eq) | 210.8 | 0 | C
325211 | 1006691 | 2023 | OB (Boiler, other) | OL3-BOIL4 | Fuel Gas | Carbon Dioxide Biogenic | 0 | 0 | C
325211 | 1006691 | 2023 | OB (Boiler, other) | OL3-BOIL4 | Fuel Gas | Carbon Dioxide Non-Biogenic | 21915.1 | 0 | C
325211 | 1006691 | 2023 | OB (Boiler, other) | OL3-BOIL4 | Fuel Gas | Carbon Dioxide Total | 21915.1 | 0 | C
325211 | 1006691 | 2023 | OB (Boiler, other) | OL3-BOIL4 | Fuel Gas | Methane | 3.25 | 0 | C
325211 | 1006691 | 2023 | OB (Boiler, other) | OL3-BOIL4 | Fuel Gas | Methane (Co2 eq) | 81.3 | 0 | C
325211 | 1006691 | 2023 | OB (Boiler, other) | OL3-BOIL4 | Fuel Gas | Nitrous Oxide | 0.65 | 0 | C
325211 | 1006691 | 2023 | OB (Boiler, other) | OL3-BOIL4 | Fuel Gas | Nitrous Oxide (Co2 eq) | 193.8 | 0 | C
325211 | 1006691 | 2023 | Flare | OL3-FLRA |  | Carbon Dioxide | 5297.1 |  | X
325211 | 1006691 | 2023 | Flare | OL3-FLRA |  | Methane | 18.74 |  | X
325211 | 1006691 | 2023 | Flare | OL3-FLRA |  | Nitrous Oxide | 0.053 |  | X
325211 | 1006691 | 2023 | Flare | OL3-FLRB |  | Carbon Dioxide | 5297.1 |  | X
325211 | 1006691 | 2023 | Flare | OL3-FLRB |  | Methane | 18.74 |  | X
325211 | 1006691 | 2023 | Flare | OL3-FLRB |  | Nitrous Oxide | 0.053 |  | X
325211 | 1006691 | 2023 | Flare | OL3-FLRC |  | Carbon Dioxide | 211482.2 |  | X
325211 | 1006691 | 2023 | Flare | OL3-FLRC |  | Methane | 748.21 |  | X
325211 | 1006691 | 2023 | Flare | OL3-FLRC |  | Nitrous Oxide | 2.115 |  | X
325211 | 1006691 | 2023 | F (Furnace) | OL3-FUR1 | Fuel Gas | Carbon Dioxide Biogenic | 0 | 0 | C
325211 | 1006691 | 2023 | F (Furnace) | OL3-FUR1 | Fuel Gas | Carbon Dioxide Non-Biogenic | 50088.7 | 0 | C
325211 | 1006691 | 2023 | F (Furnace) | OL3-FUR1 | Fuel Gas | Carbon Dioxide Total | 50088.7 | 0 | C
325211 | 1006691 | 2023 | F (Furnace) | OL3-FUR1 | Fuel Gas | Methane | 4.38 | 0 | C
325211 | 1006691 | 2023 | F (Furnace) | OL3-FUR1 | Fuel Gas | Methane (Co2 eq) | 109.5 | 0 | C
325211 | 1006691 | 2023 | F (Furnace) | OL3-FUR1 | Fuel Gas | Nitrous Oxide | 0.876 | 0 | C
325211 | 1006691 | 2023 | F (Furnace) | OL3-FUR1 | Fuel Gas | Nitrous Oxide (Co2 eq) | 261.1 | 0 | C
325211 | 1006691 | 2023 | F (Furnace) | OL3-FUR10 | Fuel Gas | Carbon Dioxide Biogenic | 0 | 0 | C
325211 | 1006691 | 2023 | F (Furnace) | OL3-FUR10 | Fuel Gas | Carbon Dioxide Non-Biogenic | 58075.4 | 0 | C
325211 | 1006691 | 2023 | F (Furnace) | OL3-FUR10 | Fuel Gas | Carbon Dioxide Total | 58075.4 | 0 | C
325211 | 1006691 | 2023 | F (Furnace) | OL3-FUR10 | Fuel Gas | Methane | 5.1 | 0 | C
325211 | 1006691 | 2023 | F (Furnace) | OL3-FUR10 | Fuel Gas | Methane (Co2 eq) | 127.4 | 0 | C
325211 | 1006691 | 2023 | F (Furnace) | OL3-FUR10 | Fuel Gas | Nitrous Oxide | 1.019 | 0 | C
325211 | 1006691 | 2023 | F (Furnace) | OL3-FUR10 | Fuel Gas | Nitrous Oxide (Co2 eq) | 303.7 | 0 | C
325211 | 1006691 | 2023 | F (Furnace) | OL3-FUR11 | Fuel Gas | Carbon Dioxide Biogenic | 0 | 0 | C
325211 | 1006691 | 2023 | F (Furnace) | OL3-FUR11 | Fuel Gas | Carbon Dioxide Non-Biogenic | 55873.2 | 0 | C
325211 | 1006691 | 2023 | F (Furnace) | OL3-FUR11 | Fuel Gas | Carbon Dioxide Total | 55873.2 | 0 | C
325211 | 1006691 | 2023 | F (Furnace) | OL3-FUR11 | Fuel Gas | Methane | 4.9 | 0 | C
325211 | 1006691 | 2023 | F (Furnace) | OL3-FUR11 | Fuel Gas | Methane (Co2 eq) | 122.6 | 0 | C
325211 | 1006691 | 2023 | F (Furnace) | OL3-FUR11 | Fuel Gas | Nitrous Oxide | 0.981 | 0 | C
325211 | 1006691 | 2023 | F (Furnace) | OL3-FUR11 | Fuel Gas | Nitrous Oxide (Co2 eq) | 292.3 | 0 | C
325211 | 1006691 | 2023 | F (Furnace) | OL3-FUR12 | Fuel Gas | Carbon Dioxide Biogenic | 0 | 0 | C
325211 | 1006691 | 2023 | F (Furnace) | OL3-FUR12 | Fuel Gas | Carbon Dioxide Non-Biogenic | 55735 | 0 | C
325211 | 1006691 | 2023 | F (Furnace) | OL3-FUR12 | Fuel Gas | Carbon Dioxide Total | 55735 | 0 | C
325211 | 1006691 | 2023 | F (Furnace) | OL3-FUR12 | Fuel Gas | Methane | 4.92 | 0 | C
325211 | 1006691 | 2023 | F (Furnace) | OL3-FUR12 | Fuel Gas | Methane (Co2 eq) | 123 | 0 | C
325211 | 1006691 | 2023 | F (Furnace) | OL3-FUR12 | Fuel Gas | Nitrous Oxide | 0.984 | 0 | C
325211 | 1006691 | 2023 | F (Furnace) | OL3-FUR12 | Fuel Gas | Nitrous Oxide (Co2 eq) | 293.2 | 0 | C
325211 | 1006691 | 2023 | F (Furnace) | OL3-FUR13 | Fuel Gas | Carbon Dioxide Biogenic | 0 | 0 | C
325211 | 1006691 | 2023 | F (Furnace) | OL3-FUR13 | Fuel Gas | Carbon Dioxide Non-Biogenic | 55910.1 | 0 | C
325211 | 1006691 | 2023 | F (Furnace) | OL3-FUR13 | Fuel Gas | Carbon Dioxide Total | 55910.1 | 0 | C
325211 | 1006691 | 2023 | F (Furnace) | OL3-FUR13 | Fuel Gas | Methane | 4.93 | 0 | C
325211 | 1006691 | 2023 | F (Furnace) | OL3-FUR13 | Fuel Gas | Methane (Co2 eq) | 123.2 | 0 | C
325211 | 1006691 | 2023 | F (Furnace) | OL3-FUR13 | Fuel Gas | Nitrous Oxide | 0.985 | 0 | C
325211 | 1006691 | 2023 | F (Furnace) | OL3-FUR13 | Fuel Gas | Nitrous Oxide (Co2 eq) | 293.6 | 0 | C
325211 | 1006691 | 2023 | F (Furnace) | OL3-FUR14 | Fuel Gas | Carbon Dioxide Biogenic | 0 | 0 | C
325211 | 1006691 | 2023 | F (Furnace) | OL3-FUR14 | Fuel Gas | Carbon Dioxide Non-Biogenic | 50638.3 | 0 | C
325211 | 1006691 | 2023 | F (Furnace) | OL3-FUR14 | Fuel Gas | Carbon Dioxide Total | 50638.3 | 0 | C
325211 | 1006691 | 2023 | F (Furnace) | OL3-FUR14 | Fuel Gas | Methane | 4.47 | 0 | C
325211 | 1006691 | 2023 | F (Furnace) | OL3-FUR14 | Fuel Gas | Methane (Co2 eq) | 111.7 | 0 | C
325211 | 1006691 | 2023 | F (Furnace) | OL3-FUR14 | Fuel Gas | Nitrous Oxide | 0.894 | 0 | C
325211 | 1006691 | 2023 | F (Furnace) | OL3-FUR14 | Fuel Gas | Nitrous Oxide (Co2 eq) | 266.3 | 0 | C
325211 | 1006691 | 2023 | F (Furnace) | OL3-FUR2 | Fuel Gas | Carbon Dioxide Biogenic | 0 | 0 | C
325211 | 1006691 | 2023 | F (Furnace) | OL3-FUR2 | Fuel Gas | Carbon Dioxide Non-Biogenic | 58973.2 | 0 | C
325211 | 1006691 | 2023 | F (Furnace) | OL3-FUR2 | Fuel Gas | Carbon Dioxide Total | 58973.2 | 0 | C
325211 | 1006691 | 2023 | F (Furnace) | OL3-FUR2 | Fuel Gas | Methane | 5.16 | 0 | C
325211 | 1006691 | 2023 | F (Furnace) | OL3-FUR2 | Fuel Gas | Methane (Co2 eq) | 128.9 | 0 | C
325211 | 1006691 | 2023 | F (Furnace) | OL3-FUR2 | Fuel Gas | Nitrous Oxide | 1.031 | 0 | C
325211 | 1006691 | 2023 | F (Furnace) | OL3-FUR2 | Fuel Gas | Nitrous Oxide (Co2 eq) | 307.3 | 0 | C
325211 | 1006691 | 2023 | F (Furnace) | OL3-FUR3 | Fuel Gas | Carbon Dioxide Biogenic | 0 | 0 | C
325211 | 1006691 | 2023 | F (Furnace) | OL3-FUR3 | Fuel Gas | Carbon Dioxide Non-Biogenic | 54240.6 | 0 | C
325211 | 1006691 | 2023 | F (Furnace) | OL3-FUR3 | Fuel Gas | Carbon Dioxide Total | 54240.6 | 0 | C
325211 | 1006691 | 2023 | F (Furnace) | OL3-FUR3 | Fuel Gas | Methane | 4.79 | 0 | C
325211 | 1006691 | 2023 | F (Furnace) | OL3-FUR3 | Fuel Gas | Methane (Co2 eq) | 119.7 | 0 | C
325211 | 1006691 | 2023 | F (Furnace) | OL3-FUR3 | Fuel Gas | Nitrous Oxide | 0.958 | 0 | C
325211 | 1006691 | 2023 | F (Furnace) | OL3-FUR3 | Fuel Gas | Nitrous Oxide (Co2 eq) | 285.4 | 0 | C
325211 | 1006691 | 2023 | F (Furnace) | OL3-FUR4 | Fuel Gas | Carbon Dioxide Biogenic | 0 | 0 | C
325211 | 1006691 | 2023 | F (Furnace) | OL3-FUR4 | Fuel Gas | Carbon Dioxide Non-Biogenic | 55117.3 | 0 | C
325211 | 1006691 | 2023 | F (Furnace) | OL3-FUR4 | Fuel Gas | Carbon Dioxide Total | 55117.3 | 0 | C
325211 | 1006691 | 2023 | F (Furnace) | OL3-FUR4 | Fuel Gas | Methane | 4.83 | 0 | C
325211 | 1006691 | 2023 | F (Furnace) | OL3-FUR4 | Fuel Gas | Methane (Co2 eq) | 120.8 | 0 | C
325211 | 1006691 | 2023 | F (Furnace) | OL3-FUR4 | Fuel Gas | Nitrous Oxide | 0.967 | 0 | C
325211 | 1006691 | 2023 | F (Furnace) | OL3-FUR4 | Fuel Gas | Nitrous Oxide (Co2 eq) | 288.1 | 0 | C
325211 | 1006691 | 2023 | F (Furnace) | OL3-FUR5 | Fuel Gas | Carbon Dioxide Biogenic | 0 | 0 | C
325211 | 1006691 | 2023 | F (Furnace) | OL3-FUR5 | Fuel Gas | Carbon Dioxide Non-Biogenic | 51486.6 | 0 | C
325211 | 1006691 | 2023 | F (Furnace) | OL3-FUR5 | Fuel Gas | Carbon Dioxide Total | 51486.6 | 0 | C
325211 | 1006691 | 2023 | F (Furnace) | OL3-FUR5 | Fuel Gas | Methane | 4.54 | 0 | C
325211 | 1006691 | 2023 | F (Furnace) | OL3-FUR5 | Fuel Gas | Methane (Co2 eq) | 113.5 | 0 | C
325211 | 1006691 | 2023 | F (Furnace) | OL3-FUR5 | Fuel Gas | Nitrous Oxide | 0.908 | 0 | C
325211 | 1006691 | 2023 | F (Furnace) | OL3-FUR5 | Fuel Gas | Nitrous Oxide (Co2 eq) | 270.6 | 0 | C
325211 | 1006691 | 2023 | F (Furnace) | OL3-FUR6 | Fuel Gas | Carbon Dioxide Biogenic | 0 | 0 | C
325211 | 1006691 | 2023 | F (Furnace) | OL3-FUR6 | Fuel Gas | Carbon Dioxide Non-Biogenic | 53791.6 | 0 | C
325211 | 1006691 | 2023 | F (Furnace) | OL3-FUR6 | Fuel Gas | Carbon Dioxide Total | 53791.6 | 0 | C
325211 | 1006691 | 2023 | F (Furnace) | OL3-FUR6 | Fuel Gas | Methane | 4.76 | 0 | C
325211 | 1006691 | 2023 | F (Furnace) | OL3-FUR6 | Fuel Gas | Methane (Co2 eq) | 118.9 | 0 | C
325211 | 1006691 | 2023 | F (Furnace) | OL3-FUR6 | Fuel Gas | Nitrous Oxide | 0.951 | 0 | C
325211 | 1006691 | 2023 | F (Furnace) | OL3-FUR6 | Fuel Gas | Nitrous Oxide (Co2 eq) | 283.5 | 0 | C
325211 | 1006691 | 2023 | F (Furnace) | OL3-FUR7 | Fuel Gas | Carbon Dioxide Biogenic | 0 | 0 | C
325211 | 1006691 | 2023 | F (Furnace) | OL3-FUR7 | Fuel Gas | Carbon Dioxide Non-Biogenic | 49904.6 | 0 | C
325211 | 1006691 | 2023 | F (Furnace) | OL3-FUR7 | Fuel Gas | Carbon Dioxide Total | 49904.6 | 0 | C
325211 | 1006691 | 2023 | F (Furnace) | OL3-FUR7 | Fuel Gas | Methane | 4.38 | 0 | C
325211 | 1006691 | 2023 | F (Furnace) | OL3-FUR7 | Fuel Gas | Methane (Co2 eq) | 109.6 | 0 | C
325211 | 1006691 | 2023 | F (Furnace) | OL3-FUR7 | Fuel Gas | Nitrous Oxide | 0.877 | 0 | C
325211 | 1006691 | 2023 | F (Furnace) | OL3-FUR7 | Fuel Gas | Nitrous Oxide (Co2 eq) | 261.3 | 0 | C
325211 | 1006691 | 2023 | F (Furnace) | OL3-FUR8 | Fuel Gas | Carbon Dioxide Biogenic | 0 | 0 | C
325211 | 1006691 | 2023 | F (Furnace) | OL3-FUR8 | Fuel Gas | Carbon Dioxide Non-Biogenic | 55823 | 0 | C
325211 | 1006691 | 2023 | F (Furnace) | OL3-FUR8 | Fuel Gas | Carbon Dioxide Total | 55823 | 0 | C
325211 | 1006691 | 2023 | F (Furnace) | OL3-FUR8 | Fuel Gas | Methane | 4.95 | 0 | C
325211 | 1006691 | 2023 | F (Furnace) | OL3-FUR8 | Fuel Gas | Methane (Co2 eq) | 123.6 | 0 | C
325211 | 1006691 | 2023 | F (Furnace) | OL3-FUR8 | Fuel Gas | Nitrous Oxide | 0.989 | 0 | C
325211 | 1006691 | 2023 | F (Furnace) | OL3-FUR8 | Fuel Gas | Nitrous Oxide (Co2 eq) | 294.7 | 0 | C
325211 | 1006691 | 2023 | F (Furnace) | OL3-FUR9 | Fuel Gas | Carbon Dioxide Biogenic | 0 | 0 | C
325211 | 1006691 | 2023 | F (Furnace) | OL3-FUR9 | Fuel Gas | Carbon Dioxide Non-Biogenic | 55947.6 | 0 | C
325211 | 1006691 | 2023 | F (Furnace) | OL3-FUR9 | Fuel Gas | Carbon Dioxide Total | 55947.6 | 0 | C
325211 | 1006691 | 2023 | F (Furnace) | OL3-FUR9 | Fuel Gas | Methane | 4.93 | 0 | C
325211 | 1006691 | 2023 | F (Furnace) | OL3-FUR9 | Fuel Gas | Methane (Co2 eq) | 123.1 | 0 | C
325211 | 1006691 | 2023 | F (Furnace) | OL3-FUR9 | Fuel Gas | Nitrous Oxide | 0.985 | 0 | C
325211 | 1006691 | 2023 | F (Furnace) | OL3-FUR9 | Fuel Gas | Nitrous Oxide (Co2 eq) | 293.5 | 0 | C
325211 | 1006691 | 2023 | Flare | OL3-VCU1 |  | Carbon Dioxide | 2829.5 |  | X
325211 | 1006691 | 2023 | Flare | OL3-VCU1 |  | Methane | 10.01 |  | X
325211 | 1006691 | 2023 | Flare | OL3-VCU1 |  | Nitrous Oxide | 0.028 |  | X
325211 | 1006691 | 2023 | Flare | OL3-VCU2 |  | Carbon Dioxide | 3733.2 |  | X
325211 | 1006691 | 2023 | Flare | OL3-VCU2 |  | Methane | 13.21 |  | X
325211 | 1006691 | 2023 | Flare | OL3-VCU2 |  | Nitrous Oxide | 0.037 |  | X
325211 | 1006691 | 2023 | ICI (Incinerator, commercial and industrial) | PE3-11A | Natural Gas (Weighted U.S. Average) | Carbon Dioxide Biogenic | 0 | 0 | C
325211 | 1006691 | 2023 | ICI (Incinerator, commercial and industrial) | PE3-11A | Natural Gas (Weighted U.S. Average) | Carbon Dioxide Non-Biogenic | 984.8 | 0 | C
325211 | 1006691 | 2023 | ICI (Incinerator, commercial and industrial) | PE3-11A | Natural Gas (Weighted U.S. Average) | Carbon Dioxide Total | 984.8 | 0 | C
325211 | 1006691 | 2023 | ICI (Incinerator, commercial and industrial) | PE3-11A | Natural Gas (Weighted U.S. Average) | Methane | 0.02 | 0 | C
325211 | 1006691 | 2023 | ICI (Incinerator, commercial and industrial) | PE3-11A | Natural Gas (Weighted U.S. Average) | Methane (Co2 eq) | 0.5 | 0 | C
325211 | 1006691 | 2023 | ICI (Incinerator, commercial and industrial) | PE3-11A | Natural Gas (Weighted U.S. Average) | Nitrous Oxide | 0.002 | 0 | C
325211 | 1006691 | 2023 | ICI (Incinerator, commercial and industrial) | PE3-11A | Natural Gas (Weighted U.S. Average) | Nitrous Oxide (Co2 eq) | 0.6 | 0 | C
325211 | 1006691 | 2023 | ICI (Incinerator, commercial and industrial) | PE3-11B | Natural Gas (Weighted U.S. Average) | Carbon Dioxide Biogenic | 0 | 0 | C
325211 | 1006691 | 2023 | ICI (Incinerator, commercial and industrial) | PE3-11B | Natural Gas (Weighted U.S. Average) | Carbon Dioxide Non-Biogenic | 1560.5 | 0 | C
325211 | 1006691 | 2023 | ICI (Incinerator, commercial and industrial) | PE3-11B | Natural Gas (Weighted U.S. Average) | Carbon Dioxide Total | 1560.5 | 0 | C
325211 | 1006691 | 2023 | ICI (Incinerator, commercial and industrial) | PE3-11B | Natural Gas (Weighted U.S. Average) | Methane | 0.03 | 0 | C
325211 | 1006691 | 2023 | ICI (Incinerator, commercial and industrial) | PE3-11B | Natural Gas (Weighted U.S. Average) | Methane (Co2 eq) | 0.7 | 0 | C
325211 | 1006691 | 2023 | ICI (Incinerator, commercial and industrial) | PE3-11B | Natural Gas (Weighted U.S. Average) | Nitrous Oxide | 0.003 | 0 | C
325211 | 1006691 | 2023 | ICI (Incinerator, commercial and industrial) | PE3-11B | Natural Gas (Weighted U.S. Average) | Nitrous Oxide (Co2 eq) | 0.9 | 0 | C
325211 | 1006691 | 2023 | Petrochemical process unit | Petrochemical Production - EDC |  | Carbon Dioxide | 21284.9 |  | X
325211 | 1006691 | 2023 | Petrochemical process unit | Petrochemical Production - EO |  | Carbon Dioxide | 46361 |  | X
325211 | 1006691 | 2023 | Petrochemical process unit | Petrochemical Production - EO #2 |  | Carbon Dioxide | 117549.7 |  | X
325211 | 1006691 | 2023 | RTO (Regenerative thermal oxidizer) | RTO221 | Natural Gas (Weighted U.S. Average) | Carbon Dioxide Biogenic | 0 | 0 | C
325211 | 1006691 | 2023 | RTO (Regenerative thermal oxidizer) | RTO221 | Natural Gas (Weighted U.S. Average) | Carbon Dioxide Non-Biogenic | 202.9 | 0 | C
325211 | 1006691 | 2023 | RTO (Regenerative thermal oxidizer) | RTO221 | Natural Gas (Weighted U.S. Average) | Carbon Dioxide Total | 202.9 | 0 | C
325211 | 1006691 | 2023 | RTO (Regenerative thermal oxidizer) | RTO221 | Natural Gas (Weighted U.S. Average) | Methane | 0 | 0 | C
325211 | 1006691 | 2023 | RTO (Regenerative thermal oxidizer) | RTO221 | Natural Gas (Weighted U.S. Average) | Methane (Co2 eq) | 0.1 | 0 | C
325211 | 1006691 | 2023 | RTO (Regenerative thermal oxidizer) | RTO221 | Natural Gas (Weighted U.S. Average) | Nitrous Oxide | 0 | 0 | C
325211 | 1006691 | 2023 | RTO (Regenerative thermal oxidizer) | RTO221 | Natural Gas (Weighted U.S. Average) | Nitrous Oxide (Co2 eq) | 0.1 | 0 | C
325211 | 1006691 | 2023 | OCS (Other combustion source) | VR-290 | Kerosene | Carbon Dioxide Biogenic | 0 | 0 | C
325211 | 1006691 | 2023 | OCS (Other combustion source) | VR-290 | Kerosene | Carbon Dioxide Non-Biogenic | 119.5 | 0 | C
325211 | 1006691 | 2023 | OCS (Other combustion source) | VR-290 | Kerosene | Carbon Dioxide Total | 119.5 | 0 | C
325211 | 1006691 | 2023 | OCS (Other combustion source) | VR-290 | Kerosene | Methane | 0 | 0 | C
325211 | 1006691 | 2023 | OCS (Other combustion source) | VR-290 | Kerosene | Methane (Co2 eq) | 0.1 | 0 | C
325211 | 1006691 | 2023 | OCS (Other combustion source) | VR-290 | Kerosene | Nitrous Oxide | 0.001 | 0 | C
325211 | 1006691 | 2023 | OCS (Other combustion source) | VR-290 | Kerosene | Nitrous Oxide (Co2 eq) | 0.3 | 0 | C
325211 | 1006691 | 2023 | OCS (Other combustion source) | VR-290 | Other Oil (>401 deg F) | Carbon Dioxide Biogenic | 0 | 0 | C
325211 | 1006691 | 2023 | OCS (Other combustion source) | VR-290 | Other Oil (>401 deg F) | Carbon Dioxide Non-Biogenic | 28981.1 | 0 | C
325211 | 1006691 | 2023 | OCS (Other combustion source) | VR-290 | Other Oil (>401 deg F) | Carbon Dioxide Total | 28981.1 | 0 | C
325211 | 1006691 | 2023 | OCS (Other combustion source) | VR-290 | Other Oil (>401 deg F) | Methane | 1.14 | 0 | C
325211 | 1006691 | 2023 | OCS (Other combustion source) | VR-290 | Other Oil (>401 deg F) | Methane (Co2 eq) | 28.5 | 0 | C
325211 | 1006691 | 2023 | OCS (Other combustion source) | VR-290 | Other Oil (>401 deg F) | Nitrous Oxide | 0.228 | 0 | C
325211 | 1006691 | 2023 | OCS (Other combustion source) | VR-290 | Other Oil (>401 deg F) | Nitrous Oxide (Co2 eq) | 68 | 0 | C
325193 | 1006694 | 2023 |  | GP-1 | Natural Gas (Weighted U.S. Average) | Carbon Dioxide Biogenic | 0 | 0 | C
325193 | 1006694 | 2023 |  | GP-1 | Natural Gas (Weighted U.S. Average) | Carbon Dioxide Non-Biogenic | 86360.1 | 0 | C
325193 | 1006694 | 2023 |  | GP-1 | Natural Gas (Weighted U.S. Average) | Carbon Dioxide Total | 86360.1 | 0 | C
325193 | 1006694 | 2023 |  | GP-1 | Natural Gas (Weighted U.S. Average) | Methane | 1.63 | 0 | C
325193 | 1006694 | 2023 |  | GP-1 | Natural Gas (Weighted U.S. Average) | Methane (Co2 eq) | 40.7 | 0 | C
325193 | 1006694 | 2023 |  | GP-1 | Natural Gas (Weighted U.S. Average) | Nitrous Oxide | 0.163 | 0 | C
325193 | 1006694 | 2023 |  | GP-1 | Natural Gas (Weighted U.S. Average) | Nitrous Oxide (Co2 eq) | 48.5 | 0 | C
311224 | 1006699 | 2023 |  | GP-MISC01 | Natural Gas (Weighted U.S. Average) | Carbon Dioxide Biogenic | 0 | 0 | C
311224 | 1006699 | 2023 |  | GP-MISC01 | Natural Gas (Weighted U.S. Average) | Carbon Dioxide Non-Biogenic | 10.2 | 0 | C
311224 | 1006699 | 2023 |  | GP-MISC01 | Natural Gas (Weighted U.S. Average) | Carbon Dioxide Total | 10.2 | 0 | C
311224 | 1006699 | 2023 |  | GP-MISC01 | Natural Gas (Weighted U.S. Average) | Methane | 0 | 0 | C
311224 | 1006699 | 2023 |  | GP-MISC01 | Natural Gas (Weighted U.S. Average) | Methane (Co2 eq) | 0 | 0 | C
311224 | 1006699 | 2023 |  | GP-MISC01 | Natural Gas (Weighted U.S. Average) | Nitrous Oxide | 0 | 0 | C
311224 | 1006699 | 2023 |  | GP-MISC01 | Natural Gas (Weighted U.S. Average) | Nitrous Oxide (Co2 eq) | 0 | 0 | C
311224 | 1006699 | 2023 |  | GP-MISC02 | Natural Gas (Weighted U.S. Average) | Carbon Dioxide Biogenic | 0 | 0 | C
311224 | 1006699 | 2023 |  | GP-MISC02 | Natural Gas (Weighted U.S. Average) | Carbon Dioxide Non-Biogenic | 4.7 | 0 | C
311224 | 1006699 | 2023 |  | GP-MISC02 | Natural Gas (Weighted U.S. Average) | Carbon Dioxide Total | 4.7 | 0 | C
311224 | 1006699 | 2023 |  | GP-MISC02 | Natural Gas (Weighted U.S. Average) | Methane | 0 | 0 | C
311224 | 1006699 | 2023 |  | GP-MISC02 | Natural Gas (Weighted U.S. Average) | Methane (Co2 eq) | 0 | 0 | C
311224 | 1006699 | 2023 |  | GP-MISC02 | Natural Gas (Weighted U.S. Average) | Nitrous Oxide | 0 | 0 | C
311224 | 1006699 | 2023 |  | GP-MISC02 | Natural Gas (Weighted U.S. Average) | Nitrous Oxide (Co2 eq) | 0 | 0 | C
311224 | 1006699 | 2023 |  | GP-MISC03 | Natural Gas (Weighted U.S. Average) | Carbon Dioxide Biogenic | 0 | 0 | C
311224 | 1006699 | 2023 |  | GP-MISC03 | Natural Gas (Weighted U.S. Average) | Carbon Dioxide Non-Biogenic | 20.1 | 0 | C
311224 | 1006699 | 2023 |  | GP-MISC03 | Natural Gas (Weighted U.S. Average) | Carbon Dioxide Total | 20.1 | 0 | C
311224 | 1006699 | 2023 |  | GP-MISC03 | Natural Gas (Weighted U.S. Average) | Methane | 0 | 0 | C
311224 | 1006699 | 2023 |  | GP-MISC03 | Natural Gas (Weighted U.S. Average) | Methane (Co2 eq) | 0 | 0 | C
311224 | 1006699 | 2023 |  | GP-MISC03 | Natural Gas (Weighted U.S. Average) | Nitrous Oxide | 0 | 0 | C
311224 | 1006699 | 2023 |  | GP-MISC03 | Natural Gas (Weighted U.S. Average) | Nitrous Oxide (Co2 eq) | 0 | 0 | C
311224 | 1006699 | 2023 |  | GP-MISC04 | Natural Gas (Weighted U.S. Average) | Carbon Dioxide Biogenic | 0 | 0 | C
311224 | 1006699 | 2023 |  | GP-MISC04 | Natural Gas (Weighted U.S. Average) | Carbon Dioxide Non-Biogenic | 0 | 0 | C
311224 | 1006699 | 2023 |  | GP-MISC04 | Natural Gas (Weighted U.S. Average) | Carbon Dioxide Total | 0 | 0 | C
311224 | 1006699 | 2023 |  | GP-MISC04 | Natural Gas (Weighted U.S. Average) | Methane | 0 | 0 | C
311224 | 1006699 | 2023 |  | GP-MISC04 | Natural Gas (Weighted U.S. Average) | Methane (Co2 eq) | 0 | 0 | C
311224 | 1006699 | 2023 |  | GP-MISC04 | Natural Gas (Weighted U.S. Average) | Nitrous Oxide | 0 | 0 | C
311224 | 1006699 | 2023 |  | GP-MISC04 | Natural Gas (Weighted U.S. Average) | Nitrous Oxide (Co2 eq) | 0 | 0 | C
311224 | 1006699 | 2023 | OB (Boiler, other) | IA-B1 | Natural Gas (Weighted U.S. Average) | Carbon Dioxide Biogenic | 0 | 0 | C
311224 | 1006699 | 2023 | OB (Boiler, other) | IA-B1 | Natural Gas (Weighted U.S. Average) | Carbon Dioxide Non-Biogenic | 33797.2 | 0 | C
311224 | 1006699 | 2023 | OB (Boiler, other) | IA-B1 | Natural Gas (Weighted U.S. Average) | Carbon Dioxide Total | 33797.2 | 0 | C
311224 | 1006699 | 2023 | OB (Boiler, other) | IA-B1 | Natural Gas (Weighted U.S. Average) | Methane | 0.64 | 0 | C
311224 | 1006699 | 2023 | OB (Boiler, other) | IA-B1 | Natural Gas (Weighted U.S. Average) | Methane (Co2 eq) | 15.9 | 0 | C
311224 | 1006699 | 2023 | OB (Boiler, other) | IA-B1 | Natural Gas (Weighted U.S. Average) | Nitrous Oxide | 0.064 | 0 | C
311224 | 1006699 | 2023 | OB (Boiler, other) | IA-B1 | Natural Gas (Weighted U.S. Average) | Nitrous Oxide (Co2 eq) | 19 | 0 | C
311224 | 1006699 | 2023 | OB (Boiler, other) | IA-B2 | Natural Gas (Weighted U.S. Average) | Carbon Dioxide Biogenic | 0 | 0 | C
311224 | 1006699 | 2023 | OB (Boiler, other) | IA-B2 | Natural Gas (Weighted U.S. Average) | Carbon Dioxide Non-Biogenic | 0 | 0 | C
311224 | 1006699 | 2023 | OB (Boiler, other) | IA-B2 | Natural Gas (Weighted U.S. Average) | Carbon Dioxide Total | 0 | 0 | C
311224 | 1006699 | 2023 | OB (Boiler, other) | IA-B2 | Natural Gas (Weighted U.S. Average) | Methane | 0 | 0 | C
311224 | 1006699 | 2023 | OB (Boiler, other) | IA-B2 | Natural Gas (Weighted U.S. Average) | Methane (Co2 eq) | 0 | 0 | C
311224 | 1006699 | 2023 | OB (Boiler, other) | IA-B2 | Natural Gas (Weighted U.S. Average) | Nitrous Oxide | 0 | 0 | C
311224 | 1006699 | 2023 | OB (Boiler, other) | IA-B2 | Natural Gas (Weighted U.S. Average) | Nitrous Oxide (Co2 eq) | 0 | 0 | C
311224 | 1006699 | 2023 | OB (Boiler, other) | IA-B3 | Natural Gas (Weighted U.S. Average) | Carbon Dioxide Biogenic | 0 | 0 | C
311224 | 1006699 | 2023 | OB (Boiler, other) | IA-B3 | Natural Gas (Weighted U.S. Average) | Carbon Dioxide Non-Biogenic | 0 | 0 | C
311224 | 1006699 | 2023 | OB (Boiler, other) | IA-B3 | Natural Gas (Weighted U.S. Average) | Carbon Dioxide Total | 0 | 0 | C
311224 | 1006699 | 2023 | OB (Boiler, other) | IA-B3 | Natural Gas (Weighted U.S. Average) | Methane | 0 | 0 | C
311224 | 1006699 | 2023 | OB (Boiler, other) | IA-B3 | Natural Gas (Weighted U.S. Average) | Methane (Co2 eq) | 0 | 0 | C
311224 | 1006699 | 2023 | OB (Boiler, other) | IA-B3 | Natural Gas (Weighted U.S. Average) | Nitrous Oxide | 0 | 0 | C
311224 | 1006699 | 2023 | OB (Boiler, other) | IA-B3 | Natural Gas (Weighted U.S. Average) | Nitrous Oxide (Co2 eq) | 0 | 0 | C
311224 | 1006699 | 2023 | OB (Boiler, other) | IA-B4 | Natural Gas (Weighted U.S. Average) | Carbon Dioxide Biogenic | 0 | 0 | C
311224 | 1006699 | 2023 | OB (Boiler, other) | IA-B4 | Natural Gas (Weighted U.S. Average) | Carbon Dioxide Non-Biogenic | 14293.7 | 0 | C
311224 | 1006699 | 2023 | OB (Boiler, other) | IA-B4 | Natural Gas (Weighted U.S. Average) | Carbon Dioxide Total | 14293.7 | 0 | C
311224 | 1006699 | 2023 | OB (Boiler, other) | IA-B4 | Natural Gas (Weighted U.S. Average) | Methane | 0.27 | 0 | C
311224 | 1006699 | 2023 | OB (Boiler, other) | IA-B4 | Natural Gas (Weighted U.S. Average) | Methane (Co2 eq) | 6.7 | 0 | C
311224 | 1006699 | 2023 | OB (Boiler, other) | IA-B4 | Natural Gas (Weighted U.S. Average) | Nitrous Oxide | 0.027 | 0 | C
311224 | 1006699 | 2023 | OB (Boiler, other) | IA-B4 | Natural Gas (Weighted U.S. Average) | Nitrous Oxide (Co2 eq) | 8 | 0 | C
311224 | 1006699 | 2023 | O (Oven) | IA-D1 | Natural Gas (Weighted U.S. Average) | Carbon Dioxide Biogenic | 0 | 0 | C
311224 | 1006699 | 2023 | O (Oven) | IA-D1 | Natural Gas (Weighted U.S. Average) | Carbon Dioxide Non-Biogenic | 1597.8 | 0 | C
311224 | 1006699 | 2023 | O (Oven) | IA-D1 | Natural Gas (Weighted U.S. Average) | Carbon Dioxide Total | 1597.8 | 0 | C
311224 | 1006699 | 2023 | O (Oven) | IA-D1 | Natural Gas (Weighted U.S. Average) | Methane | 0.03 | 0 | C
311224 | 1006699 | 2023 | O (Oven) | IA-D1 | Natural Gas (Weighted U.S. Average) | Methane (Co2 eq) | 0.8 | 0 | C
311224 | 1006699 | 2023 | O (Oven) | IA-D1 | Natural Gas (Weighted U.S. Average) | Nitrous Oxide | 0.003 | 0 | C
311224 | 1006699 | 2023 | O (Oven) | IA-D1 | Natural Gas (Weighted U.S. Average) | Nitrous Oxide (Co2 eq) | 0.9 | 0 | C
322110 | 1006703 | 2023 |  | CP-5 Utilities Comfort Heaters | Natural Gas (Weighted U.S. Average) | Carbon Dioxide Biogenic | 0 | 0 | C
322110 | 1006703 | 2023 |  | CP-5 Utilities Comfort Heaters | Natural Gas (Weighted U.S. Average) | Carbon Dioxide Non-Biogenic | 0 | 0 | C
322110 | 1006703 | 2023 |  | CP-5 Utilities Comfort Heaters | Natural Gas (Weighted U.S. Average) | Carbon Dioxide Total | 0 | 0 | C
322110 | 1006703 | 2023 |  | CP-5 Utilities Comfort Heaters | Natural Gas (Weighted U.S. Average) | Methane | 0 | 0 | C
322110 | 1006703 | 2023 |  | CP-5 Utilities Comfort Heaters | Natural Gas (Weighted U.S. Average) | Methane (Co2 eq) | 0 | 0 | C
322110 | 1006703 | 2023 |  | CP-5 Utilities Comfort Heaters | Natural Gas (Weighted U.S. Average) | Nitrous Oxide | 0 | 0 | C
322110 | 1006703 | 2023 |  | CP-5 Utilities Comfort Heaters | Natural Gas (Weighted U.S. Average) | Nitrous Oxide (Co2 eq) | 0 | 0 | C
322110 | 1006703 | 2023 |  | CP-Waters Steam Generator and BuilHeater | Propane | Carbon Dioxide Biogenic | 0 | 0 | C
322110 | 1006703 | 2023 |  | CP-Waters Steam Generator and BuilHeater | Propane | Carbon Dioxide Non-Biogenic | 38.1 | 0 | C
322110 | 1006703 | 2023 |  | CP-Waters Steam Generator and BuilHeater | Propane | Carbon Dioxide Total | 38.1 | 0 | C
322110 | 1006703 | 2023 |  | CP-Waters Steam Generator and BuilHeater | Propane | Methane | 0 | 0 | C
322110 | 1006703 | 2023 |  | CP-Waters Steam Generator and BuilHeater | Propane | Methane (Co2 eq) | 0 | 0 | C
322110 | 1006703 | 2023 |  | CP-Waters Steam Generator and BuilHeater | Propane | Nitrous Oxide | 0 | 0 | C
322110 | 1006703 | 2023 |  | CP-Waters Steam Generator and BuilHeater | Propane | Nitrous Oxide (Co2 eq) | 0.1 | 0 | C
322110 | 1006703 | 2023 |  | GP-LKiln And Lime MStorage Aux Motors | Distillate Fuel Oil No. 2 | Carbon Dioxide Biogenic | 0 | 0 | C
322110 | 1006703 | 2023 |  | GP-LKiln And Lime MStorage Aux Motors | Distillate Fuel Oil No. 2 | Carbon Dioxide Non-Biogenic | 0.7 | 0 | C
322110 | 1006703 | 2023 |  | GP-LKiln And Lime MStorage Aux Motors | Distillate Fuel Oil No. 2 | Carbon Dioxide Total | 0.7 | 0 | C
322110 | 1006703 | 2023 |  | GP-LKiln And Lime MStorage Aux Motors | Distillate Fuel Oil No. 2 | Methane | 0 | 0 | C
322110 | 1006703 | 2023 |  | GP-LKiln And Lime MStorage Aux Motors | Distillate Fuel Oil No. 2 | Methane (Co2 eq) | 0 | 0 | C
322110 | 1006703 | 2023 |  | GP-LKiln And Lime MStorage Aux Motors | Distillate Fuel Oil No. 2 | Nitrous Oxide | 0 | 0 | C
322110 | 1006703 | 2023 |  | GP-LKiln And Lime MStorage Aux Motors | Distillate Fuel Oil No. 2 | Nitrous Oxide (Co2 eq) | 0 | 0 | C
322110 | 1006703 | 2023 | Pulp Mill Lime Kiln | Lime Kiln |  | Carbon Dioxide Biogenic (Spent Liquor) | 0 |  | AA
322110 | 1006703 | 2023 | Pulp Mill Lime Kiln | Lime Kiln |  | Carbon Dioxide Non-Biogenic | 43678.6 |  | AA
322110 | 1006703 | 2023 | Pulp Mill Lime Kiln | Lime Kiln |  | Methane | 2.22 |  | AA
322110 | 1006703 | 2023 | Pulp Mill Lime Kiln | Lime Kiln |  | Methane Spent Liquor | 0 |  | AA
322110 | 1006703 | 2023 | Pulp Mill Lime Kiln | Lime Kiln |  | Nitrous Oxide | 0 |  | AA
322110 | 1006703 | 2023 | Pulp Mill Lime Kiln | Lime Kiln |  | Nitrous Oxide Spent Liquor | 0 |  | AA
322110 | 1006703 | 2023 | S (Stoker Boiler) | MFPB | Distillate Fuel Oil No. 2 | Carbon Dioxide Biogenic | 0 | 0 | C
322110 | 1006703 | 2023 | S (Stoker Boiler) | MFPB | Distillate Fuel Oil No. 2 | Carbon Dioxide Non-Biogenic | 1872.6 | 0 | C
322110 | 1006703 | 2023 | S (Stoker Boiler) | MFPB | Distillate Fuel Oil No. 2 | Carbon Dioxide Total | 1872.6 | 0 | C
322110 | 1006703 | 2023 | S (Stoker Boiler) | MFPB | Distillate Fuel Oil No. 2 | Methane | 0.08 | 0 | C
322110 | 1006703 | 2023 | S (Stoker Boiler) | MFPB | Distillate Fuel Oil No. 2 | Methane (Co2 eq) | 1.9 | 0 | C
322110 | 1006703 | 2023 | S (Stoker Boiler) | MFPB | Distillate Fuel Oil No. 2 | Nitrous Oxide | 0.015 | 0 | C
322110 | 1006703 | 2023 | S (Stoker Boiler) | MFPB | Distillate Fuel Oil No. 2 | Nitrous Oxide (Co2 eq) | 4.5 | 0 | C
322110 | 1006703 | 2023 | S (Stoker Boiler) | MFPB | Natural Gas (Weighted U.S. Average) | Carbon Dioxide Biogenic | 0 | 0 | C
322110 | 1006703 | 2023 | S (Stoker Boiler) | MFPB | Natural Gas (Weighted U.S. Average) | Carbon Dioxide Non-Biogenic | 31821.4 | 0 | C
322110 | 1006703 | 2023 | S (Stoker Boiler) | MFPB | Natural Gas (Weighted U.S. Average) | Carbon Dioxide Total | 31821.4 | 0 | C
322110 | 1006703 | 2023 | S (Stoker Boiler) | MFPB | Natural Gas (Weighted U.S. Average) | Methane | 0.6 | 0 | C
322110 | 1006703 | 2023 | S (Stoker Boiler) | MFPB | Natural Gas (Weighted U.S. Average) | Methane (Co2 eq) | 15 | 0 | C
322110 | 1006703 | 2023 | S (Stoker Boiler) | MFPB | Natural Gas (Weighted U.S. Average) | Nitrous Oxide | 0.06 | 0 | C
322110 | 1006703 | 2023 | S (Stoker Boiler) | MFPB | Natural Gas (Weighted U.S. Average) | Nitrous Oxide (Co2 eq) | 17.9 | 0 | C
322110 | 1006703 | 2023 | S (Stoker Boiler) | MFPB | Wood and Wood Residuals (dry basis) | Carbon Dioxide Biogenic | 376875 | 0 | C
322110 | 1006703 | 2023 | S (Stoker Boiler) | MFPB | Wood and Wood Residuals (dry basis) | Carbon Dioxide Non-Biogenic | 0 | 0 | C
322110 | 1006703 | 2023 | S (Stoker Boiler) | MFPB | Wood and Wood Residuals (dry basis) | Carbon Dioxide Total | 376875 | 0 | C
322110 | 1006703 | 2023 | S (Stoker Boiler) | MFPB | Wood and Wood Residuals (dry basis) | Methane | 28.93 | 0 | C
322110 | 1006703 | 2023 | S (Stoker Boiler) | MFPB | Wood and Wood Residuals (dry basis) | Methane (Co2 eq) | 723.4 | 0 | C
322110 | 1006703 | 2023 | S (Stoker Boiler) | MFPB | Wood and Wood Residuals (dry basis) | Nitrous Oxide | 14.461 | 0 | C
322110 | 1006703 | 2023 | S (Stoker Boiler) | MFPB | Wood and Wood Residuals (dry basis) | Nitrous Oxide (Co2 eq) | 4309.4 | 0 | C
322110 | 1006703 | 2023 | OB (Boiler, other) | Package Boiler | Natural Gas (Weighted U.S. Average) | Carbon Dioxide Biogenic | 0 | 0 | C
322110 | 1006703 | 2023 | OB (Boiler, other) | Package Boiler | Natural Gas (Weighted U.S. Average) | Carbon Dioxide Non-Biogenic | 7959.9 | 0 | C
322110 | 1006703 | 2023 | OB (Boiler, other) | Package Boiler | Natural Gas (Weighted U.S. Average) | Carbon Dioxide Total | 7959.9 | 0 | C
322110 | 1006703 | 2023 | OB (Boiler, other) | Package Boiler | Natural Gas (Weighted U.S. Average) | Methane | 0.15 | 0 | C
322110 | 1006703 | 2023 | OB (Boiler, other) | Package Boiler | Natural Gas (Weighted U.S. Average) | Methane (Co2 eq) | 3.8 | 0 | C
322110 | 1006703 | 2023 | OB (Boiler, other) | Package Boiler | Natural Gas (Weighted U.S. Average) | Nitrous Oxide | 0.015 | 0 | C
322110 | 1006703 | 2023 | OB (Boiler, other) | Package Boiler | Natural Gas (Weighted U.S. Average) | Nitrous Oxide (Co2 eq) | 4.5 | 0 | C
322110 | 1006703 | 2023 | Chemical Recovery Furnace | Recovery Boiler |  | Carbon Dioxide Biogenic (Spent Liquor) | 1978283.8 |  | AA | [9 empty] | 35 | 1990 | B&W | 5.85 | 6.2 | 1 | D | 1825 | 1500 | 925
322110 | 1006703 | 2023 | Chemical Recovery Furnace | Recovery Boiler |  | Carbon Dioxide Non-Biogenic | 26956 |  | AA | [9 empty] | 35 | 1990 | B&W | 5.85 | 6.2 | 1 | D | 1825 | 1500 | 925
322110 | 1006703 | 2023 | Chemical Recovery Furnace | Recovery Boiler |  | Methane | 0.51 |  | AA | [9 empty] | 35 | 1990 | B&W | 5.85 | 6.2 | 1 | D | 1825 | 1500 | 925
322110 | 1006703 | 2023 | Chemical Recovery Furnace | Recovery Boiler |  | Methane Spent Liquor | 40.84 |  | AA | [9 empty] | 35 | 1990 | B&W | 5.85 | 6.2 | 1 | D | 1825 | 1500 | 925
322110 | 1006703 | 2023 | Chemical Recovery Furnace | Recovery Boiler |  | Nitrous Oxide | 0.051 |  | AA | [9 empty] | 35 | 1990 | B&W | 5.85 | 6.2 | 1 | D | 1825 | 1500 | 925
322110 | 1006703 | 2023 | Chemical Recovery Furnace | Recovery Boiler |  | Nitrous Oxide Spent Liquor | 8.9 |  | AA | [9 empty] | 35 | 1990 | B&W | 5.85 | 6.2 | 1 | D | 1825 | 1500 | 925
311611 | 1006722 | 2023 | FLR (Flare) | Biogas Flare | Other Biomass Gases | Carbon Dioxide Biogenic | 2310 | 0 | C
311611 | 1006722 | 2023 | FLR (Flare) | Biogas Flare | Other Biomass Gases | Carbon Dioxide Non-Biogenic | 0 | 0 | C
311611 | 1006722 | 2023 | FLR (Flare) | Biogas Flare | Other Biomass Gases | Carbon Dioxide Total | 2310 | 0 | C
311611 | 1006722 | 2023 | FLR (Flare) | Biogas Flare | Other Biomass Gases | Methane | 0.14 | 0 | C
311611 | 1006722 | 2023 | FLR (Flare) | Biogas Flare | Other Biomass Gases | Methane (Co2 eq) | 3.5 | 0 | C
311611 | 1006722 | 2023 | FLR (Flare) | Biogas Flare | Other Biomass Gases | Nitrous Oxide | 0.028 | 0 | C
311611 | 1006722 | 2023 | FLR (Flare) | Biogas Flare | Other Biomass Gases | Nitrous Oxide (Co2 eq) | 8.3 | 0 | C
311611 | 1006722 | 2023 |  | GP-24352 | Natural Gas (Weighted U.S. Average) | Carbon Dioxide Biogenic | 0 | 0 | C
311611 | 1006722 | 2023 |  | GP-24352 | Natural Gas (Weighted U.S. Average) | Carbon Dioxide Non-Biogenic | 57021.2 | 0 | C
311611 | 1006722 | 2023 |  | GP-24352 | Natural Gas (Weighted U.S. Average) | Carbon Dioxide Total | 57021.2 | 0 | C
311611 | 1006722 | 2023 |  | GP-24352 | Natural Gas (Weighted U.S. Average) | Methane | 1.07 | 0 | C
311611 | 1006722 | 2023 |  | GP-24352 | Natural Gas (Weighted U.S. Average) | Methane (Co2 eq) | 26.9 | 0 | C
311611 | 1006722 | 2023 |  | GP-24352 | Natural Gas (Weighted U.S. Average) | Nitrous Oxide | 0.107 | 0 | C
311611 | 1006722 | 2023 |  | GP-24352 | Natural Gas (Weighted U.S. Average) | Nitrous Oxide (Co2 eq) | 32 | 0 | C
311611 | 1006722 | 2023 |  | GP-24352 | Other Biomass Gases | Carbon Dioxide Biogenic | 3570.1 | 0 | C
311611 | 1006722 | 2023 |  | GP-24352 | Other Biomass Gases | Carbon Dioxide Non-Biogenic | 0 | 0 | C
311611 | 1006722 | 2023 |  | GP-24352 | Other Biomass Gases | Carbon Dioxide Total | 3570.1 | 0 | C
311611 | 1006722 | 2023 |  | GP-24352 | Other Biomass Gases | Methane | 0.22 | 0 | C
311611 | 1006722 | 2023 |  | GP-24352 | Other Biomass Gases | Methane (Co2 eq) | 5.5 | 0 | C
311611 | 1006722 | 2023 |  | GP-24352 | Other Biomass Gases | Nitrous Oxide | 0.043 | 0 | C
311611 | 1006722 | 2023 |  | GP-24352 | Other Biomass Gases | Nitrous Oxide (Co2 eq) | 12.9 | 0 | C
322120 | 1006731 | 2023 |  | GP-1 | Natural Gas (Weighted U.S. Average) | Carbon Dioxide Biogenic | 0 | 0 | C
322120 | 1006731 | 2023 |  | GP-1 | Natural Gas (Weighted U.S. Average) | Carbon Dioxide Non-Biogenic | 58443.9 | 0 | C
322120 | 1006731 | 2023 |  | GP-1 | Natural Gas (Weighted U.S. Average) | Carbon Dioxide Total | 58443.9 | 0 | C
322120 | 1006731 | 2023 |  | GP-1 | Natural Gas (Weighted U.S. Average) | Methane | 1.1 | 0 | C
322120 | 1006731 | 2023 |  | GP-1 | Natural Gas (Weighted U.S. Average) | Methane (Co2 eq) | 27.5 | 0 | C
322120 | 1006731 | 2023 |  | GP-1 | Natural Gas (Weighted U.S. Average) | Nitrous Oxide | 0.11 | 0 | C
322120 | 1006731 | 2023 |  | GP-1 | Natural Gas (Weighted U.S. Average) | Nitrous Oxide (Co2 eq) | 32.8 | 0 | C
322120 | 1006731 | 2023 | Pulp Mill Lime Kiln | LK1 |  | Carbon Dioxide Biogenic (Spent Liquor) | 0 |  | AA
322120 | 1006731 | 2023 | Pulp Mill Lime Kiln | LK1 |  | Carbon Dioxide Non-Biogenic | 10884.3 |  | AA
322120 | 1006731 | 2023 | Pulp Mill Lime Kiln | LK1 |  | Methane | 0.55 |  | AA
322120 | 1006731 | 2023 | Pulp Mill Lime Kiln | LK1 |  | Methane Spent Liquor | 0 |  | AA
322120 | 1006731 | 2023 | Pulp Mill Lime Kiln | LK1 |  | Nitrous Oxide | 0 |  | AA
322120 | 1006731 | 2023 | Pulp Mill Lime Kiln | LK1 |  | Nitrous Oxide Spent Liquor | 0 |  | AA
322120 | 1006731 | 2023 | Pulp Mill Lime Kiln | LK2 |  | Carbon Dioxide Biogenic (Spent Liquor) | 0 |  | AA
322120 | 1006731 | 2023 | Pulp Mill Lime Kiln | LK2 |  | Carbon Dioxide Non-Biogenic | 24049.7 |  | AA
322120 | 1006731 | 2023 | Pulp Mill Lime Kiln | LK2 |  | Methane | 1.22 |  | AA
322120 | 1006731 | 2023 | Pulp Mill Lime Kiln | LK2 |  | Methane Spent Liquor | 0 |  | AA
322120 | 1006731 | 2023 | Pulp Mill Lime Kiln | LK2 |  | Nitrous Oxide | 0 |  | AA
322120 | 1006731 | 2023 | Pulp Mill Lime Kiln | LK2 |  | Nitrous Oxide Spent Liquor | 0 |  | AA
322120 | 1006731 | 2023 | PCWD (Pulverized coal, wall-fired, dry bottom) | PB1 | Natural Gas (Weighted U.S. Average) | Carbon Dioxide Biogenic | 0 | 0 | C
322120 | 1006731 | 2023 | PCWD (Pulverized coal, wall-fired, dry bottom) | PB1 | Natural Gas (Weighted U.S. Average) | Carbon Dioxide Non-Biogenic | 92175.8 | 0 | C
322120 | 1006731 | 2023 | PCWD (Pulverized coal, wall-fired, dry bottom) | PB1 | Natural Gas (Weighted U.S. Average) | Carbon Dioxide Total | 92175.8 | 0 | C
322120 | 1006731 | 2023 | PCWD (Pulverized coal, wall-fired, dry bottom) | PB1 | Natural Gas (Weighted U.S. Average) | Methane | 1.74 | 0 | C
322120 | 1006731 | 2023 | PCWD (Pulverized coal, wall-fired, dry bottom) | PB1 | Natural Gas (Weighted U.S. Average) | Methane (Co2 eq) | 43.4 | 0 | C
322120 | 1006731 | 2023 | PCWD (Pulverized coal, wall-fired, dry bottom) | PB1 | Natural Gas (Weighted U.S. Average) | Nitrous Oxide | 0.174 | 0 | C
322120 | 1006731 | 2023 | PCWD (Pulverized coal, wall-fired, dry bottom) | PB1 | Natural Gas (Weighted U.S. Average) | Nitrous Oxide (Co2 eq) | 51.8 | 0 | C
322120 | 1006731 | 2023 | PCWD (Pulverized coal, wall-fired, dry bottom) | PB1 | Wood and Wood Residuals (dry basis) | Carbon Dioxide Biogenic | 169460.6 | 0 | C
322120 | 1006731 | 2023 | PCWD (Pulverized coal, wall-fired, dry bottom) | PB1 | Wood and Wood Residuals (dry basis) | Carbon Dioxide Non-Biogenic | 0 | 0 | C
322120 | 1006731 | 2023 | PCWD (Pulverized coal, wall-fired, dry bottom) | PB1 | Wood and Wood Residuals (dry basis) | Carbon Dioxide Total | 169460.6 | 0 | C
322120 | 1006731 | 2023 | PCWD (Pulverized coal, wall-fired, dry bottom) | PB1 | Wood and Wood Residuals (dry basis) | Methane | 13.01 | 0 | C
322120 | 1006731 | 2023 | PCWD (Pulverized coal, wall-fired, dry bottom) | PB1 | Wood and Wood Residuals (dry basis) | Methane (Co2 eq) | 325.2 | 0 | C
322120 | 1006731 | 2023 | PCWD (Pulverized coal, wall-fired, dry bottom) | PB1 | Wood and Wood Residuals (dry basis) | Nitrous Oxide | 6.504 | 0 | C
322120 | 1006731 | 2023 | PCWD (Pulverized coal, wall-fired, dry bottom) | PB1 | Wood and Wood Residuals (dry basis) | Nitrous Oxide (Co2 eq) | 1938.1 | 0 | C
322120 | 1006731 | 2023 | PCWD (Pulverized coal, wall-fired, dry bottom) | PB2 | Natural Gas (Weighted U.S. Average) | Carbon Dioxide Biogenic | 0 | 0 | C
322120 | 1006731 | 2023 | PCWD (Pulverized coal, wall-fired, dry bottom) | PB2 | Natural Gas (Weighted U.S. Average) | Carbon Dioxide Non-Biogenic | 47710.9 | 0 | C
322120 | 1006731 | 2023 | PCWD (Pulverized coal, wall-fired, dry bottom) | PB2 | Natural Gas (Weighted U.S. Average) | Carbon Dioxide Total | 47710.9 | 0 | C
322120 | 1006731 | 2023 | PCWD (Pulverized coal, wall-fired, dry bottom) | PB2 | Natural Gas (Weighted U.S. Average) | Methane | 0.9 | 0 | C
322120 | 1006731 | 2023 | PCWD (Pulverized coal, wall-fired, dry bottom) | PB2 | Natural Gas (Weighted U.S. Average) | Methane (Co2 eq) | 22.5 | 0 | C
322120 | 1006731 | 2023 | PCWD (Pulverized coal, wall-fired, dry bottom) | PB2 | Natural Gas (Weighted U.S. Average) | Nitrous Oxide | 0.09 | 0 | C
322120 | 1006731 | 2023 | PCWD (Pulverized coal, wall-fired, dry bottom) | PB2 | Natural Gas (Weighted U.S. Average) | Nitrous Oxide (Co2 eq) | 26.8 | 0 | C
322120 | 1006731 | 2023 | OB (Boiler, other) | PB3 | Natural Gas (Weighted U.S. Average) | Carbon Dioxide Biogenic | 0 | 0 | C
322120 | 1006731 | 2023 | OB (Boiler, other) | PB3 | Natural Gas (Weighted U.S. Average) | Carbon Dioxide Non-Biogenic | 54150.2 | 0 | C
322120 | 1006731 | 2023 | OB (Boiler, other) | PB3 | Natural Gas (Weighted U.S. Average) | Carbon Dioxide Total | 54150.2 | 0 | C
322120 | 1006731 | 2023 | OB (Boiler, other) | PB3 | Natural Gas (Weighted U.S. Average) | Methane | 1.02 | 0 | C
322120 | 1006731 | 2023 | OB (Boiler, other) | PB3 | Natural Gas (Weighted U.S. Average) | Methane (Co2 eq) | 25.5 | 0 | C
322120 | 1006731 | 2023 | OB (Boiler, other) | PB3 | Natural Gas (Weighted U.S. Average) | Nitrous Oxide | 0.102 | 0 | C
322120 | 1006731 | 2023 | OB (Boiler, other) | PB3 | Natural Gas (Weighted U.S. Average) | Nitrous Oxide (Co2 eq) | 30.4 | 0 | C
322120 | 1006731 | 2023 | OB (Boiler, other) | PB3 | Wood and Wood Residuals (dry basis) | Carbon Dioxide Biogenic | 220839 | 0 | C
322120 | 1006731 | 2023 | OB (Boiler, other) | PB3 | Wood and Wood Residuals (dry basis) | Carbon Dioxide Non-Biogenic | 0 | 0 | C
322120 | 1006731 | 2023 | OB (Boiler, other) | PB3 | Wood and Wood Residuals (dry basis) | Carbon Dioxide Total | 220839 | 0 | C
322120 | 1006731 | 2023 | OB (Boiler, other) | PB3 | Wood and Wood Residuals (dry basis) | Methane | 16.95 | 0 | C
322120 | 1006731 | 2023 | OB (Boiler, other) | PB3 | Wood and Wood Residuals (dry basis) | Methane (Co2 eq) | 423.8 | 0 | C
322120 | 1006731 | 2023 | OB (Boiler, other) | PB3 | Wood and Wood Residuals (dry basis) | Nitrous Oxide | 8.476 | 0 | C
322120 | 1006731 | 2023 | OB (Boiler, other) | PB3 | Wood and Wood Residuals (dry basis) | Nitrous Oxide (Co2 eq) | 2525.8 | 0 | C
322120 | 1006731 | 2023 | Chemical Recovery Furnace | RB3 |  | Carbon Dioxide Biogenic (Spent Liquor) | 2109684.8 |  | AA | [9 empty] | 37 | 1988 | KV/GOT | 4.5 |  | 1 | SR | 1110 | 875 | 900
322120 | 1006731 | 2023 | Chemical Recovery Furnace | RB3 |  | Carbon Dioxide Non-Biogenic | 10270.2 |  | AA | [9 empty] | 37 | 1988 | KV/GOT | 4.5 |  | 1 | SR | 1110 | 875 | 900
322120 | 1006731 | 2023 | Chemical Recovery Furnace | RB3 |  | Methane | 0.19 |  | AA | [9 empty] | 37 | 1988 | KV/GOT | 4.5 |  | 1 | SR | 1110 | 875 | 900
322120 | 1006731 | 2023 | Chemical Recovery Furnace | RB3 |  | Methane Spent Liquor | 42.7 |  | AA | [9 empty] | 37 | 1988 | KV/GOT | 4.5 |  | 1 | SR | 1110 | 875 | 900
322120 | 1006731 | 2023 | Chemical Recovery Furnace | RB3 |  | Nitrous Oxide | 0.019 |  | AA | [9 empty] | 37 | 1988 | KV/GOT | 4.5 |  | 1 | SR | 1110 | 875 | 900
322120 | 1006731 | 2023 | Chemical Recovery Furnace | RB3 |  | Nitrous Oxide Spent Liquor | 9.438 |  | AA | [9 empty] | 37 | 1988 | KV/GOT | 4.5 |  | 1 | SR | 1110 | 875 | 900
322120 | 1006731 | 2023 | PRH (Process Heater) | Riley | Distillate Fuel Oil No. 2 | Carbon Dioxide Biogenic | 0 | 0 | C
322120 | 1006731 | 2023 | PRH (Process Heater) | Riley | Distillate Fuel Oil No. 2 | Carbon Dioxide Non-Biogenic | 0 | 0 | C
322120 | 1006731 | 2023 | PRH (Process Heater) | Riley | Distillate Fuel Oil No. 2 | Carbon Dioxide Total | 0 | 0 | C
322120 | 1006731 | 2023 | PRH (Process Heater) | Riley | Distillate Fuel Oil No. 2 | Methane | 0 | 0 | C
322120 | 1006731 | 2023 | PRH (Process Heater) | Riley | Distillate Fuel Oil No. 2 | Methane (Co2 eq) | 0 | 0 | C
322120 | 1006731 | 2023 | PRH (Process Heater) | Riley | Distillate Fuel Oil No. 2 | Nitrous Oxide | 0 | 0 | C
322120 | 1006731 | 2023 | PRH (Process Heater) | Riley | Distillate Fuel Oil No. 2 | Nitrous Oxide (Co2 eq) | 0 | 0 | C
322120 | 1006731 | 2023 | PRH (Process Heater) | Riley | Natural Gas (Weighted U.S. Average) | Carbon Dioxide Biogenic | 0 | 0 | C
322120 | 1006731 | 2023 | PRH (Process Heater) | Riley | Natural Gas (Weighted U.S. Average) | Carbon Dioxide Non-Biogenic | 286.4 | 0 | C
322120 | 1006731 | 2023 | PRH (Process Heater) | Riley | Natural Gas (Weighted U.S. Average) | Carbon Dioxide Total | 286.4 | 0 | C
322120 | 1006731 | 2023 | PRH (Process Heater) | Riley | Natural Gas (Weighted U.S. Average) | Methane | 0.01 | 0 | C
322120 | 1006731 | 2023 | PRH (Process Heater) | Riley | Natural Gas (Weighted U.S. Average) | Methane (Co2 eq) | 0.1 | 0 | C
322120 | 1006731 | 2023 | PRH (Process Heater) | Riley | Natural Gas (Weighted U.S. Average) | Nitrous Oxide | 0.001 | 0 | C
322120 | 1006731 | 2023 | PRH (Process Heater) | Riley | Natural Gas (Weighted U.S. Average) | Nitrous Oxide (Co2 eq) | 0.2 | 0 | C
325120 | 1006732 | 2023 |  | GP-1 | Natural Gas (Weighted U.S. Average) | Carbon Dioxide Biogenic | 0 | 458569 | C
325120 | 1006732 | 2023 |  | GP-1 | Natural Gas (Weighted U.S. Average) | Carbon Dioxide Non-Biogenic | 25.2 | 458569 | C
325120 | 1006732 | 2023 |  | GP-1 | Natural Gas (Weighted U.S. Average) | Carbon Dioxide Total | 25.2 | 458569 | C
325120 | 1006732 | 2023 |  | GP-1 | Natural Gas (Weighted U.S. Average) | Methane | 0 | 458569 | C
325120 | 1006732 | 2023 |  | GP-1 | Natural Gas (Weighted U.S. Average) | Methane (Co2 eq) | 0 | 458569 | C
325120 | 1006732 | 2023 |  | GP-1 | Natural Gas (Weighted U.S. Average) | Nitrous Oxide | 0 | 458569 | C
325120 | 1006732 | 2023 |  | GP-1 | Natural Gas (Weighted U.S. Average) | Nitrous Oxide (Co2 eq) | 0 | 458569 | C
322130 | 1006760 | 2023 | Pulp Mill Lime Kiln | LK1 |  | Carbon Dioxide Biogenic (Spent Liquor) | 0 |  | AA
322130 | 1006760 | 2023 | Pulp Mill Lime Kiln | LK1 |  | Carbon Dioxide Non-Biogenic | 25725 |  | AA
322130 | 1006760 | 2023 | Pulp Mill Lime Kiln | LK1 |  | Methane | 1.31 |  | AA
322130 | 1006760 | 2023 | Pulp Mill Lime Kiln | LK1 |  | Methane Spent Liquor | 0 |  | AA
322130 | 1006760 | 2023 | Pulp Mill Lime Kiln | LK1 |  | Nitrous Oxide | 0 |  | AA
322130 | 1006760 | 2023 | Pulp Mill Lime Kiln | LK1 |  | Nitrous Oxide Spent Liquor | 0 |  | AA
322130 | 1006760 | 2023 | Pulp Mill Lime Kiln | LK2 |  | Carbon Dioxide Biogenic (Spent Liquor) | 0 |  | AA
322130 | 1006760 | 2023 | Pulp Mill Lime Kiln | LK2 |  | Carbon Dioxide Non-Biogenic | 19122.2 |  | AA
322130 | 1006760 | 2023 | Pulp Mill Lime Kiln | LK2 |  | Methane | 0.97 |  | AA
322130 | 1006760 | 2023 | Pulp Mill Lime Kiln | LK2 |  | Methane Spent Liquor | 0 |  | AA
322130 | 1006760 | 2023 | Pulp Mill Lime Kiln | LK2 |  | Nitrous Oxide | 0 |  | AA
322130 | 1006760 | 2023 | Pulp Mill Lime Kiln | LK2 |  | Nitrous Oxide Spent Liquor | 0 |  | AA
322130 | 1006760 | 2023 | OB (Boiler, other) | PB4 | Distillate Fuel Oil No. 2 | Carbon Dioxide Biogenic | 0 | 0 | C
322130 | 1006760 | 2023 | OB (Boiler, other) | PB4 | Distillate Fuel Oil No. 2 | Carbon Dioxide Non-Biogenic | 0 | 0 | C
322130 | 1006760 | 2023 | OB (Boiler, other) | PB4 | Distillate Fuel Oil No. 2 | Carbon Dioxide Total | 0 | 0 | C
322130 | 1006760 | 2023 | OB (Boiler, other) | PB4 | Distillate Fuel Oil No. 2 | Methane | 0 | 0 | C
322130 | 1006760 | 2023 | OB (Boiler, other) | PB4 | Distillate Fuel Oil No. 2 | Methane (Co2 eq) | 0 | 0 | C
322130 | 1006760 | 2023 | OB (Boiler, other) | PB4 | Distillate Fuel Oil No. 2 | Nitrous Oxide | 0 | 0 | C
322130 | 1006760 | 2023 | OB (Boiler, other) | PB4 | Distillate Fuel Oil No. 2 | Nitrous Oxide (Co2 eq) | 0 | 0 | C
322130 | 1006760 | 2023 | OB (Boiler, other) | PB4 | Natural Gas (Weighted U.S. Average) | Carbon Dioxide Biogenic | 0 | 1194587000 | C
322130 | 1006760 | 2023 | OB (Boiler, other) | PB4 | Natural Gas (Weighted U.S. Average) | Carbon Dioxide Non-Biogenic | 64698.9 | 1194587000 | C
322130 | 1006760 | 2023 | OB (Boiler, other) | PB4 | Natural Gas (Weighted U.S. Average) | Carbon Dioxide Total | 64698.9 | 1194587000 | C
322130 | 1006760 | 2023 | OB (Boiler, other) | PB4 | Natural Gas (Weighted U.S. Average) | Methane | 1.22 | 1194587000 | C
322130 | 1006760 | 2023 | OB (Boiler, other) | PB4 | Natural Gas (Weighted U.S. Average) | Methane (Co2 eq) | 30.5 | 1194587000 | C
322130 | 1006760 | 2023 | OB (Boiler, other) | PB4 | Natural Gas (Weighted U.S. Average) | Nitrous Oxide | 0.122 | 1194587000 | C
322130 | 1006760 | 2023 | OB (Boiler, other) | PB4 | Natural Gas (Weighted U.S. Average) | Nitrous Oxide (Co2 eq) | 36.3 | 1194587000 | C
322130 | 1006760 | 2023 | OB (Boiler, other) | PK2 | Natural Gas (Weighted U.S. Average) | Carbon Dioxide Biogenic | 0 | 0 | C
322130 | 1006760 | 2023 | OB (Boiler, other) | PK2 | Natural Gas (Weighted U.S. Average) | Carbon Dioxide Non-Biogenic | 6232.8 | 0 | C
322130 | 1006760 | 2023 | OB (Boiler, other) | PK2 | Natural Gas (Weighted U.S. Average) | Carbon Dioxide Total | 6232.8 | 0 | C
322130 | 1006760 | 2023 | OB (Boiler, other) | PK2 | Natural Gas (Weighted U.S. Average) | Methane | 0.12 | 0 | C
322130 | 1006760 | 2023 | OB (Boiler, other) | PK2 | Natural Gas (Weighted U.S. Average) | Methane (Co2 eq) | 2.9 | 0 | C
322130 | 1006760 | 2023 | OB (Boiler, other) | PK2 | Natural Gas (Weighted U.S. Average) | Nitrous Oxide | 0.012 | 0 | C
322130 | 1006760 | 2023 | OB (Boiler, other) | PK2 | Natural Gas (Weighted U.S. Average) | Nitrous Oxide (Co2 eq) | 3.5 | 0 | C
322130 | 1006760 | 2023 | Chemical Recovery Furnace | RF5 |  | Carbon Dioxide Biogenic (Spent Liquor) | 1630433.2 |  | AA | [9 empty] | 37 | 1988 | KV/TAM | 4 |  | 1 | D | 1160 | 935 | 825
322130 | 1006760 | 2023 | Chemical Recovery Furnace | RF5 |  | Carbon Dioxide Non-Biogenic | 7289.6 |  | AA | [9 empty] | 37 | 1988 | KV/TAM | 4 |  | 1 | D | 1160 | 935 | 825
322130 | 1006760 | 2023 | Chemical Recovery Furnace | RF5 |  | Methane | 0.3 |  | AA | [9 empty] | 37 | 1988 | KV/TAM | 4 |  | 1 | D | 1160 | 935 | 825
322130 | 1006760 | 2023 | Chemical Recovery Furnace | RF5 |  | Methane Spent Liquor | 32.82 |  | AA | [9 empty] | 37 | 1988 | KV/TAM | 4 |  | 1 | D | 1160 | 935 | 825
322130 | 1006760 | 2023 | Chemical Recovery Furnace | RF5 |  | Nitrous Oxide | 0.06 |  | AA | [9 empty] | 37 | 1988 | KV/TAM | 4 |  | 1 | D | 1160 | 935 | 825
322130 | 1006760 | 2023 | Chemical Recovery Furnace | RF5 |  | Nitrous Oxide Spent Liquor | 7.254 |  | AA | [9 empty] | 37 | 1988 | KV/TAM | 4 |  | 1 | D | 1160 | 935 | 825
322130 | 1006760 | 2023 | BFB (Boiler, bubbling fluidized bed) | WFB | Distillate Fuel Oil No. 2 | Carbon Dioxide Biogenic | 0 | 0 | C
322130 | 1006760 | 2023 | BFB (Boiler, bubbling fluidized bed) | WFB | Distillate Fuel Oil No. 2 | Carbon Dioxide Non-Biogenic | 0 | 0 | C
322130 | 1006760 | 2023 | BFB (Boiler, bubbling fluidized bed) | WFB | Distillate Fuel Oil No. 2 | Carbon Dioxide Total | 0 | 0 | C
322130 | 1006760 | 2023 | BFB (Boiler, bubbling fluidized bed) | WFB | Distillate Fuel Oil No. 2 | Methane | 0 | 0 | C
322130 | 1006760 | 2023 | BFB (Boiler, bubbling fluidized bed) | WFB | Distillate Fuel Oil No. 2 | Methane (Co2 eq) | 0 | 0 | C
322130 | 1006760 | 2023 | BFB (Boiler, bubbling fluidized bed) | WFB | Distillate Fuel Oil No. 2 | Nitrous Oxide | 0 | 0 | C
322130 | 1006760 | 2023 | BFB (Boiler, bubbling fluidized bed) | WFB | Distillate Fuel Oil No. 2 | Nitrous Oxide (Co2 eq) | 0 | 0 | C
322130 | 1006760 | 2023 | BFB (Boiler, bubbling fluidized bed) | WFB | Residual Fuel Oil No. 5 | Carbon Dioxide Biogenic | 0 | 0 | C
322130 | 1006760 | 2023 | BFB (Boiler, bubbling fluidized bed) | WFB | Residual Fuel Oil No. 5 | Carbon Dioxide Non-Biogenic | 6225.8 | 0 | C
322130 | 1006760 | 2023 | BFB (Boiler, bubbling fluidized bed) | WFB | Residual Fuel Oil No. 5 | Carbon Dioxide Total | 6225.8 | 0 | C
322130 | 1006760 | 2023 | BFB (Boiler, bubbling fluidized bed) | WFB | Residual Fuel Oil No. 5 | Methane | 0.26 | 0 | C
322130 | 1006760 | 2023 | BFB (Boiler, bubbling fluidized bed) | WFB | Residual Fuel Oil No. 5 | Methane (Co2 eq) | 6.4 | 0 | C
322130 | 1006760 | 2023 | BFB (Boiler, bubbling fluidized bed) | WFB | Residual Fuel Oil No. 5 | Nitrous Oxide | 0.052 | 0 | C
322130 | 1006760 | 2023 | BFB (Boiler, bubbling fluidized bed) | WFB | Residual Fuel Oil No. 5 | Nitrous Oxide (Co2 eq) | 15.4 | 0 | C
322130 | 1006760 | 2023 | BFB (Boiler, bubbling fluidized bed) | WFB | Wood and Wood Residuals (dry basis) | Carbon Dioxide Biogenic | 448689.9 | 0 | C
322130 | 1006760 | 2023 | BFB (Boiler, bubbling fluidized bed) | WFB | Wood and Wood Residuals (dry basis) | Carbon Dioxide Non-Biogenic | 0 | 0 | C
322130 | 1006760 | 2023 | BFB (Boiler, bubbling fluidized bed) | WFB | Wood and Wood Residuals (dry basis) | Carbon Dioxide Total | 448689.9 | 0 | C
322130 | 1006760 | 2023 | BFB (Boiler, bubbling fluidized bed) | WFB | Wood and Wood Residuals (dry basis) | Methane | 34.44 | 0 | C
322130 | 1006760 | 2023 | BFB (Boiler, bubbling fluidized bed) | WFB | Wood and Wood Residuals (dry basis) | Methane (Co2 eq) | 861 | 0 | C
322130 | 1006760 | 2023 | BFB (Boiler, bubbling fluidized bed) | WFB | Wood and Wood Residuals (dry basis) | Nitrous Oxide | 17.221 | 0 | C
322130 | 1006760 | 2023 | BFB (Boiler, bubbling fluidized bed) | WFB | Wood and Wood Residuals (dry basis) | Nitrous Oxide (Co2 eq) | 5131.7 | 0 | C
322130 | 1006776 | 2023 | OB (Boiler, other) | Bark Boiler (EUG D1) | Natural Gas (Weighted U.S. Average) | Carbon Dioxide Biogenic | 0 | 0 | C
322130 | 1006776 | 2023 | OB (Boiler, other) | Bark Boiler (EUG D1) | Natural Gas (Weighted U.S. Average) | Carbon Dioxide Non-Biogenic | 60641.6 | 0 | C
322130 | 1006776 | 2023 | OB (Boiler, other) | Bark Boiler (EUG D1) | Natural Gas (Weighted U.S. Average) | Carbon Dioxide Total | 60641.6 | 0 | C
322130 | 1006776 | 2023 | OB (Boiler, other) | Bark Boiler (EUG D1) | Natural Gas (Weighted U.S. Average) | Methane | 1.14 | 0 | C
322130 | 1006776 | 2023 | OB (Boiler, other) | Bark Boiler (EUG D1) | Natural Gas (Weighted U.S. Average) | Methane (Co2 eq) | 28.6 | 0 | C
322130 | 1006776 | 2023 | OB (Boiler, other) | Bark Boiler (EUG D1) | Natural Gas (Weighted U.S. Average) | Nitrous Oxide | 0.114 | 0 | C
322130 | 1006776 | 2023 | OB (Boiler, other) | Bark Boiler (EUG D1) | Natural Gas (Weighted U.S. Average) | Nitrous Oxide (Co2 eq) | 34.1 | 0 | C
322130 | 1006776 | 2023 | OB (Boiler, other) | Bark Boiler (EUG D1) | Wood and Wood Residuals (dry basis) | Carbon Dioxide Biogenic | 323237.6 | 0 | C
322130 | 1006776 | 2023 | OB (Boiler, other) | Bark Boiler (EUG D1) | Wood and Wood Residuals (dry basis) | Carbon Dioxide Non-Biogenic | 0 | 0 | C
322130 | 1006776 | 2023 | OB (Boiler, other) | Bark Boiler (EUG D1) | Wood and Wood Residuals (dry basis) | Carbon Dioxide Total | 323237.6 | 0 | C
322130 | 1006776 | 2023 | OB (Boiler, other) | Bark Boiler (EUG D1) | Wood and Wood Residuals (dry basis) | Methane | 24.81 | 0 | C
322130 | 1006776 | 2023 | OB (Boiler, other) | Bark Boiler (EUG D1) | Wood and Wood Residuals (dry basis) | Methane (Co2 eq) | 620.3 | 0 | C
322130 | 1006776 | 2023 | OB (Boiler, other) | Bark Boiler (EUG D1) | Wood and Wood Residuals (dry basis) | Nitrous Oxide | 12.405 | 0 | C
322130 | 1006776 | 2023 | OB (Boiler, other) | Bark Boiler (EUG D1) | Wood and Wood Residuals (dry basis) | Nitrous Oxide (Co2 eq) | 3696.9 | 0 | C
322130 | 1006776 | 2023 | CH (Comfort heater) | Comfort Heaters and Hot Water | Natural Gas (Weighted U.S. Average) | Carbon Dioxide Biogenic | 0 | 187551000 | C
322130 | 1006776 | 2023 | CH (Comfort heater) | Comfort Heaters and Hot Water | Natural Gas (Weighted U.S. Average) | Carbon Dioxide Non-Biogenic | 10291.5 | 187551000 | C
322130 | 1006776 | 2023 | CH (Comfort heater) | Comfort Heaters and Hot Water | Natural Gas (Weighted U.S. Average) | Carbon Dioxide Total | 10291.5 | 187551000 | C
322130 | 1006776 | 2023 | CH (Comfort heater) | Comfort Heaters and Hot Water | Natural Gas (Weighted U.S. Average) | Methane | 0.19 | 187551000 | C
322130 | 1006776 | 2023 | CH (Comfort heater) | Comfort Heaters and Hot Water | Natural Gas (Weighted U.S. Average) | Methane (Co2 eq) | 4.8 | 187551000 | C
322130 | 1006776 | 2023 | CH (Comfort heater) | Comfort Heaters and Hot Water | Natural Gas (Weighted U.S. Average) | Nitrous Oxide | 0.019 | 187551000 | C
322130 | 1006776 | 2023 | CH (Comfort heater) | Comfort Heaters and Hot Water | Natural Gas (Weighted U.S. Average) | Nitrous Oxide (Co2 eq) | 5.8 | 187551000 | C
322130 | 1006776 | 2023 | Pulp Mill Lime Kiln | Lime Kiln (EUG E7) |  | Carbon Dioxide Biogenic (Spent Liquor) | 0 |  | AA
322130 | 1006776 | 2023 | Pulp Mill Lime Kiln | Lime Kiln (EUG E7) |  | Carbon Dioxide Non-Biogenic | 49594 |  | AA
322130 | 1006776 | 2023 | Pulp Mill Lime Kiln | Lime Kiln (EUG E7) |  | Methane | 2.17 |  | AA
322130 | 1006776 | 2023 | Pulp Mill Lime Kiln | Lime Kiln (EUG E7) |  | Methane Spent Liquor | 0 |  | AA
322130 | 1006776 | 2023 | Pulp Mill Lime Kiln | Lime Kiln (EUG E7) |  | Nitrous Oxide | 0 |  | AA
322130 | 1006776 | 2023 | Pulp Mill Lime Kiln | Lime Kiln (EUG E7) |  | Nitrous Oxide Spent Liquor | 0 |  | AA
322130 | 1006776 | 2023 | OB (Boiler, other) | Package Boiler (EUG D3) | Natural Gas (Weighted U.S. Average) | Carbon Dioxide Biogenic | 0 | 0 | C
322130 | 1006776 | 2023 | OB (Boiler, other) | Package Boiler (EUG D3) | Natural Gas (Weighted U.S. Average) | Carbon Dioxide Non-Biogenic | 5844.4 | 0 | C
322130 | 1006776 | 2023 | OB (Boiler, other) | Package Boiler (EUG D3) | Natural Gas (Weighted U.S. Average) | Carbon Dioxide Total | 5844.4 | 0 | C
322130 | 1006776 | 2023 | OB (Boiler, other) | Package Boiler (EUG D3) | Natural Gas (Weighted U.S. Average) | Methane | 0.11 | 0 | C
322130 | 1006776 | 2023 | OB (Boiler, other) | Package Boiler (EUG D3) | Natural Gas (Weighted U.S. Average) | Methane (Co2 eq) | 2.8 | 0 | C
322130 | 1006776 | 2023 | OB (Boiler, other) | Package Boiler (EUG D3) | Natural Gas (Weighted U.S. Average) | Nitrous Oxide | 0.011 | 0 | C
322130 | 1006776 | 2023 | OB (Boiler, other) | Package Boiler (EUG D3) | Natural Gas (Weighted U.S. Average) | Nitrous Oxide (Co2 eq) | 3.3 | 0 | C
322130 | 1006776 | 2023 | OB (Boiler, other) | Power Boiler (EUG D2) | Distillate Fuel Oil No. 2 | Carbon Dioxide Biogenic | 0 | 0 | C
322130 | 1006776 | 2023 | OB (Boiler, other) | Power Boiler (EUG D2) | Distillate Fuel Oil No. 2 | Carbon Dioxide Non-Biogenic | 2264.2 | 0 | C
322130 | 1006776 | 2023 | OB (Boiler, other) | Power Boiler (EUG D2) | Distillate Fuel Oil No. 2 | Carbon Dioxide Total | 2264.2 | 0 | C
322130 | 1006776 | 2023 | OB (Boiler, other) | Power Boiler (EUG D2) | Distillate Fuel Oil No. 2 | Methane | 0.09 | 0 | C
322130 | 1006776 | 2023 | OB (Boiler, other) | Power Boiler (EUG D2) | Distillate Fuel Oil No. 2 | Methane (Co2 eq) | 2.3 | 0 | C
322130 | 1006776 | 2023 | OB (Boiler, other) | Power Boiler (EUG D2) | Distillate Fuel Oil No. 2 | Nitrous Oxide | 0.018 | 0 | C
322130 | 1006776 | 2023 | OB (Boiler, other) | Power Boiler (EUG D2) | Distillate Fuel Oil No. 2 | Nitrous Oxide (Co2 eq) | 5.5 | 0 | C
322130 | 1006776 | 2023 | OB (Boiler, other) | Power Boiler (EUG D2) | Natural Gas (Weighted U.S. Average) | Carbon Dioxide Biogenic | 0 | 0 | C
322130 | 1006776 | 2023 | OB (Boiler, other) | Power Boiler (EUG D2) | Natural Gas (Weighted U.S. Average) | Carbon Dioxide Non-Biogenic | 190006.1 | 0 | C
322130 | 1006776 | 2023 | OB (Boiler, other) | Power Boiler (EUG D2) | Natural Gas (Weighted U.S. Average) | Carbon Dioxide Total | 190006.1 | 0 | C
322130 | 1006776 | 2023 | OB (Boiler, other) | Power Boiler (EUG D2) | Natural Gas (Weighted U.S. Average) | Methane | 3.58 | 0 | C
322130 | 1006776 | 2023 | OB (Boiler, other) | Power Boiler (EUG D2) | Natural Gas (Weighted U.S. Average) | Methane (Co2 eq) | 89.5 | 0 | C
322130 | 1006776 | 2023 | OB (Boiler, other) | Power Boiler (EUG D2) | Natural Gas (Weighted U.S. Average) | Nitrous Oxide | 0.358 | 0 | C
322130 | 1006776 | 2023 | OB (Boiler, other) | Power Boiler (EUG D2) | Natural Gas (Weighted U.S. Average) | Nitrous Oxide (Co2 eq) | 106.7 | 0 | C
322130 | 1006776 | 2023 | Chemical Recovery Furnace | Recovery Furnace (EUG D6) |  | Carbon Dioxide Biogenic (Spent Liquor) | 920214.1 |  | AA | [9 empty] | 18 | 2007 | Andritz | 6.3 |  | 1 | D | 1850 | 1500 | 925
322130 | 1006776 | 2023 | Chemical Recovery Furnace | Recovery Furnace (EUG D6) |  | Carbon Dioxide Non-Biogenic | 18792.4 |  | AA | [9 empty] | 18 | 2007 | Andritz | 6.3 |  | 1 | D | 1850 | 1500 | 925
322130 | 1006776 | 2023 | Chemical Recovery Furnace | Recovery Furnace (EUG D6) |  | Methane | 0.35 |  | AA | [9 empty] | 18 | 2007 | Andritz | 6.3 |  | 1 | D | 1850 | 1500 | 925
322130 | 1006776 | 2023 | Chemical Recovery Furnace | Recovery Furnace (EUG D6) |  | Methane Spent Liquor | 18.55 |  | AA | [9 empty] | 18 | 2007 | Andritz | 6.3 |  | 1 | D | 1850 | 1500 | 925
322130 | 1006776 | 2023 | Chemical Recovery Furnace | Recovery Furnace (EUG D6) |  | Nitrous Oxide | 0.035 |  | AA | [9 empty] | 18 | 2007 | Andritz | 6.3 |  | 1 | D | 1850 | 1500 | 925
322130 | 1006776 | 2023 | Chemical Recovery Furnace | Recovery Furnace (EUG D6) |  | Nitrous Oxide Spent Liquor | 4.1 |  | AA | [9 empty] | 18 | 2007 | Andritz | 6.3 |  | 1 | D | 1850 | 1500 | 925
322130 | 1006776 | 2023 | RTO (Regenerative thermal oxidizer) | Thermal Oxidizer (EUG F4) | Natural Gas (Weighted U.S. Average) | Carbon Dioxide Biogenic | 0 | 0 | C
322130 | 1006776 | 2023 | RTO (Regenerative thermal oxidizer) | Thermal Oxidizer (EUG F4) | Natural Gas (Weighted U.S. Average) | Carbon Dioxide Non-Biogenic | 44.4 | 0 | C
322130 | 1006776 | 2023 | RTO (Regenerative thermal oxidizer) | Thermal Oxidizer (EUG F4) | Natural Gas (Weighted U.S. Average) | Carbon Dioxide Total | 44.4 | 0 | C
322130 | 1006776 | 2023 | RTO (Regenerative thermal oxidizer) | Thermal Oxidizer (EUG F4) | Natural Gas (Weighted U.S. Average) | Methane | 0 | 0 | C
322130 | 1006776 | 2023 | RTO (Regenerative thermal oxidizer) | Thermal Oxidizer (EUG F4) | Natural Gas (Weighted U.S. Average) | Methane (Co2 eq) | 0 | 0 | C
322130 | 1006776 | 2023 | RTO (Regenerative thermal oxidizer) | Thermal Oxidizer (EUG F4) | Natural Gas (Weighted U.S. Average) | Nitrous Oxide | 0 | 0 | C
322130 | 1006776 | 2023 | RTO (Regenerative thermal oxidizer) | Thermal Oxidizer (EUG F4) | Natural Gas (Weighted U.S. Average) | Nitrous Oxide (Co2 eq) | 0 | 0 | C
311611 | 1006783 | 2023 |  | GP-Combustion Units | Natural Gas (Weighted U.S. Average) | Carbon Dioxide Biogenic | 0 | 0 | C
311611 | 1006783 | 2023 |  | GP-Combustion Units | Natural Gas (Weighted U.S. Average) | Carbon Dioxide Non-Biogenic | 31163.7 | 0 | C
311611 | 1006783 | 2023 |  | GP-Combustion Units | Natural Gas (Weighted U.S. Average) | Carbon Dioxide Total | 31163.7 | 0 | C
311611 | 1006783 | 2023 |  | GP-Combustion Units | Natural Gas (Weighted U.S. Average) | Methane | 0.59 | 0 | C
311611 | 1006783 | 2023 |  | GP-Combustion Units | Natural Gas (Weighted U.S. Average) | Methane (Co2 eq) | 14.7 | 0 | C
311611 | 1006783 | 2023 |  | GP-Combustion Units | Natural Gas (Weighted U.S. Average) | Nitrous Oxide | 0.059 | 0 | C
311611 | 1006783 | 2023 |  | GP-Combustion Units | Natural Gas (Weighted U.S. Average) | Nitrous Oxide (Co2 eq) | 17.5 | 0 | C
311611 | 1006783 | 2023 |  | GP-Generators | Distillate Fuel Oil No. 2 | Carbon Dioxide Biogenic | 0 | 0 | C
311611 | 1006783 | 2023 |  | GP-Generators | Distillate Fuel Oil No. 2 | Carbon Dioxide Non-Biogenic | 0.5 | 0 | C
311611 | 1006783 | 2023 |  | GP-Generators | Distillate Fuel Oil No. 2 | Carbon Dioxide Total | 0.5 | 0 | C
311611 | 1006783 | 2023 |  | GP-Generators | Distillate Fuel Oil No. 2 | Methane | 0 | 0 | C
311611 | 1006783 | 2023 |  | GP-Generators | Distillate Fuel Oil No. 2 | Methane (Co2 eq) | 0 | 0 | C
311611 | 1006783 | 2023 |  | GP-Generators | Distillate Fuel Oil No. 2 | Nitrous Oxide | 0 | 0 | C
311611 | 1006783 | 2023 |  | GP-Generators | Distillate Fuel Oil No. 2 | Nitrous Oxide (Co2 eq) | 0 | 0 | C
325193 | 1006787 | 2023 |  | GP-TO/Dryers | Natural Gas (Weighted U.S. Average) | Carbon Dioxide Biogenic | 0 | 0 | C
325193 | 1006787 | 2023 |  | GP-TO/Dryers | Natural Gas (Weighted U.S. Average) | Carbon Dioxide Non-Biogenic | 171127.9 | 0 | C
325193 | 1006787 | 2023 |  | GP-TO/Dryers | Natural Gas (Weighted U.S. Average) | Carbon Dioxide Total | 171127.9 | 0 | C
325193 | 1006787 | 2023 |  | GP-TO/Dryers | Natural Gas (Weighted U.S. Average) | Methane | 3.23 | 0 | C
325193 | 1006787 | 2023 |  | GP-TO/Dryers | Natural Gas (Weighted U.S. Average) | Methane (Co2 eq) | 80.6 | 0 | C
325193 | 1006787 | 2023 |  | GP-TO/Dryers | Natural Gas (Weighted U.S. Average) | Nitrous Oxide | 0.323 | 0 | C
325193 | 1006787 | 2023 |  | GP-TO/Dryers | Natural Gas (Weighted U.S. Average) | Nitrous Oxide (Co2 eq) | 96.1 | 0 | C
322120 | 1006788 | 2023 | SCCT (CT (Turbine, simple cycle combustion)) | Gas Turbine & Duct Burner | Natural Gas (Weighted U.S. Average) | Carbon Dioxide Biogenic | 0 | 3314142000 | C
322120 | 1006788 | 2023 | SCCT (CT (Turbine, simple cycle combustion)) | Gas Turbine & Duct Burner | Natural Gas (Weighted U.S. Average) | Carbon Dioxide Non-Biogenic | 180914.2 | 3314142000 | C
322120 | 1006788 | 2023 | SCCT (CT (Turbine, simple cycle combustion)) | Gas Turbine & Duct Burner | Natural Gas (Weighted U.S. Average) | Carbon Dioxide Total | 180914.2 | 3314142000 | C
322120 | 1006788 | 2023 | SCCT (CT (Turbine, simple cycle combustion)) | Gas Turbine & Duct Burner | Natural Gas (Weighted U.S. Average) | Methane | 3.41 | 3314142000 | C
322120 | 1006788 | 2023 | SCCT (CT (Turbine, simple cycle combustion)) | Gas Turbine & Duct Burner | Natural Gas (Weighted U.S. Average) | Methane (Co2 eq) | 85.2 | 3314142000 | C
322120 | 1006788 | 2023 | SCCT (CT (Turbine, simple cycle combustion)) | Gas Turbine & Duct Burner | Natural Gas (Weighted U.S. Average) | Nitrous Oxide | 0.341 | 3314142000 | C
322120 | 1006788 | 2023 | SCCT (CT (Turbine, simple cycle combustion)) | Gas Turbine & Duct Burner | Natural Gas (Weighted U.S. Average) | Nitrous Oxide (Co2 eq) | 101.6 | 3314142000 | C
322120 | 1006788 | 2023 | Pulp Mill Lime Kiln | LK3 |  | Carbon Dioxide Biogenic (Spent Liquor) | 420810.6 |  | AA
322120 | 1006788 | 2023 | Pulp Mill Lime Kiln | LK3 |  | Carbon Dioxide Non-Biogenic | 25451 |  | AA
322120 | 1006788 | 2023 | Pulp Mill Lime Kiln | LK3 |  | Methane | 1.3 |  | AA
322120 | 1006788 | 2023 | Pulp Mill Lime Kiln | LK3 |  | Methane Spent Liquor | 8.5 |  | AA
322120 | 1006788 | 2023 | Pulp Mill Lime Kiln | LK3 |  | Nitrous Oxide | 0 |  | AA
322120 | 1006788 | 2023 | Pulp Mill Lime Kiln | LK3 |  | Nitrous Oxide Spent Liquor | 1.879 |  | AA
322120 | 1006788 | 2023 | ICI (Incinerator, commercial and industrial) | LVHC Incinerator | Natural Gas (Weighted U.S. Average) | Carbon Dioxide Biogenic | 0 | 18468000 | C
322120 | 1006788 | 2023 | ICI (Incinerator, commercial and industrial) | LVHC Incinerator | Natural Gas (Weighted U.S. Average) | Carbon Dioxide Non-Biogenic | 1008.1 | 18468000 | C
322120 | 1006788 | 2023 | ICI (Incinerator, commercial and industrial) | LVHC Incinerator | Natural Gas (Weighted U.S. Average) | Carbon Dioxide Total | 1008.1 | 18468000 | C
322120 | 1006788 | 2023 | ICI (Incinerator, commercial and industrial) | LVHC Incinerator | Natural Gas (Weighted U.S. Average) | Methane | 0.02 | 18468000 | C
322120 | 1006788 | 2023 | ICI (Incinerator, commercial and industrial) | LVHC Incinerator | Natural Gas (Weighted U.S. Average) | Methane (Co2 eq) | 0.5 | 18468000 | C
322120 | 1006788 | 2023 | ICI (Incinerator, commercial and industrial) | LVHC Incinerator | Natural Gas (Weighted U.S. Average) | Nitrous Oxide | 0.002 | 18468000 | C
322120 | 1006788 | 2023 | ICI (Incinerator, commercial and industrial) | LVHC Incinerator | Natural Gas (Weighted U.S. Average) | Nitrous Oxide (Co2 eq) | 0.6 | 18468000 | C
322120 | 1006788 | 2023 | OB (Boiler, other) | PB (Bark Boiler1) | Natural Gas (Weighted U.S. Average) | Carbon Dioxide Biogenic | 0 | 934071000 | C
322120 | 1006788 | 2023 | OB (Boiler, other) | PB (Bark Boiler1) | Natural Gas (Weighted U.S. Average) | Carbon Dioxide Non-Biogenic | 50975.6 | 934071000 | C
322120 | 1006788 | 2023 | OB (Boiler, other) | PB (Bark Boiler1) | Natural Gas (Weighted U.S. Average) | Carbon Dioxide Total | 50975.6 | 934071000 | C
322120 | 1006788 | 2023 | OB (Boiler, other) | PB (Bark Boiler1) | Natural Gas (Weighted U.S. Average) | Methane | 0.96 | 934071000 | C
322120 | 1006788 | 2023 | OB (Boiler, other) | PB (Bark Boiler1) | Natural Gas (Weighted U.S. Average) | Methane (Co2 eq) | 24 | 934071000 | C
322120 | 1006788 | 2023 | OB (Boiler, other) | PB (Bark Boiler1) | Natural Gas (Weighted U.S. Average) | Nitrous Oxide | 0.096 | 934071000 | C
322120 | 1006788 | 2023 | OB (Boiler, other) | PB (Bark Boiler1) | Natural Gas (Weighted U.S. Average) | Nitrous Oxide (Co2 eq) | 28.6 | 934071000 | C
322120 | 1006788 | 2023 | OB (Boiler, other) | PB (Bark Boiler1) | Wood and Wood Residuals (dry basis) | Carbon Dioxide Biogenic | 4083.8 | 2522.6 | C
322120 | 1006788 | 2023 | OB (Boiler, other) | PB (Bark Boiler1) | Wood and Wood Residuals (dry basis) | Carbon Dioxide Non-Biogenic | 0 | 2522.6 | C
322120 | 1006788 | 2023 | OB (Boiler, other) | PB (Bark Boiler1) | Wood and Wood Residuals (dry basis) | Carbon Dioxide Total | 4083.8 | 2522.6 | C
322120 | 1006788 | 2023 | OB (Boiler, other) | PB (Bark Boiler1) | Wood and Wood Residuals (dry basis) | Methane | 0.32 | 2522.6 | C
322120 | 1006788 | 2023 | OB (Boiler, other) | PB (Bark Boiler1) | Wood and Wood Residuals (dry basis) | Methane (Co2 eq) | 7.8 | 2522.6 | C
322120 | 1006788 | 2023 | OB (Boiler, other) | PB (Bark Boiler1) | Wood and Wood Residuals (dry basis) | Nitrous Oxide | 0.157 | 2522.6 | C
322120 | 1006788 | 2023 | OB (Boiler, other) | PB (Bark Boiler1) | Wood and Wood Residuals (dry basis) | Nitrous Oxide (Co2 eq) | 46.7 | 2522.6 | C
322120 | 1006788 | 2023 | OB (Boiler, other) | PB (Bark Boiler2) | Natural Gas (Weighted U.S. Average) | Carbon Dioxide Biogenic | 0 | 1077314000 | C
322120 | 1006788 | 2023 | OB (Boiler, other) | PB (Bark Boiler2) | Natural Gas (Weighted U.S. Average) | Carbon Dioxide Non-Biogenic | 58787.3 | 1077314000 | C
322120 | 1006788 | 2023 | OB (Boiler, other) | PB (Bark Boiler2) | Natural Gas (Weighted U.S. Average) | Carbon Dioxide Total | 58787.3 | 1077314000 | C
322120 | 1006788 | 2023 | OB (Boiler, other) | PB (Bark Boiler2) | Natural Gas (Weighted U.S. Average) | Methane | 1.11 | 1077314000 | C
322120 | 1006788 | 2023 | OB (Boiler, other) | PB (Bark Boiler2) | Natural Gas (Weighted U.S. Average) | Methane (Co2 eq) | 27.7 | 1077314000 | C
322120 | 1006788 | 2023 | OB (Boiler, other) | PB (Bark Boiler2) | Natural Gas (Weighted U.S. Average) | Nitrous Oxide | 0.111 | 1077314000 | C
322120 | 1006788 | 2023 | OB (Boiler, other) | PB (Bark Boiler2) | Natural Gas (Weighted U.S. Average) | Nitrous Oxide (Co2 eq) | 33 | 1077314000 | C
322120 | 1006788 | 2023 | OB (Boiler, other) | PB (Bark Boiler2) | Wood and Wood Residuals (dry basis) | Carbon Dioxide Biogenic | 82778.9 | 52325.5 | C
322120 | 1006788 | 2023 | OB (Boiler, other) | PB (Bark Boiler2) | Wood and Wood Residuals (dry basis) | Carbon Dioxide Non-Biogenic | 0 | 52325.5 | C
322120 | 1006788 | 2023 | OB (Boiler, other) | PB (Bark Boiler2) | Wood and Wood Residuals (dry basis) | Carbon Dioxide Total | 82778.9 | 52325.5 | C
322120 | 1006788 | 2023 | OB (Boiler, other) | PB (Bark Boiler2) | Wood and Wood Residuals (dry basis) | Methane | 6.35 | 52325.5 | C
322120 | 1006788 | 2023 | OB (Boiler, other) | PB (Bark Boiler2) | Wood and Wood Residuals (dry basis) | Methane (Co2 eq) | 158.9 | 52325.5 | C
322120 | 1006788 | 2023 | OB (Boiler, other) | PB (Bark Boiler2) | Wood and Wood Residuals (dry basis) | Nitrous Oxide | 3.178 | 52325.5 | C
322120 | 1006788 | 2023 | OB (Boiler, other) | PB (Bark Boiler2) | Wood and Wood Residuals (dry basis) | Nitrous Oxide (Co2 eq) | 946.8 | 52325.5 | C
322120 | 1006788 | 2023 | OB (Boiler, other) | PB1 (Combo) | Natural Gas (Weighted U.S. Average) | Carbon Dioxide Biogenic | 0 | 673209000 | C
322120 | 1006788 | 2023 | OB (Boiler, other) | PB1 (Combo) | Natural Gas (Weighted U.S. Average) | Carbon Dioxide Non-Biogenic | 36730.2 | 673209000 | C
322120 | 1006788 | 2023 | OB (Boiler, other) | PB1 (Combo) | Natural Gas (Weighted U.S. Average) | Carbon Dioxide Total | 36730.2 | 673209000 | C
322120 | 1006788 | 2023 | OB (Boiler, other) | PB1 (Combo) | Natural Gas (Weighted U.S. Average) | Methane | 0.69 | 673209000 | C
322120 | 1006788 | 2023 | OB (Boiler, other) | PB1 (Combo) | Natural Gas (Weighted U.S. Average) | Methane (Co2 eq) | 17.3 | 673209000 | C
322120 | 1006788 | 2023 | OB (Boiler, other) | PB1 (Combo) | Natural Gas (Weighted U.S. Average) | Nitrous Oxide | 0.069 | 673209000 | C
322120 | 1006788 | 2023 | OB (Boiler, other) | PB1 (Combo) | Natural Gas (Weighted U.S. Average) | Nitrous Oxide (Co2 eq) | 20.6 | 673209000 | C
322120 | 1006788 | 2023 | OB (Boiler, other) | Pkg Boiler 1 | Natural Gas (Weighted U.S. Average) | Carbon Dioxide Biogenic | 0 | 170650000 | C
322120 | 1006788 | 2023 | OB (Boiler, other) | Pkg Boiler 1 | Natural Gas (Weighted U.S. Average) | Carbon Dioxide Non-Biogenic | 9309.6 | 170650000 | C
322120 | 1006788 | 2023 | OB (Boiler, other) | Pkg Boiler 1 | Natural Gas (Weighted U.S. Average) | Carbon Dioxide Total | 9309.6 | 170650000 | C
322120 | 1006788 | 2023 | OB (Boiler, other) | Pkg Boiler 1 | Natural Gas (Weighted U.S. Average) | Methane | 0.18 | 170650000 | C
322120 | 1006788 | 2023 | OB (Boiler, other) | Pkg Boiler 1 | Natural Gas (Weighted U.S. Average) | Methane (Co2 eq) | 4.4 | 170650000 | C
322120 | 1006788 | 2023 | OB (Boiler, other) | Pkg Boiler 1 | Natural Gas (Weighted U.S. Average) | Nitrous Oxide | 0.018 | 170650000 | C
322120 | 1006788 | 2023 | OB (Boiler, other) | Pkg Boiler 1 | Natural Gas (Weighted U.S. Average) | Nitrous Oxide (Co2 eq) | 5.2 | 170650000 | C
322120 | 1006788 | 2023 | OB (Boiler, other) | Pkg Boiler 2 | Natural Gas (Weighted U.S. Average) | Carbon Dioxide Biogenic | 0 | 305030000 | C
322120 | 1006788 | 2023 | OB (Boiler, other) | Pkg Boiler 2 | Natural Gas (Weighted U.S. Average) | Carbon Dioxide Non-Biogenic | 16681.5 | 305030000 | C
322120 | 1006788 | 2023 | OB (Boiler, other) | Pkg Boiler 2 | Natural Gas (Weighted U.S. Average) | Carbon Dioxide Total | 16681.5 | 305030000 | C
322120 | 1006788 | 2023 | OB (Boiler, other) | Pkg Boiler 2 | Natural Gas (Weighted U.S. Average) | Methane | 0.31 | 305030000 | C
322120 | 1006788 | 2023 | OB (Boiler, other) | Pkg Boiler 2 | Natural Gas (Weighted U.S. Average) | Methane (Co2 eq) | 7.9 | 305030000 | C
322120 | 1006788 | 2023 | OB (Boiler, other) | Pkg Boiler 2 | Natural Gas (Weighted U.S. Average) | Nitrous Oxide | 0.031 | 305030000 | C
322120 | 1006788 | 2023 | OB (Boiler, other) | Pkg Boiler 2 | Natural Gas (Weighted U.S. Average) | Nitrous Oxide (Co2 eq) | 9.4 | 305030000 | C
322120 | 1006788 | 2023 | Chemical Recovery Furnace | RB1 |  | Carbon Dioxide Biogenic (Spent Liquor) | 273788.5 |  | AA | [9 empty] | 59 | 1966 | B&W | 1.4 |  | 2 | SF | 725 | 650 | 760
322120 | 1006788 | 2023 | Chemical Recovery Furnace | RB1 |  | Carbon Dioxide Non-Biogenic | 30730 |  | AA | [9 empty] | 59 | 1966 | B&W | 1.4 |  | 2 | SF | 725 | 650 | 760
322120 | 1006788 | 2023 | Chemical Recovery Furnace | RB1 |  | Methane | 0.58 |  | AA | [9 empty] | 59 | 1966 | B&W | 1.4 |  | 2 | SF | 725 | 650 | 760
322120 | 1006788 | 2023 | Chemical Recovery Furnace | RB1 |  | Methane Spent Liquor | 5.53 |  | AA | [9 empty] | 59 | 1966 | B&W | 1.4 |  | 2 | SF | 725 | 650 | 760
322120 | 1006788 | 2023 | Chemical Recovery Furnace | RB1 |  | Nitrous Oxide | 0.058 |  | AA | [9 empty] | 59 | 1966 | B&W | 1.4 |  | 2 | SF | 725 | 650 | 760
322120 | 1006788 | 2023 | Chemical Recovery Furnace | RB1 |  | Nitrous Oxide Spent Liquor | 1.223 |  | AA | [9 empty] | 59 | 1966 | B&W | 1.4 |  | 2 | SF | 725 | 650 | 760
322120 | 1006788 | 2023 | Chemical Recovery Furnace | RB2 |  | Carbon Dioxide Biogenic (Spent Liquor) | 383124.8 |  | AA | [9 empty] | 44 | 1981 | CE | 2.7 |  | 2 | D | 1500 | 1500 | 900
322120 | 1006788 | 2023 | Chemical Recovery Furnace | RB2 |  | Carbon Dioxide Non-Biogenic | 59965 |  | AA | [9 empty] | 44 | 1981 | CE | 2.7 |  | 2 | D | 1500 | 1500 | 900
322120 | 1006788 | 2023 | Chemical Recovery Furnace | RB2 |  | Methane | 1.13 |  | AA | [9 empty] | 44 | 1981 | CE | 2.7 |  | 2 | D | 1500 | 1500 | 900
322120 | 1006788 | 2023 | Chemical Recovery Furnace | RB2 |  | Methane Spent Liquor | 7.74 |  | AA | [9 empty] | 44 | 1981 | CE | 2.7 |  | 2 | D | 1500 | 1500 | 900
322120 | 1006788 | 2023 | Chemical Recovery Furnace | RB2 |  | Nitrous Oxide | 0.113 |  | AA | [9 empty] | 44 | 1981 | CE | 2.7 |  | 2 | D | 1500 | 1500 | 900
322120 | 1006788 | 2023 | Chemical Recovery Furnace | RB2 |  | Nitrous Oxide Spent Liquor | 1.711 |  | AA | [9 empty] | 44 | 1981 | CE | 2.7 |  | 2 | D | 1500 | 1500 | 900
325110 | 1006797 | 2023 |  | CP-1 | Natural Gas (Weighted U.S. Average) | Carbon Dioxide Biogenic | 0 | 0 | C
325110 | 1006797 | 2023 |  | CP-1 | Natural Gas (Weighted U.S. Average) | Carbon Dioxide Non-Biogenic | 42937.5 | 0 | C
325110 | 1006797 | 2023 |  | CP-1 | Natural Gas (Weighted U.S. Average) | Carbon Dioxide Total | 42937.5 | 0 | C
325110 | 1006797 | 2023 |  | CP-1 | Natural Gas (Weighted U.S. Average) | Methane | 0.81 | 0 | C
325110 | 1006797 | 2023 |  | CP-1 | Natural Gas (Weighted U.S. Average) | Methane (Co2 eq) | 20.2 | 0 | C
325110 | 1006797 | 2023 |  | CP-1 | Natural Gas (Weighted U.S. Average) | Nitrous Oxide | 0.081 | 0 | C
325110 | 1006797 | 2023 |  | CP-1 | Natural Gas (Weighted U.S. Average) | Nitrous Oxide (Co2 eq) | 24.1 | 0 | C
325110 | 1006797 | 2023 |  | CP-2 | Natural Gas (Weighted U.S. Average) | Carbon Dioxide Biogenic | 0 | 0 | C
325110 | 1006797 | 2023 |  | CP-2 | Natural Gas (Weighted U.S. Average) | Carbon Dioxide Non-Biogenic | 37488 | 0 | C
325110 | 1006797 | 2023 |  | CP-2 | Natural Gas (Weighted U.S. Average) | Carbon Dioxide Total | 37488 | 0 | C
325110 | 1006797 | 2023 |  | CP-2 | Natural Gas (Weighted U.S. Average) | Methane | 0.71 | 0 | C
325110 | 1006797 | 2023 |  | CP-2 | Natural Gas (Weighted U.S. Average) | Methane (Co2 eq) | 17.7 | 0 | C
325110 | 1006797 | 2023 |  | CP-2 | Natural Gas (Weighted U.S. Average) | Nitrous Oxide | 0.071 | 0 | C
325110 | 1006797 | 2023 |  | CP-2 | Natural Gas (Weighted U.S. Average) | Nitrous Oxide (Co2 eq) | 21.1 | 0 | C
325110 | 1006797 | 2023 |  | CP-3 | Natural Gas (Weighted U.S. Average) | Carbon Dioxide Biogenic | 0 | 0 | C
325110 | 1006797 | 2023 |  | CP-3 | Natural Gas (Weighted U.S. Average) | Carbon Dioxide Non-Biogenic | 1323 | 0 | C
325110 | 1006797 | 2023 |  | CP-3 | Natural Gas (Weighted U.S. Average) | Carbon Dioxide Total | 1323 | 0 | C
325110 | 1006797 | 2023 |  | CP-3 | Natural Gas (Weighted U.S. Average) | Methane | 0.02 | 0 | C
325110 | 1006797 | 2023 |  | CP-3 | Natural Gas (Weighted U.S. Average) | Methane (Co2 eq) | 0.6 | 0 | C
325110 | 1006797 | 2023 |  | CP-3 | Natural Gas (Weighted U.S. Average) | Nitrous Oxide | 0.002 | 0 | C
325110 | 1006797 | 2023 |  | CP-3 | Natural Gas (Weighted U.S. Average) | Nitrous Oxide (Co2 eq) | 0.7 | 0 | C
325211 | 1006801 | 2023 |  | GP-Boilers123 | Landfill Gas | Carbon Dioxide Biogenic | 21081.2 | 0 | C
325211 | 1006801 | 2023 |  | GP-Boilers123 | Landfill Gas | Carbon Dioxide Non-Biogenic | 0 | 0 | C
325211 | 1006801 | 2023 |  | GP-Boilers123 | Landfill Gas | Carbon Dioxide Total | 21081.2 | 0 | C
325211 | 1006801 | 2023 |  | GP-Boilers123 | Landfill Gas | Methane | 1.3 | 0 | C
325211 | 1006801 | 2023 |  | GP-Boilers123 | Landfill Gas | Methane (Co2 eq) | 32.4 | 0 | C
325211 | 1006801 | 2023 |  | GP-Boilers123 | Landfill Gas | Nitrous Oxide | 0.255 | 0 | C
325211 | 1006801 | 2023 |  | GP-Boilers123 | Landfill Gas | Nitrous Oxide (Co2 eq) | 76 | 0 | C
325211 | 1006801 | 2023 |  | GP-Boilers123 | Natural Gas (Weighted U.S. Average) | Carbon Dioxide Biogenic | 0 | 0 | C
325211 | 1006801 | 2023 |  | GP-Boilers123 | Natural Gas (Weighted U.S. Average) | Carbon Dioxide Non-Biogenic | 134795.1 | 0 | C
325211 | 1006801 | 2023 |  | GP-Boilers123 | Natural Gas (Weighted U.S. Average) | Carbon Dioxide Total | 134795.1 | 0 | C
325211 | 1006801 | 2023 |  | GP-Boilers123 | Natural Gas (Weighted U.S. Average) | Methane | 2.54 | 0 | C
325211 | 1006801 | 2023 |  | GP-Boilers123 | Natural Gas (Weighted U.S. Average) | Methane (Co2 eq) | 63.5 | 0 | C
325211 | 1006801 | 2023 |  | GP-Boilers123 | Natural Gas (Weighted U.S. Average) | Nitrous Oxide | 0.254 | 0 | C
325211 | 1006801 | 2023 |  | GP-Boilers123 | Natural Gas (Weighted U.S. Average) | Nitrous Oxide (Co2 eq) | 75.7 | 0 | C
322130 | 1006803 | 2023 |  | GP-1 | Natural Gas (Weighted U.S. Average) | Carbon Dioxide Biogenic | 0 | 0 | C
322130 | 1006803 | 2023 |  | GP-1 | Natural Gas (Weighted U.S. Average) | Carbon Dioxide Non-Biogenic | 420.8 | 0 | C
322130 | 1006803 | 2023 |  | GP-1 | Natural Gas (Weighted U.S. Average) | Carbon Dioxide Total | 420.8 | 0 | C
322130 | 1006803 | 2023 |  | GP-1 | Natural Gas (Weighted U.S. Average) | Methane | 0.01 | 0 | C
322130 | 1006803 | 2023 |  | GP-1 | Natural Gas (Weighted U.S. Average) | Methane (Co2 eq) | 0.2 | 0 | C
322130 | 1006803 | 2023 |  | GP-1 | Natural Gas (Weighted U.S. Average) | Nitrous Oxide | 0.001 | 0 | C
322130 | 1006803 | 2023 |  | GP-1 | Natural Gas (Weighted U.S. Average) | Nitrous Oxide (Co2 eq) | 0.2 | 0 | C
322130 | 1006803 | 2023 | Pulp Mill Lime Kiln | LK07 |  | Carbon Dioxide Biogenic (Spent Liquor) | 0 |  | AA
322130 | 1006803 | 2023 | Pulp Mill Lime Kiln | LK07 |  | Carbon Dioxide Non-Biogenic | 56744.4 |  | AA
322130 | 1006803 | 2023 | Pulp Mill Lime Kiln | LK07 |  | Methane | 2.89 |  | AA
322130 | 1006803 | 2023 | Pulp Mill Lime Kiln | LK07 |  | Methane Spent Liquor | 0 |  | AA
322130 | 1006803 | 2023 | Pulp Mill Lime Kiln | LK07 |  | Nitrous Oxide | 0 |  | AA
322130 | 1006803 | 2023 | Pulp Mill Lime Kiln | LK07 |  | Nitrous Oxide Spent Liquor | 0 |  | AA
322130 | 1006803 | 2023 | PCT (Pulverized coal, tangentially-fired) | PB13 | Natural Gas (Weighted U.S. Average) | Carbon Dioxide Biogenic | 0 | 0 | C
322130 | 1006803 | 2023 | PCT (Pulverized coal, tangentially-fired) | PB13 | Natural Gas (Weighted U.S. Average) | Carbon Dioxide Non-Biogenic | 300384.9 | 0 | C
322130 | 1006803 | 2023 | PCT (Pulverized coal, tangentially-fired) | PB13 | Natural Gas (Weighted U.S. Average) | Carbon Dioxide Total | 300384.9 | 0 | C
322130 | 1006803 | 2023 | PCT (Pulverized coal, tangentially-fired) | PB13 | Natural Gas (Weighted U.S. Average) | Methane | 5.66 | 0 | C
322130 | 1006803 | 2023 | PCT (Pulverized coal, tangentially-fired) | PB13 | Natural Gas (Weighted U.S. Average) | Methane (Co2 eq) | 141.5 | 0 | C
322130 | 1006803 | 2023 | PCT (Pulverized coal, tangentially-fired) | PB13 | Natural Gas (Weighted U.S. Average) | Nitrous Oxide | 0.566 | 0 | C
322130 | 1006803 | 2023 | PCT (Pulverized coal, tangentially-fired) | PB13 | Natural Gas (Weighted U.S. Average) | Nitrous Oxide (Co2 eq) | 168.7 | 0 | C
322130 | 1006803 | 2023 | PCT (Pulverized coal, tangentially-fired) | PB13 | Wood and Wood Residuals (dry basis) | Carbon Dioxide Biogenic | 129776.2 | 0 | C
322130 | 1006803 | 2023 | PCT (Pulverized coal, tangentially-fired) | PB13 | Wood and Wood Residuals (dry basis) | Carbon Dioxide Non-Biogenic | 0 | 0 | C
322130 | 1006803 | 2023 | PCT (Pulverized coal, tangentially-fired) | PB13 | Wood and Wood Residuals (dry basis) | Carbon Dioxide Total | 129776.2 | 0 | C
322130 | 1006803 | 2023 | PCT (Pulverized coal, tangentially-fired) | PB13 | Wood and Wood Residuals (dry basis) | Methane | 9.96 | 0 | C
322130 | 1006803 | 2023 | PCT (Pulverized coal, tangentially-fired) | PB13 | Wood and Wood Residuals (dry basis) | Methane (Co2 eq) | 249 | 0 | C
322130 | 1006803 | 2023 | PCT (Pulverized coal, tangentially-fired) | PB13 | Wood and Wood Residuals (dry basis) | Nitrous Oxide | 4.981 | 0 | C
322130 | 1006803 | 2023 | PCT (Pulverized coal, tangentially-fired) | PB13 | Wood and Wood Residuals (dry basis) | Nitrous Oxide (Co2 eq) | 1484.3 | 0 | C
322130 | 1006803 | 2023 | Chemical Recovery Furnace | RF15 |  | Carbon Dioxide Biogenic (Spent Liquor) | 1131758.2 |  | AA | [9 empty] | 30 | 1995 | KV/TAM | 7.39 |  | 1 | D | 1500 | 1200 | 910
322130 | 1006803 | 2023 | Chemical Recovery Furnace | RF15 |  | Carbon Dioxide Non-Biogenic | 34741.7 |  | AA | [9 empty] | 30 | 1995 | KV/TAM | 7.39 |  | 1 | D | 1500 | 1200 | 910
322130 | 1006803 | 2023 | Chemical Recovery Furnace | RF15 |  | Methane | 0.65 |  | AA | [9 empty] | 30 | 1995 | KV/TAM | 7.39 |  | 1 | D | 1500 | 1200 | 910
322130 | 1006803 | 2023 | Chemical Recovery Furnace | RF15 |  | Methane Spent Liquor | 22.8 |  | AA | [9 empty] | 30 | 1995 | KV/TAM | 7.39 |  | 1 | D | 1500 | 1200 | 910
322130 | 1006803 | 2023 | Chemical Recovery Furnace | RF15 |  | Nitrous Oxide | 0.065 |  | AA | [9 empty] | 30 | 1995 | KV/TAM | 7.39 |  | 1 | D | 1500 | 1200 | 910
322130 | 1006803 | 2023 | Chemical Recovery Furnace | RF15 |  | Nitrous Oxide Spent Liquor | 5.04 |  | AA | [9 empty] | 30 | 1995 | KV/TAM | 7.39 |  | 1 | D | 1500 | 1200 | 910
311613 | 1006809 | 2023 |  | CP-boilers | Natural Gas (Weighted U.S. Average) | Carbon Dioxide Biogenic | 0 | 0 | C
311613 | 1006809 | 2023 |  | CP-boilers | Natural Gas (Weighted U.S. Average) | Carbon Dioxide Non-Biogenic | 34172.3 | 0 | C
311613 | 1006809 | 2023 |  | CP-boilers | Natural Gas (Weighted U.S. Average) | Carbon Dioxide Total | 34172.3 | 0 | C
311613 | 1006809 | 2023 |  | CP-boilers | Natural Gas (Weighted U.S. Average) | Methane | 0.64 | 0 | C
311613 | 1006809 | 2023 |  | CP-boilers | Natural Gas (Weighted U.S. Average) | Methane (Co2 eq) | 16.1 | 0 | C
311613 | 1006809 | 2023 |  | CP-boilers | Natural Gas (Weighted U.S. Average) | Nitrous Oxide | 0.064 | 0 | C
311613 | 1006809 | 2023 |  | CP-boilers | Natural Gas (Weighted U.S. Average) | Nitrous Oxide (Co2 eq) | 19.2 | 0 | C
311613 | 1006809 | 2023 |  | CP-boilers | Propane | Carbon Dioxide Biogenic | 0 | 0 | C
311613 | 1006809 | 2023 |  | CP-boilers | Propane | Carbon Dioxide Non-Biogenic | 0 | 0 | C
311613 | 1006809 | 2023 |  | CP-boilers | Propane | Carbon Dioxide Total | 0 | 0 | C
311613 | 1006809 | 2023 |  | CP-boilers | Propane | Methane | 0 | 0 | C
311613 | 1006809 | 2023 |  | CP-boilers | Propane | Methane (Co2 eq) | 0 | 0 | C
311613 | 1006809 | 2023 |  | CP-boilers | Propane | Nitrous Oxide | 0 | 0 | C
311613 | 1006809 | 2023 |  | CP-boilers | Propane | Nitrous Oxide (Co2 eq) | 0 | 0 | C
311613 | 1006809 | 2023 |  | CP-dryers | Natural Gas (Weighted U.S. Average) | Carbon Dioxide Biogenic | 0 | 0 | C
311613 | 1006809 | 2023 |  | CP-dryers | Natural Gas (Weighted U.S. Average) | Carbon Dioxide Non-Biogenic | 1722 | 0 | C
311613 | 1006809 | 2023 |  | CP-dryers | Natural Gas (Weighted U.S. Average) | Carbon Dioxide Total | 1722 | 0 | C
311613 | 1006809 | 2023 |  | CP-dryers | Natural Gas (Weighted U.S. Average) | Methane | 0.03 | 0 | C
311613 | 1006809 | 2023 |  | CP-dryers | Natural Gas (Weighted U.S. Average) | Methane (Co2 eq) | 0.8 | 0 | C
311613 | 1006809 | 2023 |  | CP-dryers | Natural Gas (Weighted U.S. Average) | Nitrous Oxide | 0.003 | 0 | C
311613 | 1006809 | 2023 |  | CP-dryers | Natural Gas (Weighted U.S. Average) | Nitrous Oxide (Co2 eq) | 1 | 0 | C
311613 | 1006809 | 2023 |  | CP-dryers | Propane | Carbon Dioxide Biogenic | 0 | 0 | C
311613 | 1006809 | 2023 |  | CP-dryers | Propane | Carbon Dioxide Non-Biogenic | 0 | 0 | C
311613 | 1006809 | 2023 |  | CP-dryers | Propane | Carbon Dioxide Total | 0 | 0 | C
311613 | 1006809 | 2023 |  | CP-dryers | Propane | Methane | 0 | 0 | C
311613 | 1006809 | 2023 |  | CP-dryers | Propane | Methane (Co2 eq) | 0 | 0 | C
311613 | 1006809 | 2023 |  | CP-dryers | Propane | Nitrous Oxide | 0 | 0 | C
311613 | 1006809 | 2023 |  | CP-dryers | Propane | Nitrous Oxide (Co2 eq) | 0 | 0 | C
311613 | 1006809 | 2023 | FLR (Flare) | biogas flare | Other Biomass Gases | Carbon Dioxide Biogenic | 1517.4 | 0 | C
311613 | 1006809 | 2023 | FLR (Flare) | biogas flare | Other Biomass Gases | Carbon Dioxide Non-Biogenic | 0 | 0 | C
311613 | 1006809 | 2023 | FLR (Flare) | biogas flare | Other Biomass Gases | Carbon Dioxide Total | 1517.4 | 0 | C
311613 | 1006809 | 2023 | FLR (Flare) | biogas flare | Other Biomass Gases | Methane | 0.09 | 0 | C
311613 | 1006809 | 2023 | FLR (Flare) | biogas flare | Other Biomass Gases | Methane (Co2 eq) | 2.3 | 0 | C
311613 | 1006809 | 2023 | FLR (Flare) | biogas flare | Other Biomass Gases | Nitrous Oxide | 0.018 | 0 | C
311613 | 1006809 | 2023 | FLR (Flare) | biogas flare | Other Biomass Gases | Nitrous Oxide (Co2 eq) | 5.5 | 0 | C
325211 | 1006814 | 2023 | RICE (Reciprocating internal combustion engine) | 1-08 Rolls Royce Gas-Fired IC Engine #1 | Natural Gas (Weighted U.S. Average) | Carbon Dioxide Biogenic | 0 | 420730362.3928 | C
325211 | 1006814 | 2023 | RICE (Reciprocating internal combustion engine) | 1-08 Rolls Royce Gas-Fired IC Engine #1 | Natural Gas (Weighted U.S. Average) | Carbon Dioxide Non-Biogenic | 23160.3 | 420730362.3928 | C
325211 | 1006814 | 2023 | RICE (Reciprocating internal combustion engine) | 1-08 Rolls Royce Gas-Fired IC Engine #1 | Natural Gas (Weighted U.S. Average) | Carbon Dioxide Total | 23160.3 | 420730362.3928 | C
325211 | 1006814 | 2023 | RICE (Reciprocating internal combustion engine) | 1-08 Rolls Royce Gas-Fired IC Engine #1 | Natural Gas (Weighted U.S. Average) | Methane | 0.44 | 420730362.3928 | C
325211 | 1006814 | 2023 | RICE (Reciprocating internal combustion engine) | 1-08 Rolls Royce Gas-Fired IC Engine #1 | Natural Gas (Weighted U.S. Average) | Methane (Co2 eq) | 10.9 | 420730362.3928 | C
325211 | 1006814 | 2023 | RICE (Reciprocating internal combustion engine) | 1-08 Rolls Royce Gas-Fired IC Engine #1 | Natural Gas (Weighted U.S. Average) | Nitrous Oxide | 0.044 | 420730362.3928 | C
325211 | 1006814 | 2023 | RICE (Reciprocating internal combustion engine) | 1-08 Rolls Royce Gas-Fired IC Engine #1 | Natural Gas (Weighted U.S. Average) | Nitrous Oxide (Co2 eq) | 13 | 420730362.3928 | C
325211 | 1006814 | 2023 | CCCT (CC (Turbine, combined cycle)) | 1-16 - Solars Titan 130E Gas Turbine | Natural Gas (Weighted U.S. Average) | Carbon Dioxide Biogenic | 0 | 1345971160.6106 | C
325211 | 1006814 | 2023 | CCCT (CC (Turbine, combined cycle)) | 1-16 - Solars Titan 130E Gas Turbine | Natural Gas (Weighted U.S. Average) | Carbon Dioxide Non-Biogenic | 72428.3 | 1345971160.6106 | C
325211 | 1006814 | 2023 | CCCT (CC (Turbine, combined cycle)) | 1-16 - Solars Titan 130E Gas Turbine | Natural Gas (Weighted U.S. Average) | Carbon Dioxide Total | 72428.3 | 1345971160.6106 | C
325211 | 1006814 | 2023 | CCCT (CC (Turbine, combined cycle)) | 1-16 - Solars Titan 130E Gas Turbine | Natural Gas (Weighted U.S. Average) | Methane | 1.37 | 1345971160.6106 | C
325211 | 1006814 | 2023 | CCCT (CC (Turbine, combined cycle)) | 1-16 - Solars Titan 130E Gas Turbine | Natural Gas (Weighted U.S. Average) | Methane (Co2 eq) | 34.1 | 1345971160.6106 | C
325211 | 1006814 | 2023 | CCCT (CC (Turbine, combined cycle)) | 1-16 - Solars Titan 130E Gas Turbine | Natural Gas (Weighted U.S. Average) | Nitrous Oxide | 0.137 | 1345971160.6106 | C
325211 | 1006814 | 2023 | CCCT (CC (Turbine, combined cycle)) | 1-16 - Solars Titan 130E Gas Turbine | Natural Gas (Weighted U.S. Average) | Nitrous Oxide (Co2 eq) | 40.7 | 1345971160.6106 | C
325211 | 1006814 | 2023 | RTO (Regenerative thermal oxidizer) | 1-18a - No. 1 Thermal Oxidizer | Natural Gas (Weighted U.S. Average) | Carbon Dioxide Biogenic | 0 | 1339189.8 | C
325211 | 1006814 | 2023 | RTO (Regenerative thermal oxidizer) | 1-18a - No. 1 Thermal Oxidizer | Natural Gas (Weighted U.S. Average) | Carbon Dioxide Non-Biogenic | 73.7 | 1339189.8 | C
325211 | 1006814 | 2023 | RTO (Regenerative thermal oxidizer) | 1-18a - No. 1 Thermal Oxidizer | Natural Gas (Weighted U.S. Average) | Carbon Dioxide Total | 73.7 | 1339189.8 | C
325211 | 1006814 | 2023 | RTO (Regenerative thermal oxidizer) | 1-18a - No. 1 Thermal Oxidizer | Natural Gas (Weighted U.S. Average) | Methane | 0 | 1339189.8 | C
325211 | 1006814 | 2023 | RTO (Regenerative thermal oxidizer) | 1-18a - No. 1 Thermal Oxidizer | Natural Gas (Weighted U.S. Average) | Methane (Co2 eq) | 0 | 1339189.8 | C
325211 | 1006814 | 2023 | RTO (Regenerative thermal oxidizer) | 1-18a - No. 1 Thermal Oxidizer | Natural Gas (Weighted U.S. Average) | Nitrous Oxide | 0 | 1339189.8 | C
325211 | 1006814 | 2023 | RTO (Regenerative thermal oxidizer) | 1-18a - No. 1 Thermal Oxidizer | Natural Gas (Weighted U.S. Average) | Nitrous Oxide (Co2 eq) | 0 | 1339189.8 | C
325211 | 1006814 | 2023 | RTO (Regenerative thermal oxidizer) | 1-18b - No. 2 Thermal Oxidizer | Natural Gas (Weighted U.S. Average) | Carbon Dioxide Biogenic | 0 | 1084025.88 | C
325211 | 1006814 | 2023 | RTO (Regenerative thermal oxidizer) | 1-18b - No. 2 Thermal Oxidizer | Natural Gas (Weighted U.S. Average) | Carbon Dioxide Non-Biogenic | 59.7 | 1084025.88 | C
325211 | 1006814 | 2023 | RTO (Regenerative thermal oxidizer) | 1-18b - No. 2 Thermal Oxidizer | Natural Gas (Weighted U.S. Average) | Carbon Dioxide Total | 59.7 | 1084025.88 | C
325211 | 1006814 | 2023 | RTO (Regenerative thermal oxidizer) | 1-18b - No. 2 Thermal Oxidizer | Natural Gas (Weighted U.S. Average) | Methane | 0 | 1084025.88 | C
325211 | 1006814 | 2023 | RTO (Regenerative thermal oxidizer) | 1-18b - No. 2 Thermal Oxidizer | Natural Gas (Weighted U.S. Average) | Methane (Co2 eq) | 0 | 1084025.88 | C
325211 | 1006814 | 2023 | RTO (Regenerative thermal oxidizer) | 1-18b - No. 2 Thermal Oxidizer | Natural Gas (Weighted U.S. Average) | Nitrous Oxide | 0 | 1084025.88 | C
325211 | 1006814 | 2023 | RTO (Regenerative thermal oxidizer) | 1-18b - No. 2 Thermal Oxidizer | Natural Gas (Weighted U.S. Average) | Nitrous Oxide (Co2 eq) | 0 | 1084025.88 | C
325211 | 1006814 | 2023 | OB (Boiler, other) | 1-19 - Victory Boiler 2 (B911) | Natural Gas (Weighted U.S. Average) | Carbon Dioxide Biogenic | 0 | 189698912 | C
325211 | 1006814 | 2023 | OB (Boiler, other) | 1-19 - Victory Boiler 2 (B911) | Natural Gas (Weighted U.S. Average) | Carbon Dioxide Non-Biogenic | 10444.9 | 189698912 | C
325211 | 1006814 | 2023 | OB (Boiler, other) | 1-19 - Victory Boiler 2 (B911) | Natural Gas (Weighted U.S. Average) | Carbon Dioxide Total | 10444.9 | 189698912 | C
325211 | 1006814 | 2023 | OB (Boiler, other) | 1-19 - Victory Boiler 2 (B911) | Natural Gas (Weighted U.S. Average) | Methane | 0.2 | 189698912 | C
325211 | 1006814 | 2023 | OB (Boiler, other) | 1-19 - Victory Boiler 2 (B911) | Natural Gas (Weighted U.S. Average) | Methane (Co2 eq) | 4.9 | 189698912 | C
325211 | 1006814 | 2023 | OB (Boiler, other) | 1-19 - Victory Boiler 2 (B911) | Natural Gas (Weighted U.S. Average) | Nitrous Oxide | 0.02 | 189698912 | C
325211 | 1006814 | 2023 | OB (Boiler, other) | 1-19 - Victory Boiler 2 (B911) | Natural Gas (Weighted U.S. Average) | Nitrous Oxide (Co2 eq) | 5.9 | 189698912 | C
325211 | 1006814 | 2023 | RICE (Reciprocating internal combustion engine) | 2-08 Rolls Royce Gas-Fired IC Engine #2 | Natural Gas (Weighted U.S. Average) | Carbon Dioxide Biogenic | 0 | 189385115.6072 | C
325211 | 1006814 | 2023 | RICE (Reciprocating internal combustion engine) | 2-08 Rolls Royce Gas-Fired IC Engine #2 | Natural Gas (Weighted U.S. Average) | Carbon Dioxide Non-Biogenic | 10427.8 | 189385115.6072 | C
325211 | 1006814 | 2023 | RICE (Reciprocating internal combustion engine) | 2-08 Rolls Royce Gas-Fired IC Engine #2 | Natural Gas (Weighted U.S. Average) | Carbon Dioxide Total | 10427.8 | 189385115.6072 | C
325211 | 1006814 | 2023 | RICE (Reciprocating internal combustion engine) | 2-08 Rolls Royce Gas-Fired IC Engine #2 | Natural Gas (Weighted U.S. Average) | Methane | 0.2 | 189385115.6072 | C
325211 | 1006814 | 2023 | RICE (Reciprocating internal combustion engine) | 2-08 Rolls Royce Gas-Fired IC Engine #2 | Natural Gas (Weighted U.S. Average) | Methane (Co2 eq) | 4.9 | 189385115.6072 | C
325211 | 1006814 | 2023 | RICE (Reciprocating internal combustion engine) | 2-08 Rolls Royce Gas-Fired IC Engine #2 | Natural Gas (Weighted U.S. Average) | Nitrous Oxide | 0.02 | 189385115.6072 | C
325211 | 1006814 | 2023 | RICE (Reciprocating internal combustion engine) | 2-08 Rolls Royce Gas-Fired IC Engine #2 | Natural Gas (Weighted U.S. Average) | Nitrous Oxide (Co2 eq) | 5.9 | 189385115.6072 | C
325211 | 1006814 | 2023 | OB (Boiler, other) | 2-18 - Victory Boiler 1 (B910) | Natural Gas (Weighted U.S. Average) | Carbon Dioxide Biogenic | 0 | 176093440 | C
325211 | 1006814 | 2023 | OB (Boiler, other) | 2-18 - Victory Boiler 1 (B910) | Natural Gas (Weighted U.S. Average) | Carbon Dioxide Non-Biogenic | 9693.7 | 176093440 | C
325211 | 1006814 | 2023 | OB (Boiler, other) | 2-18 - Victory Boiler 1 (B910) | Natural Gas (Weighted U.S. Average) | Carbon Dioxide Total | 9693.7 | 176093440 | C
325211 | 1006814 | 2023 | OB (Boiler, other) | 2-18 - Victory Boiler 1 (B910) | Natural Gas (Weighted U.S. Average) | Methane | 0.18 | 176093440 | C
325211 | 1006814 | 2023 | OB (Boiler, other) | 2-18 - Victory Boiler 1 (B910) | Natural Gas (Weighted U.S. Average) | Methane (Co2 eq) | 4.6 | 176093440 | C
325211 | 1006814 | 2023 | OB (Boiler, other) | 2-18 - Victory Boiler 1 (B910) | Natural Gas (Weighted U.S. Average) | Nitrous Oxide | 0.018 | 176093440 | C
325211 | 1006814 | 2023 | OB (Boiler, other) | 2-18 - Victory Boiler 1 (B910) | Natural Gas (Weighted U.S. Average) | Nitrous Oxide (Co2 eq) | 5.4 | 176093440 | C
325211 | 1006814 | 2023 | RICE (Reciprocating internal combustion engine) | WE-1 Warehouse Engine #1 Welding Machine | Distillate Fuel Oil No. 2 | Carbon Dioxide Biogenic | 0 | 8.1159 | C
325211 | 1006814 | 2023 | RICE (Reciprocating internal combustion engine) | WE-1 Warehouse Engine #1 Welding Machine | Distillate Fuel Oil No. 2 | Carbon Dioxide Non-Biogenic | 0.1 | 8.1159 | C
325211 | 1006814 | 2023 | RICE (Reciprocating internal combustion engine) | WE-1 Warehouse Engine #1 Welding Machine | Distillate Fuel Oil No. 2 | Carbon Dioxide Total | 0.1 | 8.1159 | C
325211 | 1006814 | 2023 | RICE (Reciprocating internal combustion engine) | WE-1 Warehouse Engine #1 Welding Machine | Distillate Fuel Oil No. 2 | Methane | 0 | 8.1159 | C
325211 | 1006814 | 2023 | RICE (Reciprocating internal combustion engine) | WE-1 Warehouse Engine #1 Welding Machine | Distillate Fuel Oil No. 2 | Methane (Co2 eq) | 0 | 8.1159 | C
325211 | 1006814 | 2023 | RICE (Reciprocating internal combustion engine) | WE-1 Warehouse Engine #1 Welding Machine | Distillate Fuel Oil No. 2 | Nitrous Oxide | 0 | 8.1159 | C
325211 | 1006814 | 2023 | RICE (Reciprocating internal combustion engine) | WE-1 Warehouse Engine #1 Welding Machine | Distillate Fuel Oil No. 2 | Nitrous Oxide (Co2 eq) | 0 | 8.1159 | C
325211 | 1006814 | 2023 | RICE (Reciprocating internal combustion engine) | WE-2 Warehouse Engine #2 Air Compressor | Distillate Fuel Oil No. 2 | Carbon Dioxide Biogenic | 0 | 51.2572 | C
325211 | 1006814 | 2023 | RICE (Reciprocating internal combustion engine) | WE-2 Warehouse Engine #2 Air Compressor | Distillate Fuel Oil No. 2 | Carbon Dioxide Non-Biogenic | 0.5 | 51.2572 | C
325211 | 1006814 | 2023 | RICE (Reciprocating internal combustion engine) | WE-2 Warehouse Engine #2 Air Compressor | Distillate Fuel Oil No. 2 | Carbon Dioxide Total | 0.5 | 51.2572 | C
325211 | 1006814 | 2023 | RICE (Reciprocating internal combustion engine) | WE-2 Warehouse Engine #2 Air Compressor | Distillate Fuel Oil No. 2 | Methane | 0 | 51.2572 | C
325211 | 1006814 | 2023 | RICE (Reciprocating internal combustion engine) | WE-2 Warehouse Engine #2 Air Compressor | Distillate Fuel Oil No. 2 | Methane (Co2 eq) | 0 | 51.2572 | C
325211 | 1006814 | 2023 | RICE (Reciprocating internal combustion engine) | WE-2 Warehouse Engine #2 Air Compressor | Distillate Fuel Oil No. 2 | Nitrous Oxide | 0 | 51.2572 | C
325211 | 1006814 | 2023 | RICE (Reciprocating internal combustion engine) | WE-2 Warehouse Engine #2 Air Compressor | Distillate Fuel Oil No. 2 | Nitrous Oxide (Co2 eq) | 0 | 51.2572 | C
311513 | 1006819 | 2023 |  | GP-Nat Gas | Natural Gas (Weighted U.S. Average) | Carbon Dioxide Biogenic | 0 | 0 | C
311513 | 1006819 | 2023 |  | GP-Nat Gas | Natural Gas (Weighted U.S. Average) | Carbon Dioxide Non-Biogenic | 42026 | 0 | C
311513 | 1006819 | 2023 |  | GP-Nat Gas | Natural Gas (Weighted U.S. Average) | Carbon Dioxide Total | 42026 | 0 | C
311513 | 1006819 | 2023 |  | GP-Nat Gas | Natural Gas (Weighted U.S. Average) | Methane | 0.79 | 0 | C
311513 | 1006819 | 2023 |  | GP-Nat Gas | Natural Gas (Weighted U.S. Average) | Methane (Co2 eq) | 19.8 | 0 | C
311513 | 1006819 | 2023 |  | GP-Nat Gas | Natural Gas (Weighted U.S. Average) | Nitrous Oxide | 0.079 | 0 | C
311513 | 1006819 | 2023 |  | GP-Nat Gas | Natural Gas (Weighted U.S. Average) | Nitrous Oxide (Co2 eq) | 23.6 | 0 | C
325193 | 1006825 | 2023 |  | GP-1 | Natural Gas (Weighted U.S. Average) | Carbon Dioxide Biogenic | 0 | 0 | C
325193 | 1006825 | 2023 |  | GP-1 | Natural Gas (Weighted U.S. Average) | Carbon Dioxide Non-Biogenic | 68520.8 | 0 | C
325193 | 1006825 | 2023 |  | GP-1 | Natural Gas (Weighted U.S. Average) | Carbon Dioxide Total | 68520.8 | 0 | C
325193 | 1006825 | 2023 |  | GP-1 | Natural Gas (Weighted U.S. Average) | Methane | 1.29 | 0 | C
325193 | 1006825 | 2023 |  | GP-1 | Natural Gas (Weighted U.S. Average) | Methane (Co2 eq) | 32.3 | 0 | C
325193 | 1006825 | 2023 |  | GP-1 | Natural Gas (Weighted U.S. Average) | Nitrous Oxide | 0.129 | 0 | C
325193 | 1006825 | 2023 |  | GP-1 | Natural Gas (Weighted U.S. Average) | Nitrous Oxide (Co2 eq) | 38.5 | 0 | C
325110 | 1006827 | 2023 |  | GP-1 | Distillate Fuel Oil No. 2 | Carbon Dioxide Biogenic | 0 | 7393.7 | C
325110 | 1006827 | 2023 |  | GP-1 | Distillate Fuel Oil No. 2 | Carbon Dioxide Non-Biogenic | 75.5 | 7393.7 | C
325110 | 1006827 | 2023 |  | GP-1 | Distillate Fuel Oil No. 2 | Carbon Dioxide Total | 75.5 | 7393.7 | C
325110 | 1006827 | 2023 |  | GP-1 | Distillate Fuel Oil No. 2 | Methane | 0 | 7393.7 | C
325110 | 1006827 | 2023 |  | GP-1 | Distillate Fuel Oil No. 2 | Methane (Co2 eq) | 0.1 | 7393.7 | C
325110 | 1006827 | 2023 |  | GP-1 | Distillate Fuel Oil No. 2 | Nitrous Oxide | 0.001 | 7393.7 | C
325110 | 1006827 | 2023 |  | GP-1 | Distillate Fuel Oil No. 2 | Nitrous Oxide (Co2 eq) | 0.2 | 7393.7 | C
325110 | 1006827 | 2023 |  | GP-1 | Natural Gas (Weighted U.S. Average) | Carbon Dioxide Biogenic | 0 | 474650000 | C
325110 | 1006827 | 2023 |  | GP-1 | Natural Gas (Weighted U.S. Average) | Carbon Dioxide Non-Biogenic | 25839.7 | 474650000 | C
325110 | 1006827 | 2023 |  | GP-1 | Natural Gas (Weighted U.S. Average) | Carbon Dioxide Total | 25839.7 | 474650000 | C
325110 | 1006827 | 2023 |  | GP-1 | Natural Gas (Weighted U.S. Average) | Methane | 0.49 | 474650000 | C
325110 | 1006827 | 2023 |  | GP-1 | Natural Gas (Weighted U.S. Average) | Methane (Co2 eq) | 12.2 | 474650000 | C
325110 | 1006827 | 2023 |  | GP-1 | Natural Gas (Weighted U.S. Average) | Nitrous Oxide | 0.049 | 474650000 | C
325110 | 1006827 | 2023 |  | GP-1 | Natural Gas (Weighted U.S. Average) | Nitrous Oxide (Co2 eq) | 14.5 | 474650000 | C
325412 | 1006828 | 2023 |  | GP-Facility GHG Emissions | Distillate Fuel Oil No. 2 | Carbon Dioxide Biogenic | 0 | 0 | C
325412 | 1006828 | 2023 |  | GP-Facility GHG Emissions | Distillate Fuel Oil No. 2 | Carbon Dioxide Non-Biogenic | 35.8 | 0 | C
325412 | 1006828 | 2023 |  | GP-Facility GHG Emissions | Distillate Fuel Oil No. 2 | Carbon Dioxide Total | 35.8 | 0 | C
325412 | 1006828 | 2023 |  | GP-Facility GHG Emissions | Distillate Fuel Oil No. 2 | Methane | 0 | 0 | C
325412 | 1006828 | 2023 |  | GP-Facility GHG Emissions | Distillate Fuel Oil No. 2 | Methane (Co2 eq) | 0 | 0 | C
325412 | 1006828 | 2023 |  | GP-Facility GHG Emissions | Distillate Fuel Oil No. 2 | Nitrous Oxide | 0 | 0 | C
325412 | 1006828 | 2023 |  | GP-Facility GHG Emissions | Distillate Fuel Oil No. 2 | Nitrous Oxide (Co2 eq) | 0.1 | 0 | C
325412 | 1006828 | 2023 |  | GP-Facility GHG Emissions | Natural Gas (Weighted U.S. Average) | Carbon Dioxide Biogenic | 0 | 0 | C
325412 | 1006828 | 2023 |  | GP-Facility GHG Emissions | Natural Gas (Weighted U.S. Average) | Carbon Dioxide Non-Biogenic | 53450.7 | 0 | C
325412 | 1006828 | 2023 |  | GP-Facility GHG Emissions | Natural Gas (Weighted U.S. Average) | Carbon Dioxide Total | 53450.7 | 0 | C
325412 | 1006828 | 2023 |  | GP-Facility GHG Emissions | Natural Gas (Weighted U.S. Average) | Methane | 1.01 | 0 | C
325412 | 1006828 | 2023 |  | GP-Facility GHG Emissions | Natural Gas (Weighted U.S. Average) | Methane (Co2 eq) | 25.2 | 0 | C
325412 | 1006828 | 2023 |  | GP-Facility GHG Emissions | Natural Gas (Weighted U.S. Average) | Nitrous Oxide | 0.101 | 0 | C
325412 | 1006828 | 2023 |  | GP-Facility GHG Emissions | Natural Gas (Weighted U.S. Average) | Nitrous Oxide (Co2 eq) | 30 | 0 | C
311514 | 1006836 | 2023 |  | CP-1 | Natural Gas (Weighted U.S. Average) | Carbon Dioxide Biogenic | 0 | 619291466 | C
311514 | 1006836 | 2023 |  | CP-1 | Natural Gas (Weighted U.S. Average) | Carbon Dioxide Non-Biogenic | 34338.3 | 619291466 | C
311514 | 1006836 | 2023 |  | CP-1 | Natural Gas (Weighted U.S. Average) | Carbon Dioxide Total | 34338.3 | 619291466 | C
311514 | 1006836 | 2023 |  | CP-1 | Natural Gas (Weighted U.S. Average) | Methane | 0.65 | 619291466 | C
311514 | 1006836 | 2023 |  | CP-1 | Natural Gas (Weighted U.S. Average) | Methane (Co2 eq) | 16.2 | 619291466 | C
311514 | 1006836 | 2023 |  | CP-1 | Natural Gas (Weighted U.S. Average) | Nitrous Oxide | 0.065 | 619291466 | C
311514 | 1006836 | 2023 |  | CP-1 | Natural Gas (Weighted U.S. Average) | Nitrous Oxide (Co2 eq) | 19.3 | 619291466 | C
311513 | 1006847 | 2023 | OB (Boiler, other) | Anaerobic Digester Boiler | Other Biomass Gases | Carbon Dioxide Biogenic | 0 | 0 | C
311513 | 1006847 | 2023 | OB (Boiler, other) | Anaerobic Digester Boiler | Other Biomass Gases | Carbon Dioxide Non-Biogenic | 0 | 0 | C
311513 | 1006847 | 2023 | OB (Boiler, other) | Anaerobic Digester Boiler | Other Biomass Gases | Carbon Dioxide Total | 0 | 0 | C
311513 | 1006847 | 2023 | OB (Boiler, other) | Anaerobic Digester Boiler | Other Biomass Gases | Methane | 0 | 0 | C
311513 | 1006847 | 2023 | OB (Boiler, other) | Anaerobic Digester Boiler | Other Biomass Gases | Methane (Co2 eq) | 0 | 0 | C
311513 | 1006847 | 2023 | OB (Boiler, other) | Anaerobic Digester Boiler | Other Biomass Gases | Nitrous Oxide | 0 | 0 | C
311513 | 1006847 | 2023 | OB (Boiler, other) | Anaerobic Digester Boiler | Other Biomass Gases | Nitrous Oxide (Co2 eq) | 0 | 0 | C
311513 | 1006847 | 2023 |  | GP-Intake Meter | Natural Gas (Weighted U.S. Average) | Carbon Dioxide Biogenic | 0 | 0 | C
311513 | 1006847 | 2023 |  | GP-Intake Meter | Natural Gas (Weighted U.S. Average) | Carbon Dioxide Non-Biogenic | 0 | 0 | C
311513 | 1006847 | 2023 |  | GP-Intake Meter | Natural Gas (Weighted U.S. Average) | Carbon Dioxide Total | 0 | 0 | C
311513 | 1006847 | 2023 |  | GP-Intake Meter | Natural Gas (Weighted U.S. Average) | Methane | 0 | 0 | C
311513 | 1006847 | 2023 |  | GP-Intake Meter | Natural Gas (Weighted U.S. Average) | Methane (Co2 eq) | 0 | 0 | C
311513 | 1006847 | 2023 |  | GP-Intake Meter | Natural Gas (Weighted U.S. Average) | Nitrous Oxide | 0 | 0 | C
311513 | 1006847 | 2023 |  | GP-Intake Meter | Natural Gas (Weighted U.S. Average) | Nitrous Oxide (Co2 eq) | 0 | 0 | C
311513 | 1006847 | 2023 |  | GP-Main Meter | Natural Gas (Weighted U.S. Average) | Carbon Dioxide Biogenic | 0 | 707527000 | C
311513 | 1006847 | 2023 |  | GP-Main Meter | Natural Gas (Weighted U.S. Average) | Carbon Dioxide Non-Biogenic | 38517.5 | 707527000 | C
311513 | 1006847 | 2023 |  | GP-Main Meter | Natural Gas (Weighted U.S. Average) | Carbon Dioxide Total | 38517.5 | 707527000 | C
311513 | 1006847 | 2023 |  | GP-Main Meter | Natural Gas (Weighted U.S. Average) | Methane | 0.73 | 707527000 | C
311513 | 1006847 | 2023 |  | GP-Main Meter | Natural Gas (Weighted U.S. Average) | Methane (Co2 eq) | 18.1 | 707527000 | C
311513 | 1006847 | 2023 |  | GP-Main Meter | Natural Gas (Weighted U.S. Average) | Nitrous Oxide | 0.073 | 707527000 | C
311513 | 1006847 | 2023 |  | GP-Main Meter | Natural Gas (Weighted U.S. Average) | Nitrous Oxide (Co2 eq) | 21.6 | 707527000 | C
325212 | 1006856 | 2023 |  | CP-Common Natural Gas Line | Natural Gas (Weighted U.S. Average) | Carbon Dioxide Biogenic | 0 | 0 | C
325212 | 1006856 | 2023 |  | CP-Common Natural Gas Line | Natural Gas (Weighted U.S. Average) | Carbon Dioxide Non-Biogenic | 50853.5 | 0 | C
325212 | 1006856 | 2023 |  | CP-Common Natural Gas Line | Natural Gas (Weighted U.S. Average) | Carbon Dioxide Total | 50853.5 | 0 | C
325212 | 1006856 | 2023 |  | CP-Common Natural Gas Line | Natural Gas (Weighted U.S. Average) | Methane | 0.96 | 0 | C
325212 | 1006856 | 2023 |  | CP-Common Natural Gas Line | Natural Gas (Weighted U.S. Average) | Methane (Co2 eq) | 24 | 0 | C
325212 | 1006856 | 2023 |  | CP-Common Natural Gas Line | Natural Gas (Weighted U.S. Average) | Nitrous Oxide | 0.096 | 0 | C
325212 | 1006856 | 2023 |  | CP-Common Natural Gas Line | Natural Gas (Weighted U.S. Average) | Nitrous Oxide (Co2 eq) | 28.6 | 0 | C
311411 | 1006865 | 2023 |  | GP-Nebraska Boilers | Natural Gas (Weighted U.S. Average) | Carbon Dioxide Biogenic | 0 | 0 | C
311411 | 1006865 | 2023 |  | GP-Nebraska Boilers | Natural Gas (Weighted U.S. Average) | Carbon Dioxide Non-Biogenic | 33933.9 | 0 | C
311411 | 1006865 | 2023 |  | GP-Nebraska Boilers | Natural Gas (Weighted U.S. Average) | Carbon Dioxide Total | 33933.9 | 0 | C
311411 | 1006865 | 2023 |  | GP-Nebraska Boilers | Natural Gas (Weighted U.S. Average) | Methane | 0.64 | 0 | C
311411 | 1006865 | 2023 |  | GP-Nebraska Boilers | Natural Gas (Weighted U.S. Average) | Methane (Co2 eq) | 16 | 0 | C
311411 | 1006865 | 2023 |  | GP-Nebraska Boilers | Natural Gas (Weighted U.S. Average) | Nitrous Oxide | 0.064 | 0 | C
311411 | 1006865 | 2023 |  | GP-Nebraska Boilers | Natural Gas (Weighted U.S. Average) | Nitrous Oxide (Co2 eq) | 19.1 | 0 | C
311411 | 1006865 | 2023 |  | GP-Nebraska Boilers | Propane | Carbon Dioxide Biogenic | 0 | 8919 | C
311411 | 1006865 | 2023 |  | GP-Nebraska Boilers | Propane | Carbon Dioxide Non-Biogenic | 51 | 8919 | C
311411 | 1006865 | 2023 |  | GP-Nebraska Boilers | Propane | Carbon Dioxide Total | 51 | 8919 | C
311411 | 1006865 | 2023 |  | GP-Nebraska Boilers | Propane | Methane | 0 | 8919 | C
311411 | 1006865 | 2023 |  | GP-Nebraska Boilers | Propane | Methane (Co2 eq) | 0.1 | 8919 | C
311411 | 1006865 | 2023 |  | GP-Nebraska Boilers | Propane | Nitrous Oxide | 0 | 8919 | C
311411 | 1006865 | 2023 |  | GP-Nebraska Boilers | Propane | Nitrous Oxide (Co2 eq) | 0.1 | 8919 | C
325130 | 1006866 | 2023 |  | CP-ACP2 | Natural Gas (Weighted U.S. Average) | Carbon Dioxide Biogenic | 0 | 0 | C
325130 | 1006866 | 2023 |  | CP-ACP2 | Natural Gas (Weighted U.S. Average) | Carbon Dioxide Non-Biogenic | 188241.9 | 0 | C
325130 | 1006866 | 2023 |  | CP-ACP2 | Natural Gas (Weighted U.S. Average) | Carbon Dioxide Total | 188241.9 | 0 | C
325130 | 1006866 | 2023 |  | CP-ACP2 | Natural Gas (Weighted U.S. Average) | Methane | 3.55 | 0 | C
325130 | 1006866 | 2023 |  | CP-ACP2 | Natural Gas (Weighted U.S. Average) | Methane (Co2 eq) | 88.7 | 0 | C
325130 | 1006866 | 2023 |  | CP-ACP2 | Natural Gas (Weighted U.S. Average) | Nitrous Oxide | 0.355 | 0 | C
325130 | 1006866 | 2023 |  | CP-ACP2 | Natural Gas (Weighted U.S. Average) | Nitrous Oxide (Co2 eq) | 105.7 | 0 | C
325199 | 1006867 | 2023 | OB (Boiler, other) | 14BOILERNG | Natural Gas (Weighted U.S. Average) | Carbon Dioxide Biogenic | 0 | 0 | C
325199 | 1006867 | 2023 | OB (Boiler, other) | 14BOILERNG | Natural Gas (Weighted U.S. Average) | Carbon Dioxide Non-Biogenic | 38875.3 | 0 | C
325199 | 1006867 | 2023 | OB (Boiler, other) | 14BOILERNG | Natural Gas (Weighted U.S. Average) | Carbon Dioxide Total | 38875.3 | 0 | C
325199 | 1006867 | 2023 | OB (Boiler, other) | 14BOILERNG | Natural Gas (Weighted U.S. Average) | Methane | 0.73 | 0 | C
325199 | 1006867 | 2023 | OB (Boiler, other) | 14BOILERNG | Natural Gas (Weighted U.S. Average) | Methane (Co2 eq) | 18.3 | 0 | C
325199 | 1006867 | 2023 | OB (Boiler, other) | 14BOILERNG | Natural Gas (Weighted U.S. Average) | Nitrous Oxide | 0.073 | 0 | C
325199 | 1006867 | 2023 | OB (Boiler, other) | 14BOILERNG | Natural Gas (Weighted U.S. Average) | Nitrous Oxide (Co2 eq) | 21.8 | 0 | C
325199 | 1006867 | 2023 | TODF (Thermal oxidizer, direct fired, no heat recovery) | 49MN-1621 | Natural Gas (Weighted U.S. Average) | Carbon Dioxide Biogenic | 0 | 0 | C
325199 | 1006867 | 2023 | TODF (Thermal oxidizer, direct fired, no heat recovery) | 49MN-1621 | Natural Gas (Weighted U.S. Average) | Carbon Dioxide Non-Biogenic | 386.7 | 0 | C
325199 | 1006867 | 2023 | TODF (Thermal oxidizer, direct fired, no heat recovery) | 49MN-1621 | Natural Gas (Weighted U.S. Average) | Carbon Dioxide Total | 386.7 | 0 | C
325199 | 1006867 | 2023 | TODF (Thermal oxidizer, direct fired, no heat recovery) | 49MN-1621 | Natural Gas (Weighted U.S. Average) | Methane | 0.01 | 0 | C
325199 | 1006867 | 2023 | TODF (Thermal oxidizer, direct fired, no heat recovery) | 49MN-1621 | Natural Gas (Weighted U.S. Average) | Methane (Co2 eq) | 0.2 | 0 | C
325199 | 1006867 | 2023 | TODF (Thermal oxidizer, direct fired, no heat recovery) | 49MN-1621 | Natural Gas (Weighted U.S. Average) | Nitrous Oxide | 0.001 | 0 | C
325199 | 1006867 | 2023 | TODF (Thermal oxidizer, direct fired, no heat recovery) | 49MN-1621 | Natural Gas (Weighted U.S. Average) | Nitrous Oxide (Co2 eq) | 0.2 | 0 | C
325199 | 1006867 | 2023 |  | CP-WSBNG | Natural Gas (Weighted U.S. Average) | Carbon Dioxide Biogenic | 0 | 0 | C
325199 | 1006867 | 2023 |  | CP-WSBNG | Natural Gas (Weighted U.S. Average) | Carbon Dioxide Non-Biogenic | 245477.6 | 0 | C
325199 | 1006867 | 2023 |  | CP-WSBNG | Natural Gas (Weighted U.S. Average) | Carbon Dioxide Total | 245477.6 | 0 | C
325199 | 1006867 | 2023 |  | CP-WSBNG | Natural Gas (Weighted U.S. Average) | Methane | 4.63 | 0 | C
325199 | 1006867 | 2023 |  | CP-WSBNG | Natural Gas (Weighted U.S. Average) | Methane (Co2 eq) | 115.7 | 0 | C
325199 | 1006867 | 2023 |  | CP-WSBNG | Natural Gas (Weighted U.S. Average) | Nitrous Oxide | 0.463 | 0 | C
325199 | 1006867 | 2023 |  | CP-WSBNG | Natural Gas (Weighted U.S. Average) | Nitrous Oxide (Co2 eq) | 137.9 | 0 | C
325199 | 1006867 | 2023 | Petrochemical process unit | EO Unit |  | Carbon Dioxide | 76918 |  | X
325199 | 1006867 | 2023 |  | GP-FWP | Distillate Fuel Oil No. 2 | Carbon Dioxide Biogenic | 0 | 0 | C
325199 | 1006867 | 2023 |  | GP-FWP | Distillate Fuel Oil No. 2 | Carbon Dioxide Non-Biogenic | 48.7 | 0 | C
325199 | 1006867 | 2023 |  | GP-FWP | Distillate Fuel Oil No. 2 | Carbon Dioxide Total | 48.7 | 0 | C
325199 | 1006867 | 2023 |  | GP-FWP | Distillate Fuel Oil No. 2 | Methane | 0 | 0 | C
325199 | 1006867 | 2023 |  | GP-FWP | Distillate Fuel Oil No. 2 | Methane (Co2 eq) | 0 | 0 | C
325199 | 1006867 | 2023 |  | GP-FWP | Distillate Fuel Oil No. 2 | Nitrous Oxide | 0 | 0 | C
325199 | 1006867 | 2023 |  | GP-FWP | Distillate Fuel Oil No. 2 | Nitrous Oxide (Co2 eq) | 0.1 | 0 | C
325199 | 1006867 | 2023 | Petrochemical process unit | MeOH Unit |  | Carbon Dioxide | 138597.6 |  | X
325199 | 1006867 | 2023 | PRH (Process Heater) | REFORM | Natural Gas (Weighted U.S. Average) | Carbon Dioxide Biogenic | 0 | 0 | C
325199 | 1006867 | 2023 | PRH (Process Heater) | REFORM | Natural Gas (Weighted U.S. Average) | Carbon Dioxide Non-Biogenic | 262404.5 | 0 | C
325199 | 1006867 | 2023 | PRH (Process Heater) | REFORM | Natural Gas (Weighted U.S. Average) | Carbon Dioxide Total | 262404.5 | 0 | C
325199 | 1006867 | 2023 | PRH (Process Heater) | REFORM | Natural Gas (Weighted U.S. Average) | Methane | 5.05 | 0 | C
325199 | 1006867 | 2023 | PRH (Process Heater) | REFORM | Natural Gas (Weighted U.S. Average) | Methane (Co2 eq) | 126.2 | 0 | C
325199 | 1006867 | 2023 | PRH (Process Heater) | REFORM | Natural Gas (Weighted U.S. Average) | Nitrous Oxide | 0.505 | 0 | C
325199 | 1006867 | 2023 | PRH (Process Heater) | REFORM | Natural Gas (Weighted U.S. Average) | Nitrous Oxide (Co2 eq) | 150.4 | 0 | C
311224 | 1006874 | 2023 |  | GP-unit#15a,b unit#3, unit #50 | Natural Gas (Weighted U.S. Average) | Carbon Dioxide Biogenic | 0 | 0 | C
311224 | 1006874 | 2023 |  | GP-unit#15a,b unit#3, unit #50 | Natural Gas (Weighted U.S. Average) | Carbon Dioxide Non-Biogenic | 39813.4 | 0 | C
311224 | 1006874 | 2023 |  | GP-unit#15a,b unit#3, unit #50 | Natural Gas (Weighted U.S. Average) | Carbon Dioxide Total | 39813.4 | 0 | C
311224 | 1006874 | 2023 |  | GP-unit#15a,b unit#3, unit #50 | Natural Gas (Weighted U.S. Average) | Methane | 0.75 | 0 | C
311224 | 1006874 | 2023 |  | GP-unit#15a,b unit#3, unit #50 | Natural Gas (Weighted U.S. Average) | Methane (Co2 eq) | 18.8 | 0 | C
311224 | 1006874 | 2023 |  | GP-unit#15a,b unit#3, unit #50 | Natural Gas (Weighted U.S. Average) | Nitrous Oxide | 0.075 | 0 | C
311224 | 1006874 | 2023 |  | GP-unit#15a,b unit#3, unit #50 | Natural Gas (Weighted U.S. Average) | Nitrous Oxide (Co2 eq) | 22.4 | 0 | C
311313 | 1006877 | 2023 | CH (Comfort heater) | AG1 | Propane | Carbon Dioxide Biogenic | 0 | 0 | C
311313 | 1006877 | 2023 | CH (Comfort heater) | AG1 | Propane | Carbon Dioxide Non-Biogenic | 0 | 0 | C
311313 | 1006877 | 2023 | CH (Comfort heater) | AG1 | Propane | Carbon Dioxide Total | 0 | 0 | C
311313 | 1006877 | 2023 | CH (Comfort heater) | AG1 | Propane | Methane | 0 | 0 | C
311313 | 1006877 | 2023 | CH (Comfort heater) | AG1 | Propane | Methane (Co2 eq) | 0 | 0 | C
311313 | 1006877 | 2023 | CH (Comfort heater) | AG1 | Propane | Nitrous Oxide | 0 | 0 | C
311313 | 1006877 | 2023 | CH (Comfort heater) | AG1 | Propane | Nitrous Oxide (Co2 eq) | 0 | 0 | C
311313 | 1006877 | 2023 | S (Stoker Boiler) | BL1 | Subbituminous | Carbon Dioxide Biogenic | 0 | 36315.3 | C
311313 | 1006877 | 2023 | S (Stoker Boiler) | BL1 | Subbituminous | Carbon Dioxide Non-Biogenic | 66331.5 | 36315.3 | C
311313 | 1006877 | 2023 | S (Stoker Boiler) | BL1 | Subbituminous | Carbon Dioxide Total | 66331.5 | 36315.3 | C
311313 | 1006877 | 2023 | S (Stoker Boiler) | BL1 | Subbituminous | Methane | 7.51 | 36315.3 | C
311313 | 1006877 | 2023 | S (Stoker Boiler) | BL1 | Subbituminous | Methane (Co2 eq) | 187.7 | 36315.3 | C
311313 | 1006877 | 2023 | S (Stoker Boiler) | BL1 | Subbituminous | Nitrous Oxide | 1.092 | 36315.3 | C
311313 | 1006877 | 2023 | S (Stoker Boiler) | BL1 | Subbituminous | Nitrous Oxide (Co2 eq) | 325.5 | 36315.3 | C
311313 | 1006877 | 2023 | S (Stoker Boiler) | BL2 | Subbituminous | Carbon Dioxide Biogenic | 0 | 36315.3 | C
311313 | 1006877 | 2023 | S (Stoker Boiler) | BL2 | Subbituminous | Carbon Dioxide Non-Biogenic | 66331.5 | 36315.3 | C
311313 | 1006877 | 2023 | S (Stoker Boiler) | BL2 | Subbituminous | Carbon Dioxide Total | 66331.5 | 36315.3 | C
311313 | 1006877 | 2023 | S (Stoker Boiler) | BL2 | Subbituminous | Methane | 7.51 | 36315.3 | C
311313 | 1006877 | 2023 | S (Stoker Boiler) | BL2 | Subbituminous | Methane (Co2 eq) | 187.7 | 36315.3 | C
311313 | 1006877 | 2023 | S (Stoker Boiler) | BL2 | Subbituminous | Nitrous Oxide | 1.092 | 36315.3 | C
311313 | 1006877 | 2023 | S (Stoker Boiler) | BL2 | Subbituminous | Nitrous Oxide (Co2 eq) | 325.5 | 36315.3 | C
311313 | 1006877 | 2023 | S (Stoker Boiler) | BL3 | Subbituminous | Carbon Dioxide Biogenic | 0 | 36315.7 | C
311313 | 1006877 | 2023 | S (Stoker Boiler) | BL3 | Subbituminous | Carbon Dioxide Non-Biogenic | 66332.2 | 36315.7 | C
311313 | 1006877 | 2023 | S (Stoker Boiler) | BL3 | Subbituminous | Carbon Dioxide Total | 66332.2 | 36315.7 | C
311313 | 1006877 | 2023 | S (Stoker Boiler) | BL3 | Subbituminous | Methane | 7.51 | 36315.7 | C
311313 | 1006877 | 2023 | S (Stoker Boiler) | BL3 | Subbituminous | Methane (Co2 eq) | 187.7 | 36315.7 | C
311313 | 1006877 | 2023 | S (Stoker Boiler) | BL3 | Subbituminous | Nitrous Oxide | 1.092 | 36315.7 | C
311313 | 1006877 | 2023 | S (Stoker Boiler) | BL3 | Subbituminous | Nitrous Oxide (Co2 eq) | 325.5 | 36315.7 | C
311313 | 1006877 | 2023 |  | CP-1 | Natural Gas (Weighted U.S. Average) | Carbon Dioxide Biogenic | 0 | 577738000 | C
311313 | 1006877 | 2023 |  | CP-1 | Natural Gas (Weighted U.S. Average) | Carbon Dioxide Non-Biogenic | 31451.8 | 577738000 | C
311313 | 1006877 | 2023 |  | CP-1 | Natural Gas (Weighted U.S. Average) | Carbon Dioxide Total | 31451.8 | 577738000 | C
311313 | 1006877 | 2023 |  | CP-1 | Natural Gas (Weighted U.S. Average) | Methane | 0.59 | 577738000 | C
311313 | 1006877 | 2023 |  | CP-1 | Natural Gas (Weighted U.S. Average) | Methane (Co2 eq) | 14.8 | 577738000 | C
311313 | 1006877 | 2023 |  | CP-1 | Natural Gas (Weighted U.S. Average) | Nitrous Oxide | 0.059 | 577738000 | C
311313 | 1006877 | 2023 |  | CP-1 | Natural Gas (Weighted U.S. Average) | Nitrous Oxide (Co2 eq) | 17.7 | 577738000 | C
311313 | 1006877 | 2023 |  | CP-1 | Other Biomass Gases | Carbon Dioxide Biogenic | 5.3 | 154168 | C
311313 | 1006877 | 2023 |  | CP-1 | Other Biomass Gases | Carbon Dioxide Non-Biogenic | 0 | 154168 | C
311313 | 1006877 | 2023 |  | CP-1 | Other Biomass Gases | Carbon Dioxide Total | 5.3 | 154168 | C
311313 | 1006877 | 2023 |  | CP-1 | Other Biomass Gases | Methane | 0 | 154168 | C
311313 | 1006877 | 2023 |  | CP-1 | Other Biomass Gases | Methane (Co2 eq) | 0 | 154168 | C
311313 | 1006877 | 2023 |  | CP-1 | Other Biomass Gases | Nitrous Oxide | 0 | 154168 | C
311313 | 1006877 | 2023 |  | CP-1 | Other Biomass Gases | Nitrous Oxide (Co2 eq) | 0 | 154168 | C
311313 | 1006877 | 2023 |  | CP-3 | Propane | Carbon Dioxide Biogenic | 0 | 1305 | C
311313 | 1006877 | 2023 |  | CP-3 | Propane | Carbon Dioxide Non-Biogenic | 7.5 | 1305 | C
311313 | 1006877 | 2023 |  | CP-3 | Propane | Carbon Dioxide Total | 7.5 | 1305 | C
311313 | 1006877 | 2023 |  | CP-3 | Propane | Methane | 0 | 1305 | C
311313 | 1006877 | 2023 |  | CP-3 | Propane | Methane (Co2 eq) | 0 | 1305 | C
311313 | 1006877 | 2023 |  | CP-3 | Propane | Nitrous Oxide | 0 | 1305 | C
311313 | 1006877 | 2023 |  | CP-3 | Propane | Nitrous Oxide (Co2 eq) | 0 | 1305 | C
311313 | 1006877 | 2023 |  | CP-4 | Natural Gas (Weighted U.S. Average) | Carbon Dioxide Biogenic | 0 | 0 | C
311313 | 1006877 | 2023 |  | CP-4 | Natural Gas (Weighted U.S. Average) | Carbon Dioxide Non-Biogenic | 0 | 0 | C
311313 | 1006877 | 2023 |  | CP-4 | Natural Gas (Weighted U.S. Average) | Carbon Dioxide Total | 0 | 0 | C
311313 | 1006877 | 2023 |  | CP-4 | Natural Gas (Weighted U.S. Average) | Methane | 0 | 0 | C
311313 | 1006877 | 2023 |  | CP-4 | Natural Gas (Weighted U.S. Average) | Methane (Co2 eq) | 0 | 0 | C
311313 | 1006877 | 2023 |  | CP-4 | Natural Gas (Weighted U.S. Average) | Nitrous Oxide | 0 | 0 | C
311313 | 1006877 | 2023 |  | CP-4 | Natural Gas (Weighted U.S. Average) | Nitrous Oxide (Co2 eq) | 0 | 0 | C
311313 | 1006877 | 2023 |  | GP-1 | Used Oil | Carbon Dioxide Biogenic | 0 | 0 | C
311313 | 1006877 | 2023 |  | GP-1 | Used Oil | Carbon Dioxide Non-Biogenic | 0 | 0 | C
311313 | 1006877 | 2023 |  | GP-1 | Used Oil | Carbon Dioxide Total | 0 | 0 | C
311313 | 1006877 | 2023 |  | GP-1 | Used Oil | Methane | 0 | 0 | C
311313 | 1006877 | 2023 |  | GP-1 | Used Oil | Methane (Co2 eq) | 0 | 0 | C
311313 | 1006877 | 2023 |  | GP-1 | Used Oil | Nitrous Oxide | 0 | 0 | C
311313 | 1006877 | 2023 |  | GP-1 | Used Oil | Nitrous Oxide (Co2 eq) | 0 | 0 | C
311313 | 1006877 | 2023 | CH (Comfort heater) | GS1 | Propane | Carbon Dioxide Biogenic | 0 | 317 | C
311313 | 1006877 | 2023 | CH (Comfort heater) | GS1 | Propane | Carbon Dioxide Non-Biogenic | 1.8 | 317 | C
311313 | 1006877 | 2023 | CH (Comfort heater) | GS1 | Propane | Carbon Dioxide Total | 1.8 | 317 | C
311313 | 1006877 | 2023 | CH (Comfort heater) | GS1 | Propane | Methane | 0 | 317 | C
311313 | 1006877 | 2023 | CH (Comfort heater) | GS1 | Propane | Methane (Co2 eq) | 0 | 317 | C
311313 | 1006877 | 2023 | CH (Comfort heater) | GS1 | Propane | Nitrous Oxide | 0 | 317 | C
311313 | 1006877 | 2023 | CH (Comfort heater) | GS1 | Propane | Nitrous Oxide (Co2 eq) | 0 | 317 | C
311313 | 1006877 | 2023 | K (Kiln) | LK | Anthracite | Carbon Dioxide Biogenic | 0 | 0 | C
311313 | 1006877 | 2023 | K (Kiln) | LK | Anthracite | Carbon Dioxide Non-Biogenic | 0 | 0 | C
311313 | 1006877 | 2023 | K (Kiln) | LK | Anthracite | Carbon Dioxide Total | 0 | 0 | C
311313 | 1006877 | 2023 | K (Kiln) | LK | Anthracite | Methane | 0 | 0 | C
311313 | 1006877 | 2023 | K (Kiln) | LK | Anthracite | Methane (Co2 eq) | 0 | 0 | C
311313 | 1006877 | 2023 | K (Kiln) | LK | Anthracite | Nitrous Oxide | 0 | 0 | C
311313 | 1006877 | 2023 | K (Kiln) | LK | Anthracite | Nitrous Oxide (Co2 eq) | 0 | 0 | C
311313 | 1006877 | 2023 | K (Kiln) | LK | Coal Coke | Carbon Dioxide Biogenic | 0 | 4833 | C
311313 | 1006877 | 2023 | K (Kiln) | LK | Coal Coke | Carbon Dioxide Non-Biogenic | 13624.3 | 4833 | C
311313 | 1006877 | 2023 | K (Kiln) | LK | Coal Coke | Carbon Dioxide Total | 13624.3 | 4833 | C
311313 | 1006877 | 2023 | K (Kiln) | LK | Coal Coke | Methane | 1.32 | 4833 | C
311313 | 1006877 | 2023 | K (Kiln) | LK | Coal Coke | Methane (Co2 eq) | 33 | 4833 | C
311313 | 1006877 | 2023 | K (Kiln) | LK | Coal Coke | Nitrous Oxide | 0.192 | 4833 | C
311313 | 1006877 | 2023 | K (Kiln) | LK | Coal Coke | Nitrous Oxide (Co2 eq) | 57.1 | 4833 | C
311313 | 1006877 | 2023 | CH (Comfort heater) | MP1 | Natural Gas (Weighted U.S. Average) | Carbon Dioxide Biogenic | 0 | 0 | C
311313 | 1006877 | 2023 | CH (Comfort heater) | MP1 | Natural Gas (Weighted U.S. Average) | Carbon Dioxide Non-Biogenic | 0 | 0 | C
311313 | 1006877 | 2023 | CH (Comfort heater) | MP1 | Natural Gas (Weighted U.S. Average) | Carbon Dioxide Total | 0 | 0 | C
311313 | 1006877 | 2023 | CH (Comfort heater) | MP1 | Natural Gas (Weighted U.S. Average) | Methane | 0 | 0 | C
311313 | 1006877 | 2023 | CH (Comfort heater) | MP1 | Natural Gas (Weighted U.S. Average) | Methane (Co2 eq) | 0 | 0 | C
311313 | 1006877 | 2023 | CH (Comfort heater) | MP1 | Natural Gas (Weighted U.S. Average) | Nitrous Oxide | 0 | 0 | C
311313 | 1006877 | 2023 | CH (Comfort heater) | MP1 | Natural Gas (Weighted U.S. Average) | Nitrous Oxide (Co2 eq) | 0 | 0 | C
311313 | 1006877 | 2023 | CH (Comfort heater) | MS1 | Used Oil | Carbon Dioxide Biogenic | 0 | 1528.1 | C
311313 | 1006877 | 2023 | CH (Comfort heater) | MS1 | Used Oil | Carbon Dioxide Non-Biogenic | 15.6 | 1528.1 | C
311313 | 1006877 | 2023 | CH (Comfort heater) | MS1 | Used Oil | Carbon Dioxide Total | 15.6 | 1528.1 | C
311313 | 1006877 | 2023 | CH (Comfort heater) | MS1 | Used Oil | Methane | 0 | 1528.1 | C
311313 | 1006877 | 2023 | CH (Comfort heater) | MS1 | Used Oil | Methane (Co2 eq) | 0 | 1528.1 | C
311313 | 1006877 | 2023 | CH (Comfort heater) | MS1 | Used Oil | Nitrous Oxide | 0 | 1528.1 | C
311313 | 1006877 | 2023 | CH (Comfort heater) | MS1 | Used Oil | Nitrous Oxide (Co2 eq) | 0 | 1528.1 | C
311313 | 1006878 | 2023 | S (Stoker Boiler) | BL1 | Subbituminous | Carbon Dioxide Biogenic | 0 | 118732 | C
311313 | 1006878 | 2023 | S (Stoker Boiler) | BL1 | Subbituminous | Carbon Dioxide Non-Biogenic | 216259.7 | 118732 | C
311313 | 1006878 | 2023 | S (Stoker Boiler) | BL1 | Subbituminous | Carbon Dioxide Total | 216259.7 | 118732 | C
311313 | 1006878 | 2023 | S (Stoker Boiler) | BL1 | Subbituminous | Methane | 22.53 | 118732 | C
311313 | 1006878 | 2023 | S (Stoker Boiler) | BL1 | Subbituminous | Methane (Co2 eq) | 563.2 | 118732 | C
311313 | 1006878 | 2023 | S (Stoker Boiler) | BL1 | Subbituminous | Nitrous Oxide | 3.277 | 118732 | C
311313 | 1006878 | 2023 | S (Stoker Boiler) | BL1 | Subbituminous | Nitrous Oxide (Co2 eq) | 976.5 | 118732 | C
311313 | 1006878 | 2023 |  | CP-1 | Propane | Carbon Dioxide Biogenic | 0 | 125828 | C
311313 | 1006878 | 2023 |  | CP-1 | Propane | Carbon Dioxide Non-Biogenic | 719.9 | 125828 | C
311313 | 1006878 | 2023 |  | CP-1 | Propane | Carbon Dioxide Total | 719.9 | 125828 | C
311313 | 1006878 | 2023 |  | CP-1 | Propane | Methane | 0.03 | 125828 | C
311313 | 1006878 | 2023 |  | CP-1 | Propane | Methane (Co2 eq) | 0.9 | 125828 | C
311313 | 1006878 | 2023 |  | CP-1 | Propane | Nitrous Oxide | 0.007 | 125828 | C
311313 | 1006878 | 2023 |  | CP-1 | Propane | Nitrous Oxide (Co2 eq) | 2 | 125828 | C
311313 | 1006878 | 2023 |  | CP-2 | Propane | Carbon Dioxide Biogenic | 0 | 16310 | C
311313 | 1006878 | 2023 |  | CP-2 | Propane | Carbon Dioxide Non-Biogenic | 93.3 | 16310 | C
311313 | 1006878 | 2023 |  | CP-2 | Propane | Carbon Dioxide Total | 93.3 | 16310 | C
311313 | 1006878 | 2023 |  | CP-2 | Propane | Methane | 0 | 16310 | C
311313 | 1006878 | 2023 |  | CP-2 | Propane | Methane (Co2 eq) | 0.1 | 16310 | C
311313 | 1006878 | 2023 |  | CP-2 | Propane | Nitrous Oxide | 0.001 | 16310 | C
311313 | 1006878 | 2023 |  | CP-2 | Propane | Nitrous Oxide (Co2 eq) | 0.3 | 16310 | C
311313 | 1006878 | 2023 |  | CP-3 | Other Oil (>401 deg F) | Carbon Dioxide Biogenic | 0 | 866.3 | C
311313 | 1006878 | 2023 |  | CP-3 | Other Oil (>401 deg F) | Carbon Dioxide Non-Biogenic | 9.2 | 866.3 | C
311313 | 1006878 | 2023 |  | CP-3 | Other Oil (>401 deg F) | Carbon Dioxide Total | 9.2 | 866.3 | C
311313 | 1006878 | 2023 |  | CP-3 | Other Oil (>401 deg F) | Methane | 0 | 866.3 | C
311313 | 1006878 | 2023 |  | CP-3 | Other Oil (>401 deg F) | Methane (Co2 eq) | 0 | 866.3 | C
311313 | 1006878 | 2023 |  | CP-3 | Other Oil (>401 deg F) | Nitrous Oxide | 0 | 866.3 | C
311313 | 1006878 | 2023 |  | CP-3 | Other Oil (>401 deg F) | Nitrous Oxide (Co2 eq) | 0 | 866.3 | C
311313 | 1006878 | 2023 | K (Kiln) | LK | Natural Gas (Weighted U.S. Average) | Carbon Dioxide Biogenic | 0 | 186674000 | C
311313 | 1006878 | 2023 | K (Kiln) | LK | Natural Gas (Weighted U.S. Average) | Carbon Dioxide Non-Biogenic | 10162.5 | 186674000 | C
311313 | 1006878 | 2023 | K (Kiln) | LK | Natural Gas (Weighted U.S. Average) | Carbon Dioxide Total | 10162.5 | 186674000 | C
311313 | 1006878 | 2023 | K (Kiln) | LK | Natural Gas (Weighted U.S. Average) | Methane | 0.19 | 186674000 | C
311313 | 1006878 | 2023 | K (Kiln) | LK | Natural Gas (Weighted U.S. Average) | Methane (Co2 eq) | 4.8 | 186674000 | C
311313 | 1006878 | 2023 | K (Kiln) | LK | Natural Gas (Weighted U.S. Average) | Nitrous Oxide | 0.019 | 186674000 | C
311313 | 1006878 | 2023 | K (Kiln) | LK | Natural Gas (Weighted U.S. Average) | Nitrous Oxide (Co2 eq) | 5.7 | 186674000 | C
311313 | 1006878 | 2023 | CH (Comfort heater) | MS1 | Used Oil | Carbon Dioxide Biogenic | 0 | 2005.5 | C
311313 | 1006878 | 2023 | CH (Comfort heater) | MS1 | Used Oil | Carbon Dioxide Non-Biogenic | 20.5 | 2005.5 | C
311313 | 1006878 | 2023 | CH (Comfort heater) | MS1 | Used Oil | Carbon Dioxide Total | 20.5 | 2005.5 | C
311313 | 1006878 | 2023 | CH (Comfort heater) | MS1 | Used Oil | Methane | 0 | 2005.5 | C
311313 | 1006878 | 2023 | CH (Comfort heater) | MS1 | Used Oil | Methane (Co2 eq) | 0 | 2005.5 | C
311313 | 1006878 | 2023 | CH (Comfort heater) | MS1 | Used Oil | Nitrous Oxide | 0 | 2005.5 | C
311313 | 1006878 | 2023 | CH (Comfort heater) | MS1 | Used Oil | Nitrous Oxide (Co2 eq) | 0 | 2005.5 | C
311313 | 1006878 | 2023 | CH (Comfort heater) | MS2 | Propane | Carbon Dioxide Biogenic | 0 | 13685 | C
311313 | 1006878 | 2023 | CH (Comfort heater) | MS2 | Propane | Carbon Dioxide Non-Biogenic | 78.3 | 13685 | C
311313 | 1006878 | 2023 | CH (Comfort heater) | MS2 | Propane | Carbon Dioxide Total | 78.3 | 13685 | C
311313 | 1006878 | 2023 | CH (Comfort heater) | MS2 | Propane | Methane | 0 | 13685 | C
311313 | 1006878 | 2023 | CH (Comfort heater) | MS2 | Propane | Methane (Co2 eq) | 0.1 | 13685 | C
311313 | 1006878 | 2023 | CH (Comfort heater) | MS2 | Propane | Nitrous Oxide | 0.001 | 13685 | C
311313 | 1006878 | 2023 | CH (Comfort heater) | MS2 | Propane | Nitrous Oxide (Co2 eq) | 0.2 | 13685 | C
311313 | 1006878 | 2023 | PRH (Process Heater) | PD1 | Subbituminous | Carbon Dioxide Biogenic | 0 | 24509 | C
311313 | 1006878 | 2023 | PRH (Process Heater) | PD1 | Subbituminous | Carbon Dioxide Non-Biogenic | 44987.8 | 24509 | C
311313 | 1006878 | 2023 | PRH (Process Heater) | PD1 | Subbituminous | Carbon Dioxide Total | 44987.8 | 24509 | C
311313 | 1006878 | 2023 | PRH (Process Heater) | PD1 | Subbituminous | Methane | 5.09 | 24509 | C
311313 | 1006878 | 2023 | PRH (Process Heater) | PD1 | Subbituminous | Methane (Co2 eq) | 127.3 | 24509 | C
311313 | 1006878 | 2023 | PRH (Process Heater) | PD1 | Subbituminous | Nitrous Oxide | 0.741 | 24509 | C
311313 | 1006878 | 2023 | PRH (Process Heater) | PD1 | Subbituminous | Nitrous Oxide (Co2 eq) | 220.7 | 24509 | C
311313 | 1006878 | 2023 | PRH (Process Heater) | PD2 | Subbituminous | Carbon Dioxide Biogenic | 0 | 16339.6 | C
311313 | 1006878 | 2023 | PRH (Process Heater) | PD2 | Subbituminous | Carbon Dioxide Non-Biogenic | 29992.3 | 16339.6 | C
311313 | 1006878 | 2023 | PRH (Process Heater) | PD2 | Subbituminous | Carbon Dioxide Total | 29992.3 | 16339.6 | C
311313 | 1006878 | 2023 | PRH (Process Heater) | PD2 | Subbituminous | Methane | 3.4 | 16339.6 | C
311313 | 1006878 | 2023 | PRH (Process Heater) | PD2 | Subbituminous | Methane (Co2 eq) | 84.9 | 16339.6 | C
311313 | 1006878 | 2023 | PRH (Process Heater) | PD2 | Subbituminous | Nitrous Oxide | 0.494 | 16339.6 | C
311313 | 1006878 | 2023 | PRH (Process Heater) | PD2 | Subbituminous | Nitrous Oxide (Co2 eq) | 147.2 | 16339.6 | C
322120 | 1006885 | 2023 |  | GP-Building Heat | Kerosene | Carbon Dioxide Biogenic | 0 | 0 | C
322120 | 1006885 | 2023 |  | GP-Building Heat | Kerosene | Carbon Dioxide Non-Biogenic | 31.1 | 0 | C
322120 | 1006885 | 2023 |  | GP-Building Heat | Kerosene | Carbon Dioxide Total | 31.1 | 0 | C
322120 | 1006885 | 2023 |  | GP-Building Heat | Kerosene | Methane | 0 | 0 | C
322120 | 1006885 | 2023 |  | GP-Building Heat | Kerosene | Methane (Co2 eq) | 0 | 0 | C
322120 | 1006885 | 2023 |  | GP-Building Heat | Kerosene | Nitrous Oxide | 0 | 0 | C
322120 | 1006885 | 2023 |  | GP-Building Heat | Kerosene | Nitrous Oxide (Co2 eq) | 0.1 | 0 | C
322120 | 1006885 | 2023 |  | GP-Building Heat | Propane | Carbon Dioxide Biogenic | 0 | 0 | C
322120 | 1006885 | 2023 |  | GP-Building Heat | Propane | Carbon Dioxide Non-Biogenic | 42.8 | 0 | C
322120 | 1006885 | 2023 |  | GP-Building Heat | Propane | Carbon Dioxide Total | 42.8 | 0 | C
322120 | 1006885 | 2023 |  | GP-Building Heat | Propane | Methane | 0 | 0 | C
322120 | 1006885 | 2023 |  | GP-Building Heat | Propane | Methane (Co2 eq) | 0.1 | 0 | C
322120 | 1006885 | 2023 |  | GP-Building Heat | Propane | Nitrous Oxide | 0 | 0 | C
322120 | 1006885 | 2023 |  | GP-Building Heat | Propane | Nitrous Oxide (Co2 eq) | 0.1 | 0 | C
322120 | 1006885 | 2023 | Pulp Mill Lime Kiln | LK1 |  | Carbon Dioxide Biogenic (Spent Liquor) | 0 |  | AA
322120 | 1006885 | 2023 | Pulp Mill Lime Kiln | LK1 |  | Carbon Dioxide Non-Biogenic | 14614.1 |  | AA
322120 | 1006885 | 2023 | Pulp Mill Lime Kiln | LK1 |  | Methane | 0.73 |  | AA
322120 | 1006885 | 2023 | Pulp Mill Lime Kiln | LK1 |  | Methane Spent Liquor | 0 |  | AA
322120 | 1006885 | 2023 | Pulp Mill Lime Kiln | LK1 |  | Nitrous Oxide | 0 |  | AA
322120 | 1006885 | 2023 | Pulp Mill Lime Kiln | LK1 |  | Nitrous Oxide Spent Liquor | 0 |  | AA
322120 | 1006885 | 2023 | OB (Boiler, other) | PB1 | Natural Gas (Weighted U.S. Average) | Carbon Dioxide Biogenic | 0 | 0 | C
322120 | 1006885 | 2023 | OB (Boiler, other) | PB1 | Natural Gas (Weighted U.S. Average) | Carbon Dioxide Non-Biogenic | 112340.1 | 0 | C
322120 | 1006885 | 2023 | OB (Boiler, other) | PB1 | Natural Gas (Weighted U.S. Average) | Carbon Dioxide Total | 112340.1 | 0 | C
322120 | 1006885 | 2023 | OB (Boiler, other) | PB1 | Natural Gas (Weighted U.S. Average) | Methane | 2.12 | 0 | C
322120 | 1006885 | 2023 | OB (Boiler, other) | PB1 | Natural Gas (Weighted U.S. Average) | Methane (Co2 eq) | 52.9 | 0 | C
322120 | 1006885 | 2023 | OB (Boiler, other) | PB1 | Natural Gas (Weighted U.S. Average) | Nitrous Oxide | 0.212 | 0 | C
322120 | 1006885 | 2023 | OB (Boiler, other) | PB1 | Natural Gas (Weighted U.S. Average) | Nitrous Oxide (Co2 eq) | 63.1 | 0 | C
322120 | 1006885 | 2023 | OB (Boiler, other) | PB1 | Residual Fuel Oil No. 6 | Carbon Dioxide Biogenic | 0 | 0 | C
322120 | 1006885 | 2023 | OB (Boiler, other) | PB1 | Residual Fuel Oil No. 6 | Carbon Dioxide Non-Biogenic | 38243.4 | 0 | C
322120 | 1006885 | 2023 | OB (Boiler, other) | PB1 | Residual Fuel Oil No. 6 | Carbon Dioxide Total | 38243.4 | 0 | C
322120 | 1006885 | 2023 | OB (Boiler, other) | PB1 | Residual Fuel Oil No. 6 | Methane | 1.42 | 0 | C
322120 | 1006885 | 2023 | OB (Boiler, other) | PB1 | Residual Fuel Oil No. 6 | Methane (Co2 eq) | 35.6 | 0 | C
322120 | 1006885 | 2023 | OB (Boiler, other) | PB1 | Residual Fuel Oil No. 6 | Nitrous Oxide | 0.285 | 0 | C
322120 | 1006885 | 2023 | OB (Boiler, other) | PB1 | Residual Fuel Oil No. 6 | Nitrous Oxide (Co2 eq) | 84.9 | 0 | C
322120 | 1006885 | 2023 | OB (Boiler, other) | PB1 | Wood and Wood Residuals (dry basis) | Carbon Dioxide Biogenic | 65417.3 | 0 | C
322120 | 1006885 | 2023 | OB (Boiler, other) | PB1 | Wood and Wood Residuals (dry basis) | Carbon Dioxide Non-Biogenic | 0 | 0 | C
322120 | 1006885 | 2023 | OB (Boiler, other) | PB1 | Wood and Wood Residuals (dry basis) | Carbon Dioxide Total | 65417.3 | 0 | C
322120 | 1006885 | 2023 | OB (Boiler, other) | PB1 | Wood and Wood Residuals (dry basis) | Methane | 5.02 | 0 | C
322120 | 1006885 | 2023 | OB (Boiler, other) | PB1 | Wood and Wood Residuals (dry basis) | Methane (Co2 eq) | 125.5 | 0 | C
322120 | 1006885 | 2023 | OB (Boiler, other) | PB1 | Wood and Wood Residuals (dry basis) | Nitrous Oxide | 2.511 | 0 | C
322120 | 1006885 | 2023 | OB (Boiler, other) | PB1 | Wood and Wood Residuals (dry basis) | Nitrous Oxide (Co2 eq) | 748.2 | 0 | C
322120 | 1006885 | 2023 | Chemical Recovery Furnace | RF1 |  | Carbon Dioxide Biogenic (Spent Liquor) | 290713.6 |  | AA | [9 empty] | 55 | 1970 | B&W | 1.6 |  | 2 | SF | 975 | 850 | 825
322120 | 1006885 | 2023 | Chemical Recovery Furnace | RF1 |  | Carbon Dioxide Non-Biogenic | 19692.3 |  | AA | [9 empty] | 55 | 1970 | B&W | 1.6 |  | 2 | SF | 975 | 850 | 825
322120 | 1006885 | 2023 | Chemical Recovery Furnace | RF1 |  | Methane | 0.73 |  | AA | [9 empty] | 55 | 1970 | B&W | 1.6 |  | 2 | SF | 975 | 850 | 825
322120 | 1006885 | 2023 | Chemical Recovery Furnace | RF1 |  | Methane Spent Liquor | 5.89 |  | AA | [9 empty] | 55 | 1970 | B&W | 1.6 |  | 2 | SF | 975 | 850 | 825
322120 | 1006885 | 2023 | Chemical Recovery Furnace | RF1 |  | Nitrous Oxide | 0.147 |  | AA | [9 empty] | 55 | 1970 | B&W | 1.6 |  | 2 | SF | 975 | 850 | 825
322120 | 1006885 | 2023 | Chemical Recovery Furnace | RF1 |  | Nitrous Oxide Spent Liquor | 1.301 |  | AA | [9 empty] | 55 | 1970 | B&W | 1.6 |  | 2 | SF | 975 | 850 | 825
325199 | 1006890 | 2023 | OB (Boiler, other) | 302M331 | Fuel Gas | Carbon Dioxide Biogenic | 0 | 562077448.3543 | C
325199 | 1006890 | 2023 | OB (Boiler, other) | 302M331 | Fuel Gas | Carbon Dioxide Non-Biogenic | 22905.2 | 562077448.3543 | C
325199 | 1006890 | 2023 | OB (Boiler, other) | 302M331 | Fuel Gas | Carbon Dioxide Total | 22905.2 | 562077448.3543 | C
325199 | 1006890 | 2023 | OB (Boiler, other) | 302M331 | Fuel Gas | Methane | 1.35 | 562077448.3543 | C
325199 | 1006890 | 2023 | OB (Boiler, other) | 302M331 | Fuel Gas | Methane (Co2 eq) | 33.7 | 562077448.3543 | C
325199 | 1006890 | 2023 | OB (Boiler, other) | 302M331 | Fuel Gas | Nitrous Oxide | 0.269 | 562077448.3543 | C
325199 | 1006890 | 2023 | OB (Boiler, other) | 302M331 | Fuel Gas | Nitrous Oxide (Co2 eq) | 80.3 | 562077448.3543 | C
325199 | 1006890 | 2023 | OB (Boiler, other) | 302M460 | Fuel Gas | Carbon Dioxide Biogenic | 0 | 1071691912.81 | C
325199 | 1006890 | 2023 | OB (Boiler, other) | 302M460 | Fuel Gas | Carbon Dioxide Non-Biogenic | 43781.3 | 1071691912.81 | C
325199 | 1006890 | 2023 | OB (Boiler, other) | 302M460 | Fuel Gas | Carbon Dioxide Total | 43781.3 | 1071691912.81 | C
325199 | 1006890 | 2023 | OB (Boiler, other) | 302M460 | Fuel Gas | Methane | 2.56 | 1071691912.81 | C
325199 | 1006890 | 2023 | OB (Boiler, other) | 302M460 | Fuel Gas | Methane (Co2 eq) | 64 | 1071691912.81 | C
325199 | 1006890 | 2023 | OB (Boiler, other) | 302M460 | Fuel Gas | Nitrous Oxide | 0.512 | 1071691912.81 | C
325199 | 1006890 | 2023 | OB (Boiler, other) | 302M460 | Fuel Gas | Nitrous Oxide (Co2 eq) | 152.7 | 1071691912.81 | C
325199 | 1006890 | 2023 | OB (Boiler, other) | BOILER8 | Fuel Gas | Carbon Dioxide Biogenic | 0 | 890862875 | C
325199 | 1006890 | 2023 | OB (Boiler, other) | BOILER8 | Fuel Gas | Carbon Dioxide Non-Biogenic | 36828.4 | 890862875 | C
325199 | 1006890 | 2023 | OB (Boiler, other) | BOILER8 | Fuel Gas | Carbon Dioxide Total | 36828.4 | 890862875 | C
325199 | 1006890 | 2023 | OB (Boiler, other) | BOILER8 | Fuel Gas | Methane | 2.14 | 890862875 | C
325199 | 1006890 | 2023 | OB (Boiler, other) | BOILER8 | Fuel Gas | Methane (Co2 eq) | 53.4 | 890862875 | C
325199 | 1006890 | 2023 | OB (Boiler, other) | BOILER8 | Fuel Gas | Nitrous Oxide | 0.428 | 890862875 | C
325199 | 1006890 | 2023 | OB (Boiler, other) | BOILER8 | Fuel Gas | Nitrous Oxide (Co2 eq) | 127.4 | 890862875 | C
325199 | 1006890 | 2023 |  | CP-100 | Natural Gas (Weighted U.S. Average) | Carbon Dioxide Biogenic | 0 | 5017213826.703 | C
325199 | 1006890 | 2023 |  | CP-100 | Natural Gas (Weighted U.S. Average) | Carbon Dioxide Non-Biogenic | 273401.1 | 5017213826.703 | C
325199 | 1006890 | 2023 |  | CP-100 | Natural Gas (Weighted U.S. Average) | Carbon Dioxide Total | 273401.1 | 5017213826.703 | C
325199 | 1006890 | 2023 |  | CP-100 | Natural Gas (Weighted U.S. Average) | Methane | 5.15 | 5017213826.703 | C
325199 | 1006890 | 2023 |  | CP-100 | Natural Gas (Weighted U.S. Average) | Methane (Co2 eq) | 128.9 | 5017213826.703 | C
325199 | 1006890 | 2023 |  | CP-100 | Natural Gas (Weighted U.S. Average) | Nitrous Oxide | 0.515 | 5017213826.703 | C
325199 | 1006890 | 2023 |  | CP-100 | Natural Gas (Weighted U.S. Average) | Nitrous Oxide (Co2 eq) | 153.6 | 5017213826.703 | C
325199 | 1006891 | 2023 | Flare | AUFLARE-1 |  | Carbon Dioxide | 6221.1 |  | X
325199 | 1006891 | 2023 | Flare | AUFLARE-1 |  | Methane | 18.78 |  | X
325199 | 1006891 | 2023 | Flare | AUFLARE-1 |  | Nitrous Oxide | 0.062 |  | X
325199 | 1006891 | 2023 |  | CP-1 | Fuel Gas | Carbon Dioxide Biogenic | 0 | 0 | C
325199 | 1006891 | 2023 |  | CP-1 | Fuel Gas | Carbon Dioxide Non-Biogenic | 885724.7 | 0 | C
325199 | 1006891 | 2023 |  | CP-1 | Fuel Gas | Carbon Dioxide Total | 885724.7 | 0 | C
325199 | 1006891 | 2023 |  | CP-1 | Fuel Gas | Methane | 100.21 | 0 | C
325199 | 1006891 | 2023 |  | CP-1 | Fuel Gas | Methane (Co2 eq) | 2505.3 | 0 | C
325199 | 1006891 | 2023 |  | CP-1 | Fuel Gas | Nitrous Oxide | 20.042 | 0 | C
325199 | 1006891 | 2023 |  | CP-1 | Fuel Gas | Nitrous Oxide (Co2 eq) | 5972.7 | 0 | C
325199 | 1006891 | 2023 |  | CP-2 | Natural Gas (Weighted U.S. Average) | Carbon Dioxide Biogenic | 0 | 0 | C
325199 | 1006891 | 2023 |  | CP-2 | Natural Gas (Weighted U.S. Average) | Carbon Dioxide Non-Biogenic | 80318.1 | 0 | C
325199 | 1006891 | 2023 |  | CP-2 | Natural Gas (Weighted U.S. Average) | Carbon Dioxide Total | 80318.1 | 0 | C
325199 | 1006891 | 2023 |  | CP-2 | Natural Gas (Weighted U.S. Average) | Methane | 1.51 | 0 | C
325199 | 1006891 | 2023 |  | CP-2 | Natural Gas (Weighted U.S. Average) | Methane (Co2 eq) | 37.8 | 0 | C
325199 | 1006891 | 2023 |  | CP-2 | Natural Gas (Weighted U.S. Average) | Nitrous Oxide | 0.151 | 0 | C
325199 | 1006891 | 2023 |  | CP-2 | Natural Gas (Weighted U.S. Average) | Nitrous Oxide (Co2 eq) | 45.1 | 0 | C
325199 | 1006891 | 2023 | OB (Boiler, other) | LOUBOILER9 | Fuel Gas | Carbon Dioxide Biogenic | 0 | 0 | C
325199 | 1006891 | 2023 | OB (Boiler, other) | LOUBOILER9 | Fuel Gas | Carbon Dioxide Non-Biogenic | 60200.6 | 0 | C
325199 | 1006891 | 2023 | OB (Boiler, other) | LOUBOILER9 | Fuel Gas | Carbon Dioxide Total | 60200.6 | 0 | C
325199 | 1006891 | 2023 | OB (Boiler, other) | LOUBOILER9 | Fuel Gas | Methane | 11.63 | 0 | C
325199 | 1006891 | 2023 | OB (Boiler, other) | LOUBOILER9 | Fuel Gas | Methane (Co2 eq) | 290.7 | 0 | C
325199 | 1006891 | 2023 | OB (Boiler, other) | LOUBOILER9 | Fuel Gas | Nitrous Oxide | 2.326 | 0 | C
325199 | 1006891 | 2023 | OB (Boiler, other) | LOUBOILER9 | Fuel Gas | Nitrous Oxide (Co2 eq) | 693 | 0 | C
325199 | 1006891 | 2023 | OB (Boiler, other) | LOUBOILR10 | Fuel Gas | Carbon Dioxide Biogenic | 0 | 0 | C
325199 | 1006891 | 2023 | OB (Boiler, other) | LOUBOILR10 | Fuel Gas | Carbon Dioxide Non-Biogenic | 53778.5 | 0 | C
325199 | 1006891 | 2023 | OB (Boiler, other) | LOUBOILR10 | Fuel Gas | Carbon Dioxide Total | 53778.5 | 0 | C
325199 | 1006891 | 2023 | OB (Boiler, other) | LOUBOILR10 | Fuel Gas | Methane | 9.94 | 0 | C
325199 | 1006891 | 2023 | OB (Boiler, other) | LOUBOILR10 | Fuel Gas | Methane (Co2 eq) | 248.7 | 0 | C
325199 | 1006891 | 2023 | OB (Boiler, other) | LOUBOILR10 | Fuel Gas | Nitrous Oxide | 1.99 | 0 | C
325199 | 1006891 | 2023 | OB (Boiler, other) | LOUBOILR10 | Fuel Gas | Nitrous Oxide (Co2 eq) | 592.8 | 0 | C
325199 | 1006891 | 2023 | Flare | LOUFLARE |  | Carbon Dioxide | 31821.3 |  | X
325199 | 1006891 | 2023 | Flare | LOUFLARE |  | Methane | 96.05 |  | X
325199 | 1006891 | 2023 | Flare | LOUFLARE |  | Nitrous Oxide | 0.318 |  | X
322130 | 1006892 | 2023 |  | GP-1 | Natural Gas (Weighted U.S. Average) | Carbon Dioxide Biogenic | 0 | 0 | C
322130 | 1006892 | 2023 |  | GP-1 | Natural Gas (Weighted U.S. Average) | Carbon Dioxide Non-Biogenic | 0.4 | 0 | C
322130 | 1006892 | 2023 |  | GP-1 | Natural Gas (Weighted U.S. Average) | Carbon Dioxide Total | 0.4 | 0 | C
322130 | 1006892 | 2023 |  | GP-1 | Natural Gas (Weighted U.S. Average) | Methane | 0 | 0 | C
322130 | 1006892 | 2023 |  | GP-1 | Natural Gas (Weighted U.S. Average) | Methane (Co2 eq) | 0 | 0 | C
322130 | 1006892 | 2023 |  | GP-1 | Natural Gas (Weighted U.S. Average) | Nitrous Oxide | 0 | 0 | C
322130 | 1006892 | 2023 |  | GP-1 | Natural Gas (Weighted U.S. Average) | Nitrous Oxide (Co2 eq) | 0 | 0 | C
322130 | 1006892 | 2023 | Pulp Mill Lime Kiln | Lime Kiln No. 1/ Z003 |  | Carbon Dioxide Biogenic (Spent Liquor) | 0 |  | AA
322130 | 1006892 | 2023 | Pulp Mill Lime Kiln | Lime Kiln No. 1/ Z003 |  | Carbon Dioxide Non-Biogenic | 12829.1 |  | AA
322130 | 1006892 | 2023 | Pulp Mill Lime Kiln | Lime Kiln No. 1/ Z003 |  | Methane | 0.65 |  | AA
322130 | 1006892 | 2023 | Pulp Mill Lime Kiln | Lime Kiln No. 1/ Z003 |  | Methane Spent Liquor | 0 |  | AA
322130 | 1006892 | 2023 | Pulp Mill Lime Kiln | Lime Kiln No. 1/ Z003 |  | Nitrous Oxide | 0 |  | AA
322130 | 1006892 | 2023 | Pulp Mill Lime Kiln | Lime Kiln No. 1/ Z003 |  | Nitrous Oxide Spent Liquor | 0 |  | AA
322130 | 1006892 | 2023 | Pulp Mill Lime Kiln | Lime Kiln No. 2/ Z013 |  | Carbon Dioxide Biogenic (Spent Liquor) | 0 |  | AA
322130 | 1006892 | 2023 | Pulp Mill Lime Kiln | Lime Kiln No. 2/ Z013 |  | Carbon Dioxide Non-Biogenic | 45007.2 |  | AA
322130 | 1006892 | 2023 | Pulp Mill Lime Kiln | Lime Kiln No. 2/ Z013 |  | Methane | 1.54 |  | AA
322130 | 1006892 | 2023 | Pulp Mill Lime Kiln | Lime Kiln No. 2/ Z013 |  | Methane Spent Liquor | 0 |  | AA
322130 | 1006892 | 2023 | Pulp Mill Lime Kiln | Lime Kiln No. 2/ Z013 |  | Nitrous Oxide | 0 |  | AA
322130 | 1006892 | 2023 | Pulp Mill Lime Kiln | Lime Kiln No. 2/ Z013 |  | Nitrous Oxide Spent Liquor | 0 |  | AA
322130 | 1006892 | 2023 | OB (Boiler, other) | No. 1 Power Boiler | Natural Gas (Weighted U.S. Average) | Carbon Dioxide Biogenic | 0 | 0 | C
322130 | 1006892 | 2023 | OB (Boiler, other) | No. 1 Power Boiler | Natural Gas (Weighted U.S. Average) | Carbon Dioxide Non-Biogenic | 128622.1 | 0 | C
322130 | 1006892 | 2023 | OB (Boiler, other) | No. 1 Power Boiler | Natural Gas (Weighted U.S. Average) | Carbon Dioxide Total | 128622.1 | 0 | C
322130 | 1006892 | 2023 | OB (Boiler, other) | No. 1 Power Boiler | Natural Gas (Weighted U.S. Average) | Methane | 2.42 | 0 | C
322130 | 1006892 | 2023 | OB (Boiler, other) | No. 1 Power Boiler | Natural Gas (Weighted U.S. Average) | Methane (Co2 eq) | 60.6 | 0 | C
322130 | 1006892 | 2023 | OB (Boiler, other) | No. 1 Power Boiler | Natural Gas (Weighted U.S. Average) | Nitrous Oxide | 0.242 | 0 | C
322130 | 1006892 | 2023 | OB (Boiler, other) | No. 1 Power Boiler | Natural Gas (Weighted U.S. Average) | Nitrous Oxide (Co2 eq) | 72.2 | 0 | C
322130 | 1006892 | 2023 | OB (Boiler, other) | No. 1 Power Boiler | Wood and Wood Residuals (dry basis) | Carbon Dioxide Biogenic | 174935.6 | 0 | C
322130 | 1006892 | 2023 | OB (Boiler, other) | No. 1 Power Boiler | Wood and Wood Residuals (dry basis) | Carbon Dioxide Non-Biogenic | 0 | 0 | C
322130 | 1006892 | 2023 | OB (Boiler, other) | No. 1 Power Boiler | Wood and Wood Residuals (dry basis) | Carbon Dioxide Total | 174935.6 | 0 | C
322130 | 1006892 | 2023 | OB (Boiler, other) | No. 1 Power Boiler | Wood and Wood Residuals (dry basis) | Methane | 13.43 | 0 | C
322130 | 1006892 | 2023 | OB (Boiler, other) | No. 1 Power Boiler | Wood and Wood Residuals (dry basis) | Methane (Co2 eq) | 335.7 | 0 | C
322130 | 1006892 | 2023 | OB (Boiler, other) | No. 1 Power Boiler | Wood and Wood Residuals (dry basis) | Nitrous Oxide | 6.714 | 0 | C
322130 | 1006892 | 2023 | OB (Boiler, other) | No. 1 Power Boiler | Wood and Wood Residuals (dry basis) | Nitrous Oxide (Co2 eq) | 2000.8 | 0 | C
322130 | 1006892 | 2023 | OB (Boiler, other) | No. 2 Power Boiler/ PB2 | Bituminous | Carbon Dioxide Biogenic | 0 | 0 | C
322130 | 1006892 | 2023 | OB (Boiler, other) | No. 2 Power Boiler/ PB2 | Bituminous | Carbon Dioxide Non-Biogenic | 0 | 0 | C
322130 | 1006892 | 2023 | OB (Boiler, other) | No. 2 Power Boiler/ PB2 | Bituminous | Carbon Dioxide Total | 0 | 0 | C
322130 | 1006892 | 2023 | OB (Boiler, other) | No. 2 Power Boiler/ PB2 | Bituminous | Methane | 0.39 | 0 | C
322130 | 1006892 | 2023 | OB (Boiler, other) | No. 2 Power Boiler/ PB2 | Bituminous | Methane (Co2 eq) | 9.8 | 0 | C
322130 | 1006892 | 2023 | OB (Boiler, other) | No. 2 Power Boiler/ PB2 | Bituminous | Nitrous Oxide | 0.057 | 0 | C
322130 | 1006892 | 2023 | OB (Boiler, other) | No. 2 Power Boiler/ PB2 | Bituminous | Nitrous Oxide (Co2 eq) | 17 | 0 | C
322130 | 1006892 | 2023 | OB (Boiler, other) | No. 2 Power Boiler/ PB2 | Natural Gas (Weighted U.S. Average) | Carbon Dioxide Biogenic | 0 | 0 | C
322130 | 1006892 | 2023 | OB (Boiler, other) | No. 2 Power Boiler/ PB2 | Natural Gas (Weighted U.S. Average) | Carbon Dioxide Non-Biogenic | 0 | 0 | C
322130 | 1006892 | 2023 | OB (Boiler, other) | No. 2 Power Boiler/ PB2 | Natural Gas (Weighted U.S. Average) | Carbon Dioxide Total | 0 | 0 | C
322130 | 1006892 | 2023 | OB (Boiler, other) | No. 2 Power Boiler/ PB2 | Natural Gas (Weighted U.S. Average) | Methane | 2.6 | 0 | C
322130 | 1006892 | 2023 | OB (Boiler, other) | No. 2 Power Boiler/ PB2 | Natural Gas (Weighted U.S. Average) | Methane (Co2 eq) | 65 | 0 | C
322130 | 1006892 | 2023 | OB (Boiler, other) | No. 2 Power Boiler/ PB2 | Natural Gas (Weighted U.S. Average) | Nitrous Oxide | 0.26 | 0 | C
322130 | 1006892 | 2023 | OB (Boiler, other) | No. 2 Power Boiler/ PB2 | Natural Gas (Weighted U.S. Average) | Nitrous Oxide (Co2 eq) | 77.4 | 0 | C
322130 | 1006892 | 2023 | OB (Boiler, other) | No. 2 Power Boiler/ PB2 | Wood and Wood Residuals (dry basis) | Carbon Dioxide Biogenic | 0 | 0 | C
322130 | 1006892 | 2023 | OB (Boiler, other) | No. 2 Power Boiler/ PB2 | Wood and Wood Residuals (dry basis) | Carbon Dioxide Non-Biogenic | 0 | 0 | C
322130 | 1006892 | 2023 | OB (Boiler, other) | No. 2 Power Boiler/ PB2 | Wood and Wood Residuals (dry basis) | Carbon Dioxide Total | 0 | 0 | C
322130 | 1006892 | 2023 | OB (Boiler, other) | No. 2 Power Boiler/ PB2 | Wood and Wood Residuals (dry basis) | Methane | 11.33 | 0 | C
322130 | 1006892 | 2023 | OB (Boiler, other) | No. 2 Power Boiler/ PB2 | Wood and Wood Residuals (dry basis) | Methane (Co2 eq) | 283.3 | 0 | C
322130 | 1006892 | 2023 | OB (Boiler, other) | No. 2 Power Boiler/ PB2 | Wood and Wood Residuals (dry basis) | Nitrous Oxide | 5.666 | 0 | C
322130 | 1006892 | 2023 | OB (Boiler, other) | No. 2 Power Boiler/ PB2 | Wood and Wood Residuals (dry basis) | Nitrous Oxide (Co2 eq) | 1688.4 | 0 | C
322130 | 1006892 | 2023 | Chemical Recovery Furnace | Recovery Boiler No. 1/ Z001 |  | Carbon Dioxide Biogenic (Spent Liquor) | 888015.4 |  | AA | [9 empty] | 58 | 1967 | CE | 2.1 |  | 2 | D | 1040 | 900 | 830
322130 | 1006892 | 2023 | Chemical Recovery Furnace | Recovery Boiler No. 1/ Z001 |  | Carbon Dioxide Non-Biogenic | 8161.9 |  | AA | [9 empty] | 58 | 1967 | CE | 2.1 |  | 2 | D | 1040 | 900 | 830
322130 | 1006892 | 2023 | Chemical Recovery Furnace | Recovery Boiler No. 1/ Z001 |  | Methane | 0.32 |  | AA | [9 empty] | 58 | 1967 | CE | 2.1 |  | 2 | D | 1040 | 900 | 830
322130 | 1006892 | 2023 | Chemical Recovery Furnace | Recovery Boiler No. 1/ Z001 |  | Methane Spent Liquor | 17.9 |  | AA | [9 empty] | 58 | 1967 | CE | 2.1 |  | 2 | D | 1040 | 900 | 830
322130 | 1006892 | 2023 | Chemical Recovery Furnace | Recovery Boiler No. 1/ Z001 |  | Nitrous Oxide | 0.061 |  | AA | [9 empty] | 58 | 1967 | CE | 2.1 |  | 2 | D | 1040 | 900 | 830
322130 | 1006892 | 2023 | Chemical Recovery Furnace | Recovery Boiler No. 1/ Z001 |  | Nitrous Oxide Spent Liquor | 3.958 |  | AA | [9 empty] | 58 | 1967 | CE | 2.1 |  | 2 | D | 1040 | 900 | 830
322130 | 1006892 | 2023 | Chemical Recovery Furnace | Recovery Boiler No. 2/ Z011 |  | Carbon Dioxide Biogenic (Spent Liquor) | 563510.2 |  | AA | [9 empty] | 45 | 1980 | CE | 3.2 |  | 2 | D | 1500 | 1450 | 900
322130 | 1006892 | 2023 | Chemical Recovery Furnace | Recovery Boiler No. 2/ Z011 |  | Carbon Dioxide Non-Biogenic | 5562.7 |  | AA | [9 empty] | 45 | 1980 | CE | 3.2 |  | 2 | D | 1500 | 1450 | 900
322130 | 1006892 | 2023 | Chemical Recovery Furnace | Recovery Boiler No. 2/ Z011 |  | Methane | 0.23 |  | AA | [9 empty] | 45 | 1980 | CE | 3.2 |  | 2 | D | 1500 | 1450 | 900
322130 | 1006892 | 2023 | Chemical Recovery Furnace | Recovery Boiler No. 2/ Z011 |  | Methane Spent Liquor | 11.36 |  | AA | [9 empty] | 45 | 1980 | CE | 3.2 |  | 2 | D | 1500 | 1450 | 900
322130 | 1006892 | 2023 | Chemical Recovery Furnace | Recovery Boiler No. 2/ Z011 |  | Nitrous Oxide | 0.045 |  | AA | [9 empty] | 45 | 1980 | CE | 3.2 |  | 2 | D | 1500 | 1450 | 900
322130 | 1006892 | 2023 | Chemical Recovery Furnace | Recovery Boiler No. 2/ Z011 |  | Nitrous Oxide Spent Liquor | 2.512 |  | AA | [9 empty] | 45 | 1980 | CE | 3.2 |  | 2 | D | 1500 | 1450 | 900
311422 | 1006896 | 2023 |  | GP-Boiler Emissions | Natural Gas (Weighted U.S. Average) | Carbon Dioxide Biogenic | 0 | 0 | C
311422 | 1006896 | 2023 |  | GP-Boiler Emissions | Natural Gas (Weighted U.S. Average) | Carbon Dioxide Non-Biogenic | 27351.5 | 0 | C
311422 | 1006896 | 2023 |  | GP-Boiler Emissions | Natural Gas (Weighted U.S. Average) | Carbon Dioxide Total | 27351.5 | 0 | C
311422 | 1006896 | 2023 |  | GP-Boiler Emissions | Natural Gas (Weighted U.S. Average) | Methane | 0.52 | 0 | C
311422 | 1006896 | 2023 |  | GP-Boiler Emissions | Natural Gas (Weighted U.S. Average) | Methane (Co2 eq) | 12.9 | 0 | C
311422 | 1006896 | 2023 |  | GP-Boiler Emissions | Natural Gas (Weighted U.S. Average) | Nitrous Oxide | 0.052 | 0 | C
311422 | 1006896 | 2023 |  | GP-Boiler Emissions | Natural Gas (Weighted U.S. Average) | Nitrous Oxide (Co2 eq) | 15.4 | 0 | C
312120 | 1006904 | 2023 |  | GP-1 | Distillate Fuel Oil No. 2 | Carbon Dioxide Biogenic | 0 | 0 | C
312120 | 1006904 | 2023 |  | GP-1 | Distillate Fuel Oil No. 2 | Carbon Dioxide Non-Biogenic | 0 | 0 | C
312120 | 1006904 | 2023 |  | GP-1 | Distillate Fuel Oil No. 2 | Carbon Dioxide Total | 0 | 0 | C
312120 | 1006904 | 2023 |  | GP-1 | Distillate Fuel Oil No. 2 | Methane | 0 | 0 | C
312120 | 1006904 | 2023 |  | GP-1 | Distillate Fuel Oil No. 2 | Methane (Co2 eq) | 0 | 0 | C
312120 | 1006904 | 2023 |  | GP-1 | Distillate Fuel Oil No. 2 | Nitrous Oxide | 0 | 0 | C
312120 | 1006904 | 2023 |  | GP-1 | Distillate Fuel Oil No. 2 | Nitrous Oxide (Co2 eq) | 0 | 0 | C
312120 | 1006904 | 2023 |  | GP-1 | Natural Gas (Weighted U.S. Average) | Carbon Dioxide Biogenic | 0 | 347001000 | C
312120 | 1006904 | 2023 |  | GP-1 | Natural Gas (Weighted U.S. Average) | Carbon Dioxide Non-Biogenic | 18669.6 | 347001000 | C
312120 | 1006904 | 2023 |  | GP-1 | Natural Gas (Weighted U.S. Average) | Carbon Dioxide Total | 18669.6 | 347001000 | C
312120 | 1006904 | 2023 |  | GP-1 | Natural Gas (Weighted U.S. Average) | Methane | 0.35 | 347001000 | C
312120 | 1006904 | 2023 |  | GP-1 | Natural Gas (Weighted U.S. Average) | Methane (Co2 eq) | 8.8 | 347001000 | C
312120 | 1006904 | 2023 |  | GP-1 | Natural Gas (Weighted U.S. Average) | Nitrous Oxide | 0.035 | 347001000 | C
312120 | 1006904 | 2023 |  | GP-1 | Natural Gas (Weighted U.S. Average) | Nitrous Oxide (Co2 eq) | 10.5 | 347001000 | C
312120 | 1006904 | 2023 |  | GP-1 | Other Biomass Gases | Carbon Dioxide Biogenic | 5956.2 | 174639286 | C
312120 | 1006904 | 2023 |  | GP-1 | Other Biomass Gases | Carbon Dioxide Non-Biogenic | 0 | 174639286 | C
312120 | 1006904 | 2023 |  | GP-1 | Other Biomass Gases | Carbon Dioxide Total | 5956.2 | 174639286 | C
312120 | 1006904 | 2023 |  | GP-1 | Other Biomass Gases | Methane | 0.37 | 174639286 | C
312120 | 1006904 | 2023 |  | GP-1 | Other Biomass Gases | Methane (Co2 eq) | 9.2 | 174639286 | C
312120 | 1006904 | 2023 |  | GP-1 | Other Biomass Gases | Nitrous Oxide | 0.072 | 174639286 | C
312120 | 1006904 | 2023 |  | GP-1 | Other Biomass Gases | Nitrous Oxide (Co2 eq) | 21.5 | 174639286 | C
325193 | 1006912 | 2023 |  | GP-Fostoria Ethanol | Natural Gas (Weighted U.S. Average) | Carbon Dioxide Biogenic | 0 | 0 | C
325193 | 1006912 | 2023 |  | GP-Fostoria Ethanol | Natural Gas (Weighted U.S. Average) | Carbon Dioxide Non-Biogenic | 120155.8 | 0 | C
325193 | 1006912 | 2023 |  | GP-Fostoria Ethanol | Natural Gas (Weighted U.S. Average) | Carbon Dioxide Total | 120155.8 | 0 | C
325193 | 1006912 | 2023 |  | GP-Fostoria Ethanol | Natural Gas (Weighted U.S. Average) | Methane | 2.26 | 0 | C
325193 | 1006912 | 2023 |  | GP-Fostoria Ethanol | Natural Gas (Weighted U.S. Average) | Methane (Co2 eq) | 56.6 | 0 | C
325193 | 1006912 | 2023 |  | GP-Fostoria Ethanol | Natural Gas (Weighted U.S. Average) | Nitrous Oxide | 0.226 | 0 | C
325193 | 1006912 | 2023 |  | GP-Fostoria Ethanol | Natural Gas (Weighted U.S. Average) | Nitrous Oxide (Co2 eq) | 67.5 | 0 | C
311999 | 1006917 | 2023 |  | CP-B13 heaters | Distillate Fuel Oil No. 2 | Carbon Dioxide Biogenic | 0 | 0 | C
311999 | 1006917 | 2023 |  | CP-B13 heaters | Distillate Fuel Oil No. 2 | Carbon Dioxide Non-Biogenic | 90.3 | 0 | C
311999 | 1006917 | 2023 |  | CP-B13 heaters | Distillate Fuel Oil No. 2 | Carbon Dioxide Total | 90.3 | 0 | C
311999 | 1006917 | 2023 |  | CP-B13 heaters | Distillate Fuel Oil No. 2 | Methane | 0 | 0 | C
311999 | 1006917 | 2023 |  | CP-B13 heaters | Distillate Fuel Oil No. 2 | Methane (Co2 eq) | 0.1 | 0 | C
311999 | 1006917 | 2023 |  | CP-B13 heaters | Distillate Fuel Oil No. 2 | Nitrous Oxide | 0.001 | 0 | C
311999 | 1006917 | 2023 |  | CP-B13 heaters | Distillate Fuel Oil No. 2 | Nitrous Oxide (Co2 eq) | 0.2 | 0 | C
311999 | 1006917 | 2023 |  | CP-Boilers | Distillate Fuel Oil No. 2 | Carbon Dioxide Biogenic | 0 | 0 | C
311999 | 1006917 | 2023 |  | CP-Boilers | Distillate Fuel Oil No. 2 | Carbon Dioxide Non-Biogenic | 867.9 | 0 | C
311999 | 1006917 | 2023 |  | CP-Boilers | Distillate Fuel Oil No. 2 | Carbon Dioxide Total | 867.9 | 0 | C
311999 | 1006917 | 2023 |  | CP-Boilers | Distillate Fuel Oil No. 2 | Methane | 0.04 | 0 | C
311999 | 1006917 | 2023 |  | CP-Boilers | Distillate Fuel Oil No. 2 | Methane (Co2 eq) | 0.9 | 0 | C
311999 | 1006917 | 2023 |  | CP-Boilers | Distillate Fuel Oil No. 2 | Nitrous Oxide | 0.007 | 0 | C
311999 | 1006917 | 2023 |  | CP-Boilers | Distillate Fuel Oil No. 2 | Nitrous Oxide (Co2 eq) | 2.1 | 0 | C
311999 | 1006917 | 2023 |  | CP-Boilers | Natural Gas (Weighted U.S. Average) | Carbon Dioxide Biogenic | 0 | 0 | C
311999 | 1006917 | 2023 |  | CP-Boilers | Natural Gas (Weighted U.S. Average) | Carbon Dioxide Non-Biogenic | 11611.2 | 0 | C
311999 | 1006917 | 2023 |  | CP-Boilers | Natural Gas (Weighted U.S. Average) | Carbon Dioxide Total | 11611.2 | 0 | C
311999 | 1006917 | 2023 |  | CP-Boilers | Natural Gas (Weighted U.S. Average) | Methane | 0.22 | 0 | C
311999 | 1006917 | 2023 |  | CP-Boilers | Natural Gas (Weighted U.S. Average) | Methane (Co2 eq) | 5.5 | 0 | C
311999 | 1006917 | 2023 |  | CP-Boilers | Natural Gas (Weighted U.S. Average) | Nitrous Oxide | 0.022 | 0 | C
311999 | 1006917 | 2023 |  | CP-Boilers | Natural Gas (Weighted U.S. Average) | Nitrous Oxide (Co2 eq) | 6.5 | 0 | C
311999 | 1006917 | 2023 |  | CP-Propane | Propane Gas | Carbon Dioxide Biogenic | 0 | 0 | C
311999 | 1006917 | 2023 |  | CP-Propane | Propane Gas | Carbon Dioxide Non-Biogenic | 0.1 | 0 | C
311999 | 1006917 | 2023 |  | CP-Propane | Propane Gas | Carbon Dioxide Total | 0.1 | 0 | C
311999 | 1006917 | 2023 |  | CP-Propane | Propane Gas | Methane | 0 | 0 | C
311999 | 1006917 | 2023 |  | CP-Propane | Propane Gas | Methane (Co2 eq) | 0 | 0 | C
311999 | 1006917 | 2023 |  | CP-Propane | Propane Gas | Nitrous Oxide | 0 | 0 | C
311999 | 1006917 | 2023 |  | CP-Propane | Propane Gas | Nitrous Oxide (Co2 eq) | 0 | 0 | C
325212 | 1006919 | 2023 |  | CP-Flare Thermal Oxidizer | Natural Gas (Weighted U.S. Average) | Carbon Dioxide Biogenic | 0 | 0 | C
325212 | 1006919 | 2023 |  | CP-Flare Thermal Oxidizer | Natural Gas (Weighted U.S. Average) | Carbon Dioxide Non-Biogenic | 4465.7 | 0 | C
325212 | 1006919 | 2023 |  | CP-Flare Thermal Oxidizer | Natural Gas (Weighted U.S. Average) | Carbon Dioxide Total | 4465.7 | 0 | C
325212 | 1006919 | 2023 |  | CP-Flare Thermal Oxidizer | Natural Gas (Weighted U.S. Average) | Methane | 0.08 | 0 | C
325212 | 1006919 | 2023 |  | CP-Flare Thermal Oxidizer | Natural Gas (Weighted U.S. Average) | Methane (Co2 eq) | 2.1 | 0 | C
325212 | 1006919 | 2023 |  | CP-Flare Thermal Oxidizer | Natural Gas (Weighted U.S. Average) | Nitrous Oxide | 0.008 | 0 | C
325212 | 1006919 | 2023 |  | CP-Flare Thermal Oxidizer | Natural Gas (Weighted U.S. Average) | Nitrous Oxide (Co2 eq) | 2.5 | 0 | C
325212 | 1006919 | 2023 |  | CP-gas boilers and RTO | Natural Gas (Weighted U.S. Average) | Carbon Dioxide Biogenic | 0 | 0 | C
325212 | 1006919 | 2023 |  | CP-gas boilers and RTO | Natural Gas (Weighted U.S. Average) | Carbon Dioxide Non-Biogenic | 56221.2 | 0 | C
325212 | 1006919 | 2023 |  | CP-gas boilers and RTO | Natural Gas (Weighted U.S. Average) | Carbon Dioxide Total | 56221.2 | 0 | C
325212 | 1006919 | 2023 |  | CP-gas boilers and RTO | Natural Gas (Weighted U.S. Average) | Methane | 1.06 | 0 | C
325212 | 1006919 | 2023 |  | CP-gas boilers and RTO | Natural Gas (Weighted U.S. Average) | Methane (Co2 eq) | 26.5 | 0 | C
325212 | 1006919 | 2023 |  | CP-gas boilers and RTO | Natural Gas (Weighted U.S. Average) | Nitrous Oxide | 0.106 | 0 | C
325212 | 1006919 | 2023 |  | CP-gas boilers and RTO | Natural Gas (Weighted U.S. Average) | Nitrous Oxide (Co2 eq) | 31.6 | 0 | C
325212 | 1006919 | 2023 |  | GP-coal boilers | Bituminous | Carbon Dioxide Biogenic | 0 | 0 | C
325212 | 1006919 | 2023 |  | GP-coal boilers | Bituminous | Carbon Dioxide Non-Biogenic | 99807.4 | 0 | C
325212 | 1006919 | 2023 |  | GP-coal boilers | Bituminous | Carbon Dioxide Total | 99807.4 | 0 | C
325212 | 1006919 | 2023 |  | GP-coal boilers | Bituminous | Methane | 11.77 | 0 | C
325212 | 1006919 | 2023 |  | GP-coal boilers | Bituminous | Methane (Co2 eq) | 294.2 | 0 | C
325212 | 1006919 | 2023 |  | GP-coal boilers | Bituminous | Nitrous Oxide | 1.712 | 0 | C
325212 | 1006919 | 2023 |  | GP-coal boilers | Bituminous | Nitrous Oxide (Co2 eq) | 510.2 | 0 | C
325193 | 1006936 | 2023 |  | GP-Boiler/TO/Dryers | Natural Gas (Weighted U.S. Average) | Carbon Dioxide Biogenic | 0 | 0 | C
325193 | 1006936 | 2023 |  | GP-Boiler/TO/Dryers | Natural Gas (Weighted U.S. Average) | Carbon Dioxide Non-Biogenic | 53261 | 0 | C
325193 | 1006936 | 2023 |  | GP-Boiler/TO/Dryers | Natural Gas (Weighted U.S. Average) | Carbon Dioxide Total | 53261 | 0 | C
325193 | 1006936 | 2023 |  | GP-Boiler/TO/Dryers | Natural Gas (Weighted U.S. Average) | Methane | 1 | 0 | C
325193 | 1006936 | 2023 |  | GP-Boiler/TO/Dryers | Natural Gas (Weighted U.S. Average) | Methane (Co2 eq) | 25.1 | 0 | C
325193 | 1006936 | 2023 |  | GP-Boiler/TO/Dryers | Natural Gas (Weighted U.S. Average) | Nitrous Oxide | 0.1 | 0 | C
325193 | 1006936 | 2023 |  | GP-Boiler/TO/Dryers | Natural Gas (Weighted U.S. Average) | Nitrous Oxide (Co2 eq) | 29.9 | 0 | C
325193 | 1006942 | 2023 |  | CP-AIRS ID003, ECH-001, AIRS ID009 Pilot | Natural Gas (Weighted U.S. Average) | Carbon Dioxide Biogenic | 0 | 715443607 | C
325193 | 1006942 | 2023 |  | CP-AIRS ID003, ECH-001, AIRS ID009 Pilot | Natural Gas (Weighted U.S. Average) | Carbon Dioxide Non-Biogenic | 40732.6 | 715443607 | C
325193 | 1006942 | 2023 |  | CP-AIRS ID003, ECH-001, AIRS ID009 Pilot | Natural Gas (Weighted U.S. Average) | Carbon Dioxide Total | 40732.6 | 715443607 | C
325193 | 1006942 | 2023 |  | CP-AIRS ID003, ECH-001, AIRS ID009 Pilot | Natural Gas (Weighted U.S. Average) | Methane | 0.77 | 715443607 | C
325193 | 1006942 | 2023 |  | CP-AIRS ID003, ECH-001, AIRS ID009 Pilot | Natural Gas (Weighted U.S. Average) | Methane (Co2 eq) | 19.2 | 715443607 | C
325193 | 1006942 | 2023 |  | CP-AIRS ID003, ECH-001, AIRS ID009 Pilot | Natural Gas (Weighted U.S. Average) | Nitrous Oxide | 0.077 | 715443607 | C
325193 | 1006942 | 2023 |  | CP-AIRS ID003, ECH-001, AIRS ID009 Pilot | Natural Gas (Weighted U.S. Average) | Nitrous Oxide (Co2 eq) | 22.9 | 715443607 | C
325193 | 1006946 | 2023 |  | CP-1 | Natural Gas (Weighted U.S. Average) | Carbon Dioxide Biogenic | 0 | 0 | C
325193 | 1006946 | 2023 |  | CP-1 | Natural Gas (Weighted U.S. Average) | Carbon Dioxide Non-Biogenic | 188423.6 | 0 | C
325193 | 1006946 | 2023 |  | CP-1 | Natural Gas (Weighted U.S. Average) | Carbon Dioxide Total | 188423.6 | 0 | C
325193 | 1006946 | 2023 |  | CP-1 | Natural Gas (Weighted U.S. Average) | Methane | 3.55 | 0 | C
325193 | 1006946 | 2023 |  | CP-1 | Natural Gas (Weighted U.S. Average) | Methane (Co2 eq) | 88.8 | 0 | C
325193 | 1006946 | 2023 |  | CP-1 | Natural Gas (Weighted U.S. Average) | Nitrous Oxide | 0.355 | 0 | C
325193 | 1006946 | 2023 |  | CP-1 | Natural Gas (Weighted U.S. Average) | Nitrous Oxide (Co2 eq) | 105.8 | 0 | C
322110 | 1006962 | 2023 |  | GP-X034 TM BM | Natural Gas (Weighted U.S. Average) | Carbon Dioxide Biogenic | 0 | 0 | C
322110 | 1006962 | 2023 |  | GP-X034 TM BM | Natural Gas (Weighted U.S. Average) | Carbon Dioxide Non-Biogenic | 45540.5 | 0 | C
322110 | 1006962 | 2023 |  | GP-X034 TM BM | Natural Gas (Weighted U.S. Average) | Carbon Dioxide Total | 45540.5 | 0 | C
322110 | 1006962 | 2023 |  | GP-X034 TM BM | Natural Gas (Weighted U.S. Average) | Methane | 0.86 | 0 | C
322110 | 1006962 | 2023 |  | GP-X034 TM BM | Natural Gas (Weighted U.S. Average) | Methane (Co2 eq) | 21.5 | 0 | C
322110 | 1006962 | 2023 |  | GP-X034 TM BM | Natural Gas (Weighted U.S. Average) | Nitrous Oxide | 0.086 | 0 | C
322110 | 1006962 | 2023 |  | GP-X034 TM BM | Natural Gas (Weighted U.S. Average) | Nitrous Oxide (Co2 eq) | 25.6 | 0 | C
322110 | 1006962 | 2023 | Chemical Recovery Furnace | X024 |  | Carbon Dioxide Biogenic (Spent Liquor) | 1788704 |  | AA | [9 empty] | 32 | 1993 | B&W | 5.4 | 5.4 | 1 | SR | 1625 | 1300 | 905
322110 | 1006962 | 2023 | Chemical Recovery Furnace | X024 |  | Carbon Dioxide Non-Biogenic | 61372.1 |  | AA | [9 empty] | 32 | 1993 | B&W | 5.4 | 5.4 | 1 | SR | 1625 | 1300 | 905
322110 | 1006962 | 2023 | Chemical Recovery Furnace | X024 |  | Methane | 1.21 |  | AA | [9 empty] | 32 | 1993 | B&W | 5.4 | 5.4 | 1 | SR | 1625 | 1300 | 905
322110 | 1006962 | 2023 | Chemical Recovery Furnace | X024 |  | Methane Spent Liquor | 36.18 |  | AA | [9 empty] | 32 | 1993 | B&W | 5.4 | 5.4 | 1 | SR | 1625 | 1300 | 905
322110 | 1006962 | 2023 | Chemical Recovery Furnace | X024 |  | Nitrous Oxide | 0.131 |  | AA | [9 empty] | 32 | 1993 | B&W | 5.4 | 5.4 | 1 | SR | 1625 | 1300 | 905
322110 | 1006962 | 2023 | Chemical Recovery Furnace | X024 |  | Nitrous Oxide Spent Liquor | 7.996 |  | AA | [9 empty] | 32 | 1993 | B&W | 5.4 | 5.4 | 1 | SR | 1625 | 1300 | 905
322110 | 1006962 | 2023 | Pulp Mill Lime Kiln | X026 |  | Carbon Dioxide Biogenic (Spent Liquor) | 0 |  | AA
322110 | 1006962 | 2023 | Pulp Mill Lime Kiln | X026 |  | Carbon Dioxide Non-Biogenic | 53029.2 |  | AA
322110 | 1006962 | 2023 | Pulp Mill Lime Kiln | X026 |  | Methane | 2.7 |  | AA
322110 | 1006962 | 2023 | Pulp Mill Lime Kiln | X026 |  | Methane Spent Liquor | 0 |  | AA
322110 | 1006962 | 2023 | Pulp Mill Lime Kiln | X026 |  | Nitrous Oxide | 0 |  | AA
322110 | 1006962 | 2023 | Pulp Mill Lime Kiln | X026 |  | Nitrous Oxide Spent Liquor | 0 |  | AA
322110 | 1006962 | 2023 | BFB (Boiler, bubbling fluidized bed) | X039 | Natural Gas (Weighted U.S. Average) | Carbon Dioxide Biogenic | 0 | 0 | C
322110 | 1006962 | 2023 | BFB (Boiler, bubbling fluidized bed) | X039 | Natural Gas (Weighted U.S. Average) | Carbon Dioxide Non-Biogenic | 13791.2 | 0 | C
322110 | 1006962 | 2023 | BFB (Boiler, bubbling fluidized bed) | X039 | Natural Gas (Weighted U.S. Average) | Carbon Dioxide Total | 13791.2 | 0 | C
322110 | 1006962 | 2023 | BFB (Boiler, bubbling fluidized bed) | X039 | Natural Gas (Weighted U.S. Average) | Methane | 0.26 | 0 | C
322110 | 1006962 | 2023 | BFB (Boiler, bubbling fluidized bed) | X039 | Natural Gas (Weighted U.S. Average) | Methane (Co2 eq) | 6.5 | 0 | C
322110 | 1006962 | 2023 | BFB (Boiler, bubbling fluidized bed) | X039 | Natural Gas (Weighted U.S. Average) | Nitrous Oxide | 0.026 | 0 | C
322110 | 1006962 | 2023 | BFB (Boiler, bubbling fluidized bed) | X039 | Natural Gas (Weighted U.S. Average) | Nitrous Oxide (Co2 eq) | 7.7 | 0 | C
322110 | 1006962 | 2023 | BFB (Boiler, bubbling fluidized bed) | X039 | Wood and Wood Residuals (dry basis) | Carbon Dioxide Biogenic | 368807.6 | 0 | C
322110 | 1006962 | 2023 | BFB (Boiler, bubbling fluidized bed) | X039 | Wood and Wood Residuals (dry basis) | Carbon Dioxide Non-Biogenic | 0 | 0 | C
322110 | 1006962 | 2023 | BFB (Boiler, bubbling fluidized bed) | X039 | Wood and Wood Residuals (dry basis) | Carbon Dioxide Total | 368807.6 | 0 | C
322110 | 1006962 | 2023 | BFB (Boiler, bubbling fluidized bed) | X039 | Wood and Wood Residuals (dry basis) | Methane | 28.31 | 0 | C
322110 | 1006962 | 2023 | BFB (Boiler, bubbling fluidized bed) | X039 | Wood and Wood Residuals (dry basis) | Methane (Co2 eq) | 707.7 | 0 | C
322110 | 1006962 | 2023 | BFB (Boiler, bubbling fluidized bed) | X039 | Wood and Wood Residuals (dry basis) | Nitrous Oxide | 14.155 | 0 | C
322110 | 1006962 | 2023 | BFB (Boiler, bubbling fluidized bed) | X039 | Wood and Wood Residuals (dry basis) | Nitrous Oxide (Co2 eq) | 4218.1 | 0 | C
322110 | 1006962 | 2023 | OB (Boiler, other) | X041 | Natural Gas (Weighted U.S. Average) | Carbon Dioxide Biogenic | 0 | 0 | C
322110 | 1006962 | 2023 | OB (Boiler, other) | X041 | Natural Gas (Weighted U.S. Average) | Carbon Dioxide Non-Biogenic | 56794.3 | 0 | C
322110 | 1006962 | 2023 | OB (Boiler, other) | X041 | Natural Gas (Weighted U.S. Average) | Carbon Dioxide Total | 56794.3 | 0 | C
322110 | 1006962 | 2023 | OB (Boiler, other) | X041 | Natural Gas (Weighted U.S. Average) | Methane | 1.07 | 0 | C
322110 | 1006962 | 2023 | OB (Boiler, other) | X041 | Natural Gas (Weighted U.S. Average) | Methane (Co2 eq) | 26.8 | 0 | C
322110 | 1006962 | 2023 | OB (Boiler, other) | X041 | Natural Gas (Weighted U.S. Average) | Nitrous Oxide | 0.107 | 0 | C
322110 | 1006962 | 2023 | OB (Boiler, other) | X041 | Natural Gas (Weighted U.S. Average) | Nitrous Oxide (Co2 eq) | 31.9 | 0 | C
322110 | 1006962 | 2023 | OB (Boiler, other) | Z017 | Natural Gas (Weighted U.S. Average) | Carbon Dioxide Biogenic | 0 | 0 | C
322110 | 1006962 | 2023 | OB (Boiler, other) | Z017 | Natural Gas (Weighted U.S. Average) | Carbon Dioxide Non-Biogenic | 42559.9 | 0 | C
322110 | 1006962 | 2023 | OB (Boiler, other) | Z017 | Natural Gas (Weighted U.S. Average) | Carbon Dioxide Total | 42559.9 | 0 | C
322110 | 1006962 | 2023 | OB (Boiler, other) | Z017 | Natural Gas (Weighted U.S. Average) | Methane | 0.8 | 0 | C
322110 | 1006962 | 2023 | OB (Boiler, other) | Z017 | Natural Gas (Weighted U.S. Average) | Methane (Co2 eq) | 20.1 | 0 | C
322110 | 1006962 | 2023 | OB (Boiler, other) | Z017 | Natural Gas (Weighted U.S. Average) | Nitrous Oxide | 0.08 | 0 | C
322110 | 1006962 | 2023 | OB (Boiler, other) | Z017 | Natural Gas (Weighted U.S. Average) | Nitrous Oxide (Co2 eq) | 23.9 | 0 | C
325110 | 1006967 | 2023 | PRH (Process Heater) | DAC HT Process Heater/24-36-8 | Natural Gas (Weighted U.S. Average) | Carbon Dioxide Biogenic | 0 | 0 | C
325110 | 1006967 | 2023 | PRH (Process Heater) | DAC HT Process Heater/24-36-8 | Natural Gas (Weighted U.S. Average) | Carbon Dioxide Non-Biogenic | 758.3 | 0 | C
325110 | 1006967 | 2023 | PRH (Process Heater) | DAC HT Process Heater/24-36-8 | Natural Gas (Weighted U.S. Average) | Carbon Dioxide Total | 758.3 | 0 | C
325110 | 1006967 | 2023 | PRH (Process Heater) | DAC HT Process Heater/24-36-8 | Natural Gas (Weighted U.S. Average) | Methane | 0.01 | 0 | C
325110 | 1006967 | 2023 | PRH (Process Heater) | DAC HT Process Heater/24-36-8 | Natural Gas (Weighted U.S. Average) | Methane (Co2 eq) | 0.4 | 0 | C
325110 | 1006967 | 2023 | PRH (Process Heater) | DAC HT Process Heater/24-36-8 | Natural Gas (Weighted U.S. Average) | Nitrous Oxide | 0.001 | 0 | C
325110 | 1006967 | 2023 | PRH (Process Heater) | DAC HT Process Heater/24-36-8 | Natural Gas (Weighted U.S. Average) | Nitrous Oxide (Co2 eq) | 0.4 | 0 | C
325110 | 1006967 | 2023 | F (Furnace) | EthyleneUnit 22 Cracking Furnace/22-36-1 | Fuel Gas | Carbon Dioxide Biogenic | 0 | 0 | C
325110 | 1006967 | 2023 | F (Furnace) | EthyleneUnit 22 Cracking Furnace/22-36-1 | Fuel Gas | Carbon Dioxide Non-Biogenic | 13494.1 | 0 | C
325110 | 1006967 | 2023 | F (Furnace) | EthyleneUnit 22 Cracking Furnace/22-36-1 | Fuel Gas | Carbon Dioxide Total | 13494.1 | 0 | C
325110 | 1006967 | 2023 | F (Furnace) | EthyleneUnit 22 Cracking Furnace/22-36-1 | Fuel Gas | Methane | 1.33 | 0 | C
325110 | 1006967 | 2023 | F (Furnace) | EthyleneUnit 22 Cracking Furnace/22-36-1 | Fuel Gas | Methane (Co2 eq) | 33.3 | 0 | C
325110 | 1006967 | 2023 | F (Furnace) | EthyleneUnit 22 Cracking Furnace/22-36-1 | Fuel Gas | Nitrous Oxide | 0.266 | 0 | C
325110 | 1006967 | 2023 | F (Furnace) | EthyleneUnit 22 Cracking Furnace/22-36-1 | Fuel Gas | Nitrous Oxide (Co2 eq) | 79.3 | 0 | C
325110 | 1006967 | 2023 | F (Furnace) | EthyleneUnit 22 Cracking Furnace/22-36-2 | Fuel Gas | Carbon Dioxide Biogenic | 0 | 0 | C
325110 | 1006967 | 2023 | F (Furnace) | EthyleneUnit 22 Cracking Furnace/22-36-2 | Fuel Gas | Carbon Dioxide Non-Biogenic | 14509.3 | 0 | C
325110 | 1006967 | 2023 | F (Furnace) | EthyleneUnit 22 Cracking Furnace/22-36-2 | Fuel Gas | Carbon Dioxide Total | 14509.3 | 0 | C
325110 | 1006967 | 2023 | F (Furnace) | EthyleneUnit 22 Cracking Furnace/22-36-2 | Fuel Gas | Methane | 1.45 | 0 | C
325110 | 1006967 | 2023 | F (Furnace) | EthyleneUnit 22 Cracking Furnace/22-36-2 | Fuel Gas | Methane (Co2 eq) | 36.2 | 0 | C
325110 | 1006967 | 2023 | F (Furnace) | EthyleneUnit 22 Cracking Furnace/22-36-2 | Fuel Gas | Nitrous Oxide | 0.29 | 0 | C
325110 | 1006967 | 2023 | F (Furnace) | EthyleneUnit 22 Cracking Furnace/22-36-2 | Fuel Gas | Nitrous Oxide (Co2 eq) | 86.4 | 0 | C
325110 | 1006967 | 2023 | F (Furnace) | EthyleneUnit 22 Cracking Furnace/22-36-3 | Fuel Gas | Carbon Dioxide Biogenic | 0 | 0 | C
325110 | 1006967 | 2023 | F (Furnace) | EthyleneUnit 22 Cracking Furnace/22-36-3 | Fuel Gas | Carbon Dioxide Non-Biogenic | 14185.4 | 0 | C
325110 | 1006967 | 2023 | F (Furnace) | EthyleneUnit 22 Cracking Furnace/22-36-3 | Fuel Gas | Carbon Dioxide Total | 14185.4 | 0 | C
325110 | 1006967 | 2023 | F (Furnace) | EthyleneUnit 22 Cracking Furnace/22-36-3 | Fuel Gas | Methane | 1.43 | 0 | C
325110 | 1006967 | 2023 | F (Furnace) | EthyleneUnit 22 Cracking Furnace/22-36-3 | Fuel Gas | Methane (Co2 eq) | 35.9 | 0 | C
325110 | 1006967 | 2023 | F (Furnace) | EthyleneUnit 22 Cracking Furnace/22-36-3 | Fuel Gas | Nitrous Oxide | 0.287 | 0 | C
325110 | 1006967 | 2023 | F (Furnace) | EthyleneUnit 22 Cracking Furnace/22-36-3 | Fuel Gas | Nitrous Oxide (Co2 eq) | 85.5 | 0 | C
325110 | 1006967 | 2023 | F (Furnace) | EthyleneUnit 22 Cracking Furnace/22-36-4 | Fuel Gas | Carbon Dioxide Biogenic | 0 | 0 | C
325110 | 1006967 | 2023 | F (Furnace) | EthyleneUnit 22 Cracking Furnace/22-36-4 | Fuel Gas | Carbon Dioxide Non-Biogenic | 14240.5 | 0 | C
325110 | 1006967 | 2023 | F (Furnace) | EthyleneUnit 22 Cracking Furnace/22-36-4 | Fuel Gas | Carbon Dioxide Total | 14240.5 | 0 | C
325110 | 1006967 | 2023 | F (Furnace) | EthyleneUnit 22 Cracking Furnace/22-36-4 | Fuel Gas | Methane | 1.42 | 0 | C
325110 | 1006967 | 2023 | F (Furnace) | EthyleneUnit 22 Cracking Furnace/22-36-4 | Fuel Gas | Methane (Co2 eq) | 35.5 | 0 | C
325110 | 1006967 | 2023 | F (Furnace) | EthyleneUnit 22 Cracking Furnace/22-36-4 | Fuel Gas | Nitrous Oxide | 0.284 | 0 | C
325110 | 1006967 | 2023 | F (Furnace) | EthyleneUnit 22 Cracking Furnace/22-36-4 | Fuel Gas | Nitrous Oxide (Co2 eq) | 84.5 | 0 | C
325110 | 1006967 | 2023 | F (Furnace) | EthyleneUnit 22 Cracking Furnace/22-36-6 | Fuel Gas | Carbon Dioxide Biogenic | 0 | 0 | C
325110 | 1006967 | 2023 | F (Furnace) | EthyleneUnit 22 Cracking Furnace/22-36-6 | Fuel Gas | Carbon Dioxide Non-Biogenic | 14803 | 0 | C
325110 | 1006967 | 2023 | F (Furnace) | EthyleneUnit 22 Cracking Furnace/22-36-6 | Fuel Gas | Carbon Dioxide Total | 14803 | 0 | C
325110 | 1006967 | 2023 | F (Furnace) | EthyleneUnit 22 Cracking Furnace/22-36-6 | Fuel Gas | Methane | 1.48 | 0 | C
325110 | 1006967 | 2023 | F (Furnace) | EthyleneUnit 22 Cracking Furnace/22-36-6 | Fuel Gas | Methane (Co2 eq) | 36.9 | 0 | C
325110 | 1006967 | 2023 | F (Furnace) | EthyleneUnit 22 Cracking Furnace/22-36-6 | Fuel Gas | Nitrous Oxide | 0.295 | 0 | C
325110 | 1006967 | 2023 | F (Furnace) | EthyleneUnit 22 Cracking Furnace/22-36-6 | Fuel Gas | Nitrous Oxide (Co2 eq) | 88.1 | 0 | C
325110 | 1006967 | 2023 | F (Furnace) | EthyleneUnit 22 Cracking Furnace/22-36-7 | Fuel Gas | Carbon Dioxide Biogenic | 0 | 0 | C
325110 | 1006967 | 2023 | F (Furnace) | EthyleneUnit 22 Cracking Furnace/22-36-7 | Fuel Gas | Carbon Dioxide Non-Biogenic | 14367.8 | 0 | C
325110 | 1006967 | 2023 | F (Furnace) | EthyleneUnit 22 Cracking Furnace/22-36-7 | Fuel Gas | Carbon Dioxide Total | 14367.8 | 0 | C
325110 | 1006967 | 2023 | F (Furnace) | EthyleneUnit 22 Cracking Furnace/22-36-7 | Fuel Gas | Methane | 1.45 | 0 | C
325110 | 1006967 | 2023 | F (Furnace) | EthyleneUnit 22 Cracking Furnace/22-36-7 | Fuel Gas | Methane (Co2 eq) | 36.2 | 0 | C
325110 | 1006967 | 2023 | F (Furnace) | EthyleneUnit 22 Cracking Furnace/22-36-7 | Fuel Gas | Nitrous Oxide | 0.29 | 0 | C
325110 | 1006967 | 2023 | F (Furnace) | EthyleneUnit 22 Cracking Furnace/22-36-7 | Fuel Gas | Nitrous Oxide (Co2 eq) | 86.4 | 0 | C
325110 | 1006967 | 2023 | F (Furnace) | EthyleneUnit 22 Cracking Furnace/22-36-8 | Fuel Gas | Carbon Dioxide Biogenic | 0 | 0 | C
325110 | 1006967 | 2023 | F (Furnace) | EthyleneUnit 22 Cracking Furnace/22-36-8 | Fuel Gas | Carbon Dioxide Non-Biogenic | 13553.6 | 0 | C
325110 | 1006967 | 2023 | F (Furnace) | EthyleneUnit 22 Cracking Furnace/22-36-8 | Fuel Gas | Carbon Dioxide Total | 13553.6 | 0 | C
325110 | 1006967 | 2023 | F (Furnace) | EthyleneUnit 22 Cracking Furnace/22-36-8 | Fuel Gas | Methane | 1.34 | 0 | C
325110 | 1006967 | 2023 | F (Furnace) | EthyleneUnit 22 Cracking Furnace/22-36-8 | Fuel Gas | Methane (Co2 eq) | 33.4 | 0 | C
325110 | 1006967 | 2023 | F (Furnace) | EthyleneUnit 22 Cracking Furnace/22-36-8 | Fuel Gas | Nitrous Oxide | 0.267 | 0 | C
325110 | 1006967 | 2023 | F (Furnace) | EthyleneUnit 22 Cracking Furnace/22-36-8 | Fuel Gas | Nitrous Oxide (Co2 eq) | 79.6 | 0 | C
325110 | 1006967 | 2023 | F (Furnace) | EthyleneUnit 24 Cracking Furnace/24-36-1 | Fuel Gas | Carbon Dioxide Biogenic | 0 | 0 | C
325110 | 1006967 | 2023 | F (Furnace) | EthyleneUnit 24 Cracking Furnace/24-36-1 | Fuel Gas | Carbon Dioxide Non-Biogenic | 47309.4 | 0 | C
325110 | 1006967 | 2023 | F (Furnace) | EthyleneUnit 24 Cracking Furnace/24-36-1 | Fuel Gas | Carbon Dioxide Total | 47309.4 | 0 | C
325110 | 1006967 | 2023 | F (Furnace) | EthyleneUnit 24 Cracking Furnace/24-36-1 | Fuel Gas | Methane | 3.71 | 0 | C
325110 | 1006967 | 2023 | F (Furnace) | EthyleneUnit 24 Cracking Furnace/24-36-1 | Fuel Gas | Methane (Co2 eq) | 92.7 | 0 | C
325110 | 1006967 | 2023 | F (Furnace) | EthyleneUnit 24 Cracking Furnace/24-36-1 | Fuel Gas | Nitrous Oxide | 0.742 | 0 | C
325110 | 1006967 | 2023 | F (Furnace) | EthyleneUnit 24 Cracking Furnace/24-36-1 | Fuel Gas | Nitrous Oxide (Co2 eq) | 221.1 | 0 | C
325110 | 1006967 | 2023 | F (Furnace) | EthyleneUnit 24 Cracking Furnace/24-36-2 | Fuel Gas | Carbon Dioxide Biogenic | 0 | 0 | C
325110 | 1006967 | 2023 | F (Furnace) | EthyleneUnit 24 Cracking Furnace/24-36-2 | Fuel Gas | Carbon Dioxide Non-Biogenic | 38797.8 | 0 | C
325110 | 1006967 | 2023 | F (Furnace) | EthyleneUnit 24 Cracking Furnace/24-36-2 | Fuel Gas | Carbon Dioxide Total | 38797.8 | 0 | C
325110 | 1006967 | 2023 | F (Furnace) | EthyleneUnit 24 Cracking Furnace/24-36-2 | Fuel Gas | Methane | 3.14 | 0 | C
325110 | 1006967 | 2023 | F (Furnace) | EthyleneUnit 24 Cracking Furnace/24-36-2 | Fuel Gas | Methane (Co2 eq) | 78.5 | 0 | C
325110 | 1006967 | 2023 | F (Furnace) | EthyleneUnit 24 Cracking Furnace/24-36-2 | Fuel Gas | Nitrous Oxide | 0.628 | 0 | C
325110 | 1006967 | 2023 | F (Furnace) | EthyleneUnit 24 Cracking Furnace/24-36-2 | Fuel Gas | Nitrous Oxide (Co2 eq) | 187.1 | 0 | C
325110 | 1006967 | 2023 | F (Furnace) | EthyleneUnit 24 Cracking Furnace/24-36-3 | Fuel Gas | Carbon Dioxide Biogenic | 0 | 0 | C
325110 | 1006967 | 2023 | F (Furnace) | EthyleneUnit 24 Cracking Furnace/24-36-3 | Fuel Gas | Carbon Dioxide Non-Biogenic | 50231.1 | 0 | C
325110 | 1006967 | 2023 | F (Furnace) | EthyleneUnit 24 Cracking Furnace/24-36-3 | Fuel Gas | Carbon Dioxide Total | 50231.1 | 0 | C
325110 | 1006967 | 2023 | F (Furnace) | EthyleneUnit 24 Cracking Furnace/24-36-3 | Fuel Gas | Methane | 3.94 | 0 | C
325110 | 1006967 | 2023 | F (Furnace) | EthyleneUnit 24 Cracking Furnace/24-36-3 | Fuel Gas | Methane (Co2 eq) | 98.5 | 0 | C
325110 | 1006967 | 2023 | F (Furnace) | EthyleneUnit 24 Cracking Furnace/24-36-3 | Fuel Gas | Nitrous Oxide | 0.788 | 0 | C
325110 | 1006967 | 2023 | F (Furnace) | EthyleneUnit 24 Cracking Furnace/24-36-3 | Fuel Gas | Nitrous Oxide (Co2 eq) | 234.9 | 0 | C
325110 | 1006967 | 2023 | F (Furnace) | EthyleneUnit 24 Cracking Furnace/24-36-4 | Fuel Gas | Carbon Dioxide Biogenic | 0 | 0 | C
325110 | 1006967 | 2023 | F (Furnace) | EthyleneUnit 24 Cracking Furnace/24-36-4 | Fuel Gas | Carbon Dioxide Non-Biogenic | 47394.8 | 0 | C
325110 | 1006967 | 2023 | F (Furnace) | EthyleneUnit 24 Cracking Furnace/24-36-4 | Fuel Gas | Carbon Dioxide Total | 47394.8 | 0 | C
325110 | 1006967 | 2023 | F (Furnace) | EthyleneUnit 24 Cracking Furnace/24-36-4 | Fuel Gas | Methane | 3.72 | 0 | C
325110 | 1006967 | 2023 | F (Furnace) | EthyleneUnit 24 Cracking Furnace/24-36-4 | Fuel Gas | Methane (Co2 eq) | 93 | 0 | C
325110 | 1006967 | 2023 | F (Furnace) | EthyleneUnit 24 Cracking Furnace/24-36-4 | Fuel Gas | Nitrous Oxide | 0.744 | 0 | C
325110 | 1006967 | 2023 | F (Furnace) | EthyleneUnit 24 Cracking Furnace/24-36-4 | Fuel Gas | Nitrous Oxide (Co2 eq) | 221.8 | 0 | C
325110 | 1006967 | 2023 | F (Furnace) | EthyleneUnit 24 Cracking Furnace/24-36-5 | Fuel Gas | Carbon Dioxide Biogenic | 0 | 0 | C
325110 | 1006967 | 2023 | F (Furnace) | EthyleneUnit 24 Cracking Furnace/24-36-5 | Fuel Gas | Carbon Dioxide Non-Biogenic | 24868.6 | 0 | C
325110 | 1006967 | 2023 | F (Furnace) | EthyleneUnit 24 Cracking Furnace/24-36-5 | Fuel Gas | Carbon Dioxide Total | 24868.6 | 0 | C
325110 | 1006967 | 2023 | F (Furnace) | EthyleneUnit 24 Cracking Furnace/24-36-5 | Fuel Gas | Methane | 1.95 | 0 | C
325110 | 1006967 | 2023 | F (Furnace) | EthyleneUnit 24 Cracking Furnace/24-36-5 | Fuel Gas | Methane (Co2 eq) | 48.8 | 0 | C
325110 | 1006967 | 2023 | F (Furnace) | EthyleneUnit 24 Cracking Furnace/24-36-5 | Fuel Gas | Nitrous Oxide | 0.39 | 0 | C
325110 | 1006967 | 2023 | F (Furnace) | EthyleneUnit 24 Cracking Furnace/24-36-5 | Fuel Gas | Nitrous Oxide (Co2 eq) | 116.3 | 0 | C
325110 | 1006967 | 2023 | F (Furnace) | EthyleneUnit 24 Cracking Furnace/24-36-6 | Fuel Gas | Carbon Dioxide Biogenic | 0 | 0 | C
325110 | 1006967 | 2023 | F (Furnace) | EthyleneUnit 24 Cracking Furnace/24-36-6 | Fuel Gas | Carbon Dioxide Non-Biogenic | 47004 | 0 | C
325110 | 1006967 | 2023 | F (Furnace) | EthyleneUnit 24 Cracking Furnace/24-36-6 | Fuel Gas | Carbon Dioxide Total | 47004 | 0 | C
325110 | 1006967 | 2023 | F (Furnace) | EthyleneUnit 24 Cracking Furnace/24-36-6 | Fuel Gas | Methane | 3.83 | 0 | C
325110 | 1006967 | 2023 | F (Furnace) | EthyleneUnit 24 Cracking Furnace/24-36-6 | Fuel Gas | Methane (Co2 eq) | 95.8 | 0 | C
325110 | 1006967 | 2023 | F (Furnace) | EthyleneUnit 24 Cracking Furnace/24-36-6 | Fuel Gas | Nitrous Oxide | 0.766 | 0 | C
325110 | 1006967 | 2023 | F (Furnace) | EthyleneUnit 24 Cracking Furnace/24-36-6 | Fuel Gas | Nitrous Oxide (Co2 eq) | 228.4 | 0 | C
325110 | 1006967 | 2023 | F (Furnace) | EthyleneUnit 24 Cracking Furnace/24-36-9 | Fuel Gas | Carbon Dioxide Biogenic | 0 | 0 | C
325110 | 1006967 | 2023 | F (Furnace) | EthyleneUnit 24 Cracking Furnace/24-36-9 | Fuel Gas | Carbon Dioxide Non-Biogenic | 51949.3 | 0 | C
325110 | 1006967 | 2023 | F (Furnace) | EthyleneUnit 24 Cracking Furnace/24-36-9 | Fuel Gas | Carbon Dioxide Total | 51949.3 | 0 | C
325110 | 1006967 | 2023 | F (Furnace) | EthyleneUnit 24 Cracking Furnace/24-36-9 | Fuel Gas | Methane | 4.02 | 0 | C
325110 | 1006967 | 2023 | F (Furnace) | EthyleneUnit 24 Cracking Furnace/24-36-9 | Fuel Gas | Methane (Co2 eq) | 100.6 | 0 | C
325110 | 1006967 | 2023 | F (Furnace) | EthyleneUnit 24 Cracking Furnace/24-36-9 | Fuel Gas | Nitrous Oxide | 0.805 | 0 | C
325110 | 1006967 | 2023 | F (Furnace) | EthyleneUnit 24 Cracking Furnace/24-36-9 | Fuel Gas | Nitrous Oxide (Co2 eq) | 239.9 | 0 | C
325110 | 1006967 | 2023 | OCS (Other combustion source) | EthyleneUnit 24 HeaterPilotGas/24-36-7 | Natural Gas (Weighted U.S. Average) | Carbon Dioxide Biogenic | 0 | 0 | C
325110 | 1006967 | 2023 | OCS (Other combustion source) | EthyleneUnit 24 HeaterPilotGas/24-36-7 | Natural Gas (Weighted U.S. Average) | Carbon Dioxide Non-Biogenic | 5104.4 | 0 | C
325110 | 1006967 | 2023 | OCS (Other combustion source) | EthyleneUnit 24 HeaterPilotGas/24-36-7 | Natural Gas (Weighted U.S. Average) | Carbon Dioxide Total | 5104.4 | 0 | C
325110 | 1006967 | 2023 | OCS (Other combustion source) | EthyleneUnit 24 HeaterPilotGas/24-36-7 | Natural Gas (Weighted U.S. Average) | Methane | 0.1 | 0 | C
325110 | 1006967 | 2023 | OCS (Other combustion source) | EthyleneUnit 24 HeaterPilotGas/24-36-7 | Natural Gas (Weighted U.S. Average) | Methane (Co2 eq) | 2.4 | 0 | C
325110 | 1006967 | 2023 | OCS (Other combustion source) | EthyleneUnit 24 HeaterPilotGas/24-36-7 | Natural Gas (Weighted U.S. Average) | Nitrous Oxide | 0.01 | 0 | C
325110 | 1006967 | 2023 | OCS (Other combustion source) | EthyleneUnit 24 HeaterPilotGas/24-36-7 | Natural Gas (Weighted U.S. Average) | Nitrous Oxide (Co2 eq) | 2.9 | 0 | C
325110 | 1006967 | 2023 | F (Furnace) | EthyleneUnit 24 Steam Heater/24-36-7 | Fuel Gas | Carbon Dioxide Biogenic | 0 | 0 | C
325110 | 1006967 | 2023 | F (Furnace) | EthyleneUnit 24 Steam Heater/24-36-7 | Fuel Gas | Carbon Dioxide Non-Biogenic | 42832.4 | 0 | C
325110 | 1006967 | 2023 | F (Furnace) | EthyleneUnit 24 Steam Heater/24-36-7 | Fuel Gas | Carbon Dioxide Total | 42832.4 | 0 | C
325110 | 1006967 | 2023 | F (Furnace) | EthyleneUnit 24 Steam Heater/24-36-7 | Fuel Gas | Methane | 3.37 | 0 | C
325110 | 1006967 | 2023 | F (Furnace) | EthyleneUnit 24 Steam Heater/24-36-7 | Fuel Gas | Methane (Co2 eq) | 84.3 | 0 | C
325110 | 1006967 | 2023 | F (Furnace) | EthyleneUnit 24 Steam Heater/24-36-7 | Fuel Gas | Nitrous Oxide | 0.675 | 0 | C
325110 | 1006967 | 2023 | F (Furnace) | EthyleneUnit 24 Steam Heater/24-36-7 | Fuel Gas | Nitrous Oxide (Co2 eq) | 201.1 | 0 | C
325110 | 1006967 | 2023 | F (Furnace) | EthyleneUnit 33 Cracking Furnace/33-36-1 | Fuel Gas | Carbon Dioxide Biogenic | 0 | 0 | C
325110 | 1006967 | 2023 | F (Furnace) | EthyleneUnit 33 Cracking Furnace/33-36-1 | Fuel Gas | Carbon Dioxide Non-Biogenic | 44252.4 | 0 | C
325110 | 1006967 | 2023 | F (Furnace) | EthyleneUnit 33 Cracking Furnace/33-36-1 | Fuel Gas | Carbon Dioxide Total | 44252.4 | 0 | C
325110 | 1006967 | 2023 | F (Furnace) | EthyleneUnit 33 Cracking Furnace/33-36-1 | Fuel Gas | Methane | 4.33 | 0 | C
325110 | 1006967 | 2023 | F (Furnace) | EthyleneUnit 33 Cracking Furnace/33-36-1 | Fuel Gas | Methane (Co2 eq) | 108.2 | 0 | C
325110 | 1006967 | 2023 | F (Furnace) | EthyleneUnit 33 Cracking Furnace/33-36-1 | Fuel Gas | Nitrous Oxide | 0.865 | 0 | C
325110 | 1006967 | 2023 | F (Furnace) | EthyleneUnit 33 Cracking Furnace/33-36-1 | Fuel Gas | Nitrous Oxide (Co2 eq) | 257.9 | 0 | C
325110 | 1006967 | 2023 | F (Furnace) | EthyleneUnit 33 Cracking Furnace/33-36-2 | Fuel Gas | Carbon Dioxide Biogenic | 0 | 0 | C
325110 | 1006967 | 2023 | F (Furnace) | EthyleneUnit 33 Cracking Furnace/33-36-2 | Fuel Gas | Carbon Dioxide Non-Biogenic | 46150.9 | 0 | C
325110 | 1006967 | 2023 | F (Furnace) | EthyleneUnit 33 Cracking Furnace/33-36-2 | Fuel Gas | Carbon Dioxide Total | 46150.9 | 0 | C
325110 | 1006967 | 2023 | F (Furnace) | EthyleneUnit 33 Cracking Furnace/33-36-2 | Fuel Gas | Methane | 4.53 | 0 | C
325110 | 1006967 | 2023 | F (Furnace) | EthyleneUnit 33 Cracking Furnace/33-36-2 | Fuel Gas | Methane (Co2 eq) | 113.3 | 0 | C
325110 | 1006967 | 2023 | F (Furnace) | EthyleneUnit 33 Cracking Furnace/33-36-2 | Fuel Gas | Nitrous Oxide | 0.907 | 0 | C
325110 | 1006967 | 2023 | F (Furnace) | EthyleneUnit 33 Cracking Furnace/33-36-2 | Fuel Gas | Nitrous Oxide (Co2 eq) | 270.1 | 0 | C
325110 | 1006967 | 2023 | F (Furnace) | EthyleneUnit 33 Cracking Furnace/33-36-3 | Fuel Gas | Carbon Dioxide Biogenic | 0 | 0 | C
325110 | 1006967 | 2023 | F (Furnace) | EthyleneUnit 33 Cracking Furnace/33-36-3 | Fuel Gas | Carbon Dioxide Non-Biogenic | 42076.9 | 0 | C
325110 | 1006967 | 2023 | F (Furnace) | EthyleneUnit 33 Cracking Furnace/33-36-3 | Fuel Gas | Carbon Dioxide Total | 42076.9 | 0 | C
325110 | 1006967 | 2023 | F (Furnace) | EthyleneUnit 33 Cracking Furnace/33-36-3 | Fuel Gas | Methane | 4.09 | 0 | C
325110 | 1006967 | 2023 | F (Furnace) | EthyleneUnit 33 Cracking Furnace/33-36-3 | Fuel Gas | Methane (Co2 eq) | 102.4 | 0 | C
325110 | 1006967 | 2023 | F (Furnace) | EthyleneUnit 33 Cracking Furnace/33-36-3 | Fuel Gas | Nitrous Oxide | 0.819 | 0 | C
325110 | 1006967 | 2023 | F (Furnace) | EthyleneUnit 33 Cracking Furnace/33-36-3 | Fuel Gas | Nitrous Oxide (Co2 eq) | 244 | 0 | C
325110 | 1006967 | 2023 | F (Furnace) | EthyleneUnit 33 Cracking Furnace/33-36-4 | Fuel Gas | Carbon Dioxide Biogenic | 0 | 0 | C
325110 | 1006967 | 2023 | F (Furnace) | EthyleneUnit 33 Cracking Furnace/33-36-4 | Fuel Gas | Carbon Dioxide Non-Biogenic | 49459.6 | 0 | C
325110 | 1006967 | 2023 | F (Furnace) | EthyleneUnit 33 Cracking Furnace/33-36-4 | Fuel Gas | Carbon Dioxide Total | 49459.6 | 0 | C
325110 | 1006967 | 2023 | F (Furnace) | EthyleneUnit 33 Cracking Furnace/33-36-4 | Fuel Gas | Methane | 4.85 | 0 | C
325110 | 1006967 | 2023 | F (Furnace) | EthyleneUnit 33 Cracking Furnace/33-36-4 | Fuel Gas | Methane (Co2 eq) | 121.3 | 0 | C
325110 | 1006967 | 2023 | F (Furnace) | EthyleneUnit 33 Cracking Furnace/33-36-4 | Fuel Gas | Nitrous Oxide | 0.97 | 0 | C
325110 | 1006967 | 2023 | F (Furnace) | EthyleneUnit 33 Cracking Furnace/33-36-4 | Fuel Gas | Nitrous Oxide (Co2 eq) | 289.2 | 0 | C
325110 | 1006967 | 2023 | F (Furnace) | EthyleneUnit 33 Cracking Furnace/33-36-5 | Fuel Gas | Carbon Dioxide Biogenic | 0 | 0 | C
325110 | 1006967 | 2023 | F (Furnace) | EthyleneUnit 33 Cracking Furnace/33-36-5 | Fuel Gas | Carbon Dioxide Non-Biogenic | 39292.7 | 0 | C
325110 | 1006967 | 2023 | F (Furnace) | EthyleneUnit 33 Cracking Furnace/33-36-5 | Fuel Gas | Carbon Dioxide Total | 39292.7 | 0 | C
325110 | 1006967 | 2023 | F (Furnace) | EthyleneUnit 33 Cracking Furnace/33-36-5 | Fuel Gas | Methane | 3.88 | 0 | C
325110 | 1006967 | 2023 | F (Furnace) | EthyleneUnit 33 Cracking Furnace/33-36-5 | Fuel Gas | Methane (Co2 eq) | 97.1 | 0 | C
325110 | 1006967 | 2023 | F (Furnace) | EthyleneUnit 33 Cracking Furnace/33-36-5 | Fuel Gas | Nitrous Oxide | 0.777 | 0 | C
325110 | 1006967 | 2023 | F (Furnace) | EthyleneUnit 33 Cracking Furnace/33-36-5 | Fuel Gas | Nitrous Oxide (Co2 eq) | 231.4 | 0 | C
325110 | 1006967 | 2023 | F (Furnace) | EthyleneUnit 33 Cracking Furnace/33-36-6 | Fuel Gas | Carbon Dioxide Biogenic | 0 | 0 | C
325110 | 1006967 | 2023 | F (Furnace) | EthyleneUnit 33 Cracking Furnace/33-36-6 | Fuel Gas | Carbon Dioxide Non-Biogenic | 39073.1 | 0 | C
325110 | 1006967 | 2023 | F (Furnace) | EthyleneUnit 33 Cracking Furnace/33-36-6 | Fuel Gas | Carbon Dioxide Total | 39073.1 | 0 | C
325110 | 1006967 | 2023 | F (Furnace) | EthyleneUnit 33 Cracking Furnace/33-36-6 | Fuel Gas | Methane | 3.86 | 0 | C
325110 | 1006967 | 2023 | F (Furnace) | EthyleneUnit 33 Cracking Furnace/33-36-6 | Fuel Gas | Methane (Co2 eq) | 96.4 | 0 | C
325110 | 1006967 | 2023 | F (Furnace) | EthyleneUnit 33 Cracking Furnace/33-36-6 | Fuel Gas | Nitrous Oxide | 0.771 | 0 | C
325110 | 1006967 | 2023 | F (Furnace) | EthyleneUnit 33 Cracking Furnace/33-36-6 | Fuel Gas | Nitrous Oxide (Co2 eq) | 229.8 | 0 | C
325110 | 1006967 | 2023 | F (Furnace) | EthyleneUnit 33 Cracking Furnace/33-36-7 | Fuel Gas | Carbon Dioxide Biogenic | 0 | 0 | C
325110 | 1006967 | 2023 | F (Furnace) | EthyleneUnit 33 Cracking Furnace/33-36-7 | Fuel Gas | Carbon Dioxide Non-Biogenic | 31638 | 0 | C
325110 | 1006967 | 2023 | F (Furnace) | EthyleneUnit 33 Cracking Furnace/33-36-7 | Fuel Gas | Carbon Dioxide Total | 31638 | 0 | C
325110 | 1006967 | 2023 | F (Furnace) | EthyleneUnit 33 Cracking Furnace/33-36-7 | Fuel Gas | Methane | 3.1 | 0 | C
325110 | 1006967 | 2023 | F (Furnace) | EthyleneUnit 33 Cracking Furnace/33-36-7 | Fuel Gas | Methane (Co2 eq) | 77.5 | 0 | C
325110 | 1006967 | 2023 | F (Furnace) | EthyleneUnit 33 Cracking Furnace/33-36-7 | Fuel Gas | Nitrous Oxide | 0.62 | 0 | C
325110 | 1006967 | 2023 | F (Furnace) | EthyleneUnit 33 Cracking Furnace/33-36-7 | Fuel Gas | Nitrous Oxide (Co2 eq) | 184.7 | 0 | C
325110 | 1006967 | 2023 | F (Furnace) | EthyleneUnit 33 Cracking Furnace/33-36-8 | Fuel Gas | Carbon Dioxide Biogenic | 0 | 0 | C
325110 | 1006967 | 2023 | F (Furnace) | EthyleneUnit 33 Cracking Furnace/33-36-8 | Fuel Gas | Carbon Dioxide Non-Biogenic | 43335.5 | 0 | C
325110 | 1006967 | 2023 | F (Furnace) | EthyleneUnit 33 Cracking Furnace/33-36-8 | Fuel Gas | Carbon Dioxide Total | 43335.5 | 0 | C
325110 | 1006967 | 2023 | F (Furnace) | EthyleneUnit 33 Cracking Furnace/33-36-8 | Fuel Gas | Methane | 4.16 | 0 | C
325110 | 1006967 | 2023 | F (Furnace) | EthyleneUnit 33 Cracking Furnace/33-36-8 | Fuel Gas | Methane (Co2 eq) | 104.1 | 0 | C
325110 | 1006967 | 2023 | F (Furnace) | EthyleneUnit 33 Cracking Furnace/33-36-8 | Fuel Gas | Nitrous Oxide | 0.833 | 0 | C
325110 | 1006967 | 2023 | F (Furnace) | EthyleneUnit 33 Cracking Furnace/33-36-8 | Fuel Gas | Nitrous Oxide (Co2 eq) | 248.2 | 0 | C
325110 | 1006967 | 2023 | F (Furnace) | EthyleneUnit 33 Cracking Furnace/33-36-9 | Fuel Gas | Carbon Dioxide Biogenic | 0 | 0 | C
325110 | 1006967 | 2023 | F (Furnace) | EthyleneUnit 33 Cracking Furnace/33-36-9 | Fuel Gas | Carbon Dioxide Non-Biogenic | 38498.2 | 0 | C
325110 | 1006967 | 2023 | F (Furnace) | EthyleneUnit 33 Cracking Furnace/33-36-9 | Fuel Gas | Carbon Dioxide Total | 38498.2 | 0 | C
325110 | 1006967 | 2023 | F (Furnace) | EthyleneUnit 33 Cracking Furnace/33-36-9 | Fuel Gas | Methane | 3.76 | 0 | C
325110 | 1006967 | 2023 | F (Furnace) | EthyleneUnit 33 Cracking Furnace/33-36-9 | Fuel Gas | Methane (Co2 eq) | 94.1 | 0 | C
325110 | 1006967 | 2023 | F (Furnace) | EthyleneUnit 33 Cracking Furnace/33-36-9 | Fuel Gas | Nitrous Oxide | 0.753 | 0 | C
325110 | 1006967 | 2023 | F (Furnace) | EthyleneUnit 33 Cracking Furnace/33-36-9 | Fuel Gas | Nitrous Oxide (Co2 eq) | 224.3 | 0 | C
325110 | 1006967 | 2023 | F (Furnace) | EthyleneUnit 33 Cracking Furnace33-36-10 | Fuel Gas | Carbon Dioxide Biogenic | 0 | 0 | C
325110 | 1006967 | 2023 | F (Furnace) | EthyleneUnit 33 Cracking Furnace33-36-10 | Fuel Gas | Carbon Dioxide Non-Biogenic | 48235.2 | 0 | C
325110 | 1006967 | 2023 | F (Furnace) | EthyleneUnit 33 Cracking Furnace33-36-10 | Fuel Gas | Carbon Dioxide Total | 48235.2 | 0 | C
325110 | 1006967 | 2023 | F (Furnace) | EthyleneUnit 33 Cracking Furnace33-36-10 | Fuel Gas | Methane | 4.62 | 0 | C
325110 | 1006967 | 2023 | F (Furnace) | EthyleneUnit 33 Cracking Furnace33-36-10 | Fuel Gas | Methane (Co2 eq) | 115.6 | 0 | C
325110 | 1006967 | 2023 | F (Furnace) | EthyleneUnit 33 Cracking Furnace33-36-10 | Fuel Gas | Nitrous Oxide | 0.924 | 0 | C
325110 | 1006967 | 2023 | F (Furnace) | EthyleneUnit 33 Cracking Furnace33-36-10 | Fuel Gas | Nitrous Oxide (Co2 eq) | 275.5 | 0 | C
325110 | 1006967 | 2023 | PRH (Process Heater) | U40 Cat Act Heater 40-36-1013 | Natural Gas (Weighted U.S. Average) | Carbon Dioxide Biogenic | 0 | 0 | C
325110 | 1006967 | 2023 | PRH (Process Heater) | U40 Cat Act Heater 40-36-1013 | Natural Gas (Weighted U.S. Average) | Carbon Dioxide Non-Biogenic | 842.4 | 0 | C
325110 | 1006967 | 2023 | PRH (Process Heater) | U40 Cat Act Heater 40-36-1013 | Natural Gas (Weighted U.S. Average) | Carbon Dioxide Total | 842.4 | 0 | C
325110 | 1006967 | 2023 | PRH (Process Heater) | U40 Cat Act Heater 40-36-1013 | Natural Gas (Weighted U.S. Average) | Methane | 0.02 | 0 | C
325110 | 1006967 | 2023 | PRH (Process Heater) | U40 Cat Act Heater 40-36-1013 | Natural Gas (Weighted U.S. Average) | Methane (Co2 eq) | 0.4 | 0 | C
325110 | 1006967 | 2023 | PRH (Process Heater) | U40 Cat Act Heater 40-36-1013 | Natural Gas (Weighted U.S. Average) | Nitrous Oxide | 0.002 | 0 | C
325110 | 1006967 | 2023 | PRH (Process Heater) | U40 Cat Act Heater 40-36-1013 | Natural Gas (Weighted U.S. Average) | Nitrous Oxide (Co2 eq) | 0.5 | 0 | C
325110 | 1006967 | 2023 | PRH (Process Heater) | U41 Cat Act Heater 41-36-1013 | Natural Gas (Weighted U.S. Average) | Carbon Dioxide Biogenic | 0 | 0 | C
325110 | 1006967 | 2023 | PRH (Process Heater) | U41 Cat Act Heater 41-36-1013 | Natural Gas (Weighted U.S. Average) | Carbon Dioxide Non-Biogenic | 924.3 | 0 | C
325110 | 1006967 | 2023 | PRH (Process Heater) | U41 Cat Act Heater 41-36-1013 | Natural Gas (Weighted U.S. Average) | Carbon Dioxide Total | 924.3 | 0 | C
325110 | 1006967 | 2023 | PRH (Process Heater) | U41 Cat Act Heater 41-36-1013 | Natural Gas (Weighted U.S. Average) | Methane | 0.02 | 0 | C
325110 | 1006967 | 2023 | PRH (Process Heater) | U41 Cat Act Heater 41-36-1013 | Natural Gas (Weighted U.S. Average) | Methane (Co2 eq) | 0.4 | 0 | C
325110 | 1006967 | 2023 | PRH (Process Heater) | U41 Cat Act Heater 41-36-1013 | Natural Gas (Weighted U.S. Average) | Nitrous Oxide | 0.002 | 0 | C
325110 | 1006967 | 2023 | PRH (Process Heater) | U41 Cat Act Heater 41-36-1013 | Natural Gas (Weighted U.S. Average) | Nitrous Oxide (Co2 eq) | 0.5 | 0 | C
325110 | 1006967 | 2023 | TODF (Thermal oxidizer, direct fired, no heat recovery) | U42 TOX Assist Gas | Natural Gas (Weighted U.S. Average) | Carbon Dioxide Biogenic | 0 | 0 | C
325110 | 1006967 | 2023 | TODF (Thermal oxidizer, direct fired, no heat recovery) | U42 TOX Assist Gas | Natural Gas (Weighted U.S. Average) | Carbon Dioxide Non-Biogenic | 1452.1 | 0 | C
325110 | 1006967 | 2023 | TODF (Thermal oxidizer, direct fired, no heat recovery) | U42 TOX Assist Gas | Natural Gas (Weighted U.S. Average) | Carbon Dioxide Total | 1452.1 | 0 | C
325110 | 1006967 | 2023 | TODF (Thermal oxidizer, direct fired, no heat recovery) | U42 TOX Assist Gas | Natural Gas (Weighted U.S. Average) | Methane | 0.03 | 0 | C
325110 | 1006967 | 2023 | TODF (Thermal oxidizer, direct fired, no heat recovery) | U42 TOX Assist Gas | Natural Gas (Weighted U.S. Average) | Methane (Co2 eq) | 0.7 | 0 | C
325110 | 1006967 | 2023 | TODF (Thermal oxidizer, direct fired, no heat recovery) | U42 TOX Assist Gas | Natural Gas (Weighted U.S. Average) | Nitrous Oxide | 0.003 | 0 | C
325110 | 1006967 | 2023 | TODF (Thermal oxidizer, direct fired, no heat recovery) | U42 TOX Assist Gas | Natural Gas (Weighted U.S. Average) | Nitrous Oxide (Co2 eq) | 0.8 | 0 | C
325110 | 1006967 | 2023 | TODF (Thermal oxidizer, direct fired, no heat recovery) | U42 TOX Waste Gas |  | Carbon Dioxide Biogenic | 0 | 0 | C
325110 | 1006967 | 2023 | TODF (Thermal oxidizer, direct fired, no heat recovery) | U42 TOX Waste Gas |  | Carbon Dioxide Non-Biogenic | 156.3 | 0 | C
325110 | 1006967 | 2023 | TODF (Thermal oxidizer, direct fired, no heat recovery) | U42 TOX Waste Gas |  | Carbon Dioxide Total | 156.3 | 0 | C
325110 | 1006967 | 2023 | TODF (Thermal oxidizer, direct fired, no heat recovery) | U42 TOX Waste Gas |  | Methane | 0 | 0 | C
325110 | 1006967 | 2023 | TODF (Thermal oxidizer, direct fired, no heat recovery) | U42 TOX Waste Gas |  | Methane (Co2 eq) | 0 | 0 | C
325110 | 1006967 | 2023 | TODF (Thermal oxidizer, direct fired, no heat recovery) | U42 TOX Waste Gas |  | Nitrous Oxide | 0 | 0 | C
325110 | 1006967 | 2023 | TODF (Thermal oxidizer, direct fired, no heat recovery) | U42 TOX Waste Gas |  | Nitrous Oxide (Co2 eq) | 0 | 0 | C
325110 | 1006967 | 2023 | TODF (Thermal oxidizer, direct fired, no heat recovery) | U42 VDU Assist Gas | Natural Gas (Weighted U.S. Average) | Carbon Dioxide Biogenic | 0 | 0 | C
325110 | 1006967 | 2023 | TODF (Thermal oxidizer, direct fired, no heat recovery) | U42 VDU Assist Gas | Natural Gas (Weighted U.S. Average) | Carbon Dioxide Non-Biogenic | 15229.4 | 0 | C
325110 | 1006967 | 2023 | TODF (Thermal oxidizer, direct fired, no heat recovery) | U42 VDU Assist Gas | Natural Gas (Weighted U.S. Average) | Carbon Dioxide Total | 15229.4 | 0 | C
325110 | 1006967 | 2023 | TODF (Thermal oxidizer, direct fired, no heat recovery) | U42 VDU Assist Gas | Natural Gas (Weighted U.S. Average) | Methane | 0.29 | 0 | C
325110 | 1006967 | 2023 | TODF (Thermal oxidizer, direct fired, no heat recovery) | U42 VDU Assist Gas | Natural Gas (Weighted U.S. Average) | Methane (Co2 eq) | 7.2 | 0 | C
325110 | 1006967 | 2023 | TODF (Thermal oxidizer, direct fired, no heat recovery) | U42 VDU Assist Gas | Natural Gas (Weighted U.S. Average) | Nitrous Oxide | 0.029 | 0 | C
325110 | 1006967 | 2023 | TODF (Thermal oxidizer, direct fired, no heat recovery) | U42 VDU Assist Gas | Natural Gas (Weighted U.S. Average) | Nitrous Oxide (Co2 eq) | 8.6 | 0 | C
325110 | 1006967 | 2023 | TODF (Thermal oxidizer, direct fired, no heat recovery) | U42 VDU Waste Gas |  | Carbon Dioxide Biogenic | 0 | 0 | C
325110 | 1006967 | 2023 | TODF (Thermal oxidizer, direct fired, no heat recovery) | U42 VDU Waste Gas |  | Carbon Dioxide Non-Biogenic | 13746.5 | 0 | C
325110 | 1006967 | 2023 | TODF (Thermal oxidizer, direct fired, no heat recovery) | U42 VDU Waste Gas |  | Carbon Dioxide Total | 13746.5 | 0 | C
325110 | 1006967 | 2023 | TODF (Thermal oxidizer, direct fired, no heat recovery) | U42 VDU Waste Gas |  | Methane | 0 | 0 | C
325110 | 1006967 | 2023 | TODF (Thermal oxidizer, direct fired, no heat recovery) | U42 VDU Waste Gas |  | Methane (Co2 eq) | 0 | 0 | C
325110 | 1006967 | 2023 | TODF (Thermal oxidizer, direct fired, no heat recovery) | U42 VDU Waste Gas |  | Nitrous Oxide | 0 | 0 | C
325110 | 1006967 | 2023 | TODF (Thermal oxidizer, direct fired, no heat recovery) | U42 VDU Waste Gas |  | Nitrous Oxide (Co2 eq) | 0 | 0 | C
325110 | 1006967 | 2023 | TODF (Thermal oxidizer, direct fired, no heat recovery) | U81 TO Assist Gas | Natural Gas (Weighted U.S. Average) | Carbon Dioxide Biogenic | 0 | 0 | C
325110 | 1006967 | 2023 | TODF (Thermal oxidizer, direct fired, no heat recovery) | U81 TO Assist Gas | Natural Gas (Weighted U.S. Average) | Carbon Dioxide Non-Biogenic | 6.9 | 0 | C
325110 | 1006967 | 2023 | TODF (Thermal oxidizer, direct fired, no heat recovery) | U81 TO Assist Gas | Natural Gas (Weighted U.S. Average) | Carbon Dioxide Total | 6.9 | 0 | C
325110 | 1006967 | 2023 | TODF (Thermal oxidizer, direct fired, no heat recovery) | U81 TO Assist Gas | Natural Gas (Weighted U.S. Average) | Methane | 0 | 0 | C
325110 | 1006967 | 2023 | TODF (Thermal oxidizer, direct fired, no heat recovery) | U81 TO Assist Gas | Natural Gas (Weighted U.S. Average) | Methane (Co2 eq) | 0 | 0 | C
325110 | 1006967 | 2023 | TODF (Thermal oxidizer, direct fired, no heat recovery) | U81 TO Assist Gas | Natural Gas (Weighted U.S. Average) | Nitrous Oxide | 0 | 0 | C
325110 | 1006967 | 2023 | TODF (Thermal oxidizer, direct fired, no heat recovery) | U81 TO Assist Gas | Natural Gas (Weighted U.S. Average) | Nitrous Oxide (Co2 eq) | 0 | 0 | C
325110 | 1006967 | 2023 | TODF (Thermal oxidizer, direct fired, no heat recovery) | U81 TO Waste Gas |  | Carbon Dioxide Biogenic | 0 | 0 | C
325110 | 1006967 | 2023 | TODF (Thermal oxidizer, direct fired, no heat recovery) | U81 TO Waste Gas |  | Carbon Dioxide Non-Biogenic | 0.3 | 0 | C
325110 | 1006967 | 2023 | TODF (Thermal oxidizer, direct fired, no heat recovery) | U81 TO Waste Gas |  | Carbon Dioxide Total | 0.3 | 0 | C
325110 | 1006967 | 2023 | TODF (Thermal oxidizer, direct fired, no heat recovery) | U81 TO Waste Gas |  | Methane | 0 | 0 | C
325110 | 1006967 | 2023 | TODF (Thermal oxidizer, direct fired, no heat recovery) | U81 TO Waste Gas |  | Methane (Co2 eq) | 0 | 0 | C
325110 | 1006967 | 2023 | TODF (Thermal oxidizer, direct fired, no heat recovery) | U81 TO Waste Gas |  | Nitrous Oxide | 0 | 0 | C
325110 | 1006967 | 2023 | TODF (Thermal oxidizer, direct fired, no heat recovery) | U81 TO Waste Gas |  | Nitrous Oxide (Co2 eq) | 0 | 0 | C
325110 | 1006967 | 2023 | TODF (Thermal oxidizer, direct fired, no heat recovery) | U81 VCU Assist Gas | Natural Gas (Weighted U.S. Average) | Carbon Dioxide Biogenic | 0 | 0 | C
325110 | 1006967 | 2023 | TODF (Thermal oxidizer, direct fired, no heat recovery) | U81 VCU Assist Gas | Natural Gas (Weighted U.S. Average) | Carbon Dioxide Non-Biogenic | 31.9 | 0 | C
325110 | 1006967 | 2023 | TODF (Thermal oxidizer, direct fired, no heat recovery) | U81 VCU Assist Gas | Natural Gas (Weighted U.S. Average) | Carbon Dioxide Total | 31.9 | 0 | C
325110 | 1006967 | 2023 | TODF (Thermal oxidizer, direct fired, no heat recovery) | U81 VCU Assist Gas | Natural Gas (Weighted U.S. Average) | Methane | 0 | 0 | C
325110 | 1006967 | 2023 | TODF (Thermal oxidizer, direct fired, no heat recovery) | U81 VCU Assist Gas | Natural Gas (Weighted U.S. Average) | Methane (Co2 eq) | 0 | 0 | C
325110 | 1006967 | 2023 | TODF (Thermal oxidizer, direct fired, no heat recovery) | U81 VCU Assist Gas | Natural Gas (Weighted U.S. Average) | Nitrous Oxide | 0 | 0 | C
325110 | 1006967 | 2023 | TODF (Thermal oxidizer, direct fired, no heat recovery) | U81 VCU Assist Gas | Natural Gas (Weighted U.S. Average) | Nitrous Oxide (Co2 eq) | 0 | 0 | C
325110 | 1006967 | 2023 | TODF (Thermal oxidizer, direct fired, no heat recovery) | U81 VCU Waste Gas |  | Carbon Dioxide Biogenic | 0 | 0 | C
325110 | 1006967 | 2023 | TODF (Thermal oxidizer, direct fired, no heat recovery) | U81 VCU Waste Gas |  | Carbon Dioxide Non-Biogenic | 160.3 | 0 | C
325110 | 1006967 | 2023 | TODF (Thermal oxidizer, direct fired, no heat recovery) | U81 VCU Waste Gas |  | Carbon Dioxide Total | 160.3 | 0 | C
325110 | 1006967 | 2023 | TODF (Thermal oxidizer, direct fired, no heat recovery) | U81 VCU Waste Gas |  | Methane | 0 | 0 | C
325110 | 1006967 | 2023 | TODF (Thermal oxidizer, direct fired, no heat recovery) | U81 VCU Waste Gas |  | Methane (Co2 eq) | 0 | 0 | C
325110 | 1006967 | 2023 | TODF (Thermal oxidizer, direct fired, no heat recovery) | U81 VCU Waste Gas |  | Nitrous Oxide | 0 | 0 | C
325110 | 1006967 | 2023 | TODF (Thermal oxidizer, direct fired, no heat recovery) | U81 VCU Waste Gas |  | Nitrous Oxide (Co2 eq) | 0 | 0 | C
325110 | 1006967 | 2023 | SCCT (CT (Turbine, simple cycle combustion)) | Unit 22 C-120 Gas-Fired Turbine | Natural Gas (Weighted U.S. Average) | Carbon Dioxide Biogenic | 0 | 0 | C
325110 | 1006967 | 2023 | SCCT (CT (Turbine, simple cycle combustion)) | Unit 22 C-120 Gas-Fired Turbine | Natural Gas (Weighted U.S. Average) | Carbon Dioxide Non-Biogenic | 49142.2 | 0 | C
325110 | 1006967 | 2023 | SCCT (CT (Turbine, simple cycle combustion)) | Unit 22 C-120 Gas-Fired Turbine | Natural Gas (Weighted U.S. Average) | Carbon Dioxide Total | 49142.2 | 0 | C
325110 | 1006967 | 2023 | SCCT (CT (Turbine, simple cycle combustion)) | Unit 22 C-120 Gas-Fired Turbine | Natural Gas (Weighted U.S. Average) | Methane | 0.93 | 0 | C
325110 | 1006967 | 2023 | SCCT (CT (Turbine, simple cycle combustion)) | Unit 22 C-120 Gas-Fired Turbine | Natural Gas (Weighted U.S. Average) | Methane (Co2 eq) | 23.2 | 0 | C
325110 | 1006967 | 2023 | SCCT (CT (Turbine, simple cycle combustion)) | Unit 22 C-120 Gas-Fired Turbine | Natural Gas (Weighted U.S. Average) | Nitrous Oxide | 0.093 | 0 | C
325110 | 1006967 | 2023 | SCCT (CT (Turbine, simple cycle combustion)) | Unit 22 C-120 Gas-Fired Turbine | Natural Gas (Weighted U.S. Average) | Nitrous Oxide (Co2 eq) | 27.6 | 0 | C
325110 | 1006967 | 2023 | FLR (Flare) | Unit 22 Flare Purge Gas/56-61-10 | Natural Gas (Weighted U.S. Average) | Carbon Dioxide Biogenic | 0 | 0 | C
325110 | 1006967 | 2023 | FLR (Flare) | Unit 22 Flare Purge Gas/56-61-10 | Natural Gas (Weighted U.S. Average) | Carbon Dioxide Non-Biogenic | 70.9 | 0 | C
325110 | 1006967 | 2023 | FLR (Flare) | Unit 22 Flare Purge Gas/56-61-10 | Natural Gas (Weighted U.S. Average) | Carbon Dioxide Total | 70.9 | 0 | C
325110 | 1006967 | 2023 | FLR (Flare) | Unit 22 Flare Purge Gas/56-61-10 | Natural Gas (Weighted U.S. Average) | Methane | 0 | 0 | C
325110 | 1006967 | 2023 | FLR (Flare) | Unit 22 Flare Purge Gas/56-61-10 | Natural Gas (Weighted U.S. Average) | Methane (Co2 eq) | 0 | 0 | C
325110 | 1006967 | 2023 | FLR (Flare) | Unit 22 Flare Purge Gas/56-61-10 | Natural Gas (Weighted U.S. Average) | Nitrous Oxide | 0 | 0 | C
325110 | 1006967 | 2023 | FLR (Flare) | Unit 22 Flare Purge Gas/56-61-10 | Natural Gas (Weighted U.S. Average) | Nitrous Oxide (Co2 eq) | 0 | 0 | C
325110 | 1006967 | 2023 | FLR (Flare) | Unit 22 Flare Purge Gas/56-61-12 | Natural Gas (Weighted U.S. Average) | Carbon Dioxide Biogenic | 0 | 0 | C
325110 | 1006967 | 2023 | FLR (Flare) | Unit 22 Flare Purge Gas/56-61-12 | Natural Gas (Weighted U.S. Average) | Carbon Dioxide Non-Biogenic | 70.9 | 0 | C
325110 | 1006967 | 2023 | FLR (Flare) | Unit 22 Flare Purge Gas/56-61-12 | Natural Gas (Weighted U.S. Average) | Carbon Dioxide Total | 70.9 | 0 | C
325110 | 1006967 | 2023 | FLR (Flare) | Unit 22 Flare Purge Gas/56-61-12 | Natural Gas (Weighted U.S. Average) | Methane | 0 | 0 | C
325110 | 1006967 | 2023 | FLR (Flare) | Unit 22 Flare Purge Gas/56-61-12 | Natural Gas (Weighted U.S. Average) | Methane (Co2 eq) | 0 | 0 | C
325110 | 1006967 | 2023 | FLR (Flare) | Unit 22 Flare Purge Gas/56-61-12 | Natural Gas (Weighted U.S. Average) | Nitrous Oxide | 0 | 0 | C
325110 | 1006967 | 2023 | FLR (Flare) | Unit 22 Flare Purge Gas/56-61-12 | Natural Gas (Weighted U.S. Average) | Nitrous Oxide (Co2 eq) | 0 | 0 | C
325110 | 1006967 | 2023 | Flare | Unit 22 High Pressure Flare/56-61-12 |  | Carbon Dioxide | 1053.2 |  | X
325110 | 1006967 | 2023 | Flare | Unit 22 High Pressure Flare/56-61-12 |  | Methane | 6.51 |  | X
325110 | 1006967 | 2023 | Flare | Unit 22 High Pressure Flare/56-61-12 |  | Nitrous Oxide | 0.011 |  | X
325110 | 1006967 | 2023 | Flare | Unit 22 Low Pressure Flare/56-61-10 |  | Carbon Dioxide | 9559.1 |  | X
325110 | 1006967 | 2023 | Flare | Unit 22 Low Pressure Flare/56-61-10 |  | Methane | 29.18 |  | X
325110 | 1006967 | 2023 | Flare | Unit 22 Low Pressure Flare/56-61-10 |  | Nitrous Oxide | 0.096 |  | X
325110 | 1006967 | 2023 | FLR (Flare) | Unit 24 Flare Purge Gas/56-61-14 | Natural Gas (Weighted U.S. Average) | Carbon Dioxide Biogenic | 0 | 0 | C
325110 | 1006967 | 2023 | FLR (Flare) | Unit 24 Flare Purge Gas/56-61-14 | Natural Gas (Weighted U.S. Average) | Carbon Dioxide Non-Biogenic | 189 | 0 | C
325110 | 1006967 | 2023 | FLR (Flare) | Unit 24 Flare Purge Gas/56-61-14 | Natural Gas (Weighted U.S. Average) | Carbon Dioxide Total | 189 | 0 | C
325110 | 1006967 | 2023 | FLR (Flare) | Unit 24 Flare Purge Gas/56-61-14 | Natural Gas (Weighted U.S. Average) | Methane | 0 | 0 | C
325110 | 1006967 | 2023 | FLR (Flare) | Unit 24 Flare Purge Gas/56-61-14 | Natural Gas (Weighted U.S. Average) | Methane (Co2 eq) | 0.1 | 0 | C
325110 | 1006967 | 2023 | FLR (Flare) | Unit 24 Flare Purge Gas/56-61-14 | Natural Gas (Weighted U.S. Average) | Nitrous Oxide | 0 | 0 | C
325110 | 1006967 | 2023 | FLR (Flare) | Unit 24 Flare Purge Gas/56-61-14 | Natural Gas (Weighted U.S. Average) | Nitrous Oxide (Co2 eq) | 0.1 | 0 | C
325110 | 1006967 | 2023 | FLR (Flare) | Unit 24 Flare Purge Gas/56-61-20 | Natural Gas (Weighted U.S. Average) | Carbon Dioxide Biogenic | 0 | 0 | C
325110 | 1006967 | 2023 | FLR (Flare) | Unit 24 Flare Purge Gas/56-61-20 | Natural Gas (Weighted U.S. Average) | Carbon Dioxide Non-Biogenic | 70.9 | 0 | C
325110 | 1006967 | 2023 | FLR (Flare) | Unit 24 Flare Purge Gas/56-61-20 | Natural Gas (Weighted U.S. Average) | Carbon Dioxide Total | 70.9 | 0 | C
325110 | 1006967 | 2023 | FLR (Flare) | Unit 24 Flare Purge Gas/56-61-20 | Natural Gas (Weighted U.S. Average) | Methane | 0 | 0 | C
325110 | 1006967 | 2023 | FLR (Flare) | Unit 24 Flare Purge Gas/56-61-20 | Natural Gas (Weighted U.S. Average) | Methane (Co2 eq) | 0 | 0 | C
325110 | 1006967 | 2023 | FLR (Flare) | Unit 24 Flare Purge Gas/56-61-20 | Natural Gas (Weighted U.S. Average) | Nitrous Oxide | 0 | 0 | C
325110 | 1006967 | 2023 | FLR (Flare) | Unit 24 Flare Purge Gas/56-61-20 | Natural Gas (Weighted U.S. Average) | Nitrous Oxide (Co2 eq) | 0 | 0 | C
325110 | 1006967 | 2023 | Flare | Unit 24 High Pressure Flare/56-61-14 |  | Carbon Dioxide | 656.9 |  | X
325110 | 1006967 | 2023 | Flare | Unit 24 High Pressure Flare/56-61-14 |  | Methane | 4.42 |  | X
325110 | 1006967 | 2023 | Flare | Unit 24 High Pressure Flare/56-61-14 |  | Nitrous Oxide | 0.007 |  | X
325110 | 1006967 | 2023 | Flare | Unit 24 Low Pressure Flare/56-61-20 |  | Carbon Dioxide | 10389.6 |  | X
325110 | 1006967 | 2023 | Flare | Unit 24 Low Pressure Flare/56-61-20 |  | Methane | 51.36 |  | X
325110 | 1006967 | 2023 | Flare | Unit 24 Low Pressure Flare/56-61-20 |  | Nitrous Oxide | 0.104 |  | X
325110 | 1006967 | 2023 | RICE (Reciprocating internal combustion engine) | Unit 24 Stationary Diesel Engine 8 | Distillate Fuel Oil No. 2 | Carbon Dioxide Biogenic | 0 | 0 | C
325110 | 1006967 | 2023 | RICE (Reciprocating internal combustion engine) | Unit 24 Stationary Diesel Engine 8 | Distillate Fuel Oil No. 2 | Carbon Dioxide Non-Biogenic | 73.1 | 0 | C
325110 | 1006967 | 2023 | RICE (Reciprocating internal combustion engine) | Unit 24 Stationary Diesel Engine 8 | Distillate Fuel Oil No. 2 | Carbon Dioxide Total | 73.1 | 0 | C
325110 | 1006967 | 2023 | RICE (Reciprocating internal combustion engine) | Unit 24 Stationary Diesel Engine 8 | Distillate Fuel Oil No. 2 | Methane | 0 | 0 | C
325110 | 1006967 | 2023 | RICE (Reciprocating internal combustion engine) | Unit 24 Stationary Diesel Engine 8 | Distillate Fuel Oil No. 2 | Methane (Co2 eq) | 0.1 | 0 | C
325110 | 1006967 | 2023 | RICE (Reciprocating internal combustion engine) | Unit 24 Stationary Diesel Engine 8 | Distillate Fuel Oil No. 2 | Nitrous Oxide | 0.001 | 0 | C
325110 | 1006967 | 2023 | RICE (Reciprocating internal combustion engine) | Unit 24 Stationary Diesel Engine 8 | Distillate Fuel Oil No. 2 | Nitrous Oxide (Co2 eq) | 0.2 | 0 | C
325110 | 1006967 | 2023 | RICE (Reciprocating internal combustion engine) | Unit 24 Stationary Diesel Engine 9 | Distillate Fuel Oil No. 2 | Carbon Dioxide Biogenic | 0 | 0 | C
325110 | 1006967 | 2023 | RICE (Reciprocating internal combustion engine) | Unit 24 Stationary Diesel Engine 9 | Distillate Fuel Oil No. 2 | Carbon Dioxide Non-Biogenic | 81.4 | 0 | C
325110 | 1006967 | 2023 | RICE (Reciprocating internal combustion engine) | Unit 24 Stationary Diesel Engine 9 | Distillate Fuel Oil No. 2 | Carbon Dioxide Total | 81.4 | 0 | C
325110 | 1006967 | 2023 | RICE (Reciprocating internal combustion engine) | Unit 24 Stationary Diesel Engine 9 | Distillate Fuel Oil No. 2 | Methane | 0 | 0 | C
325110 | 1006967 | 2023 | RICE (Reciprocating internal combustion engine) | Unit 24 Stationary Diesel Engine 9 | Distillate Fuel Oil No. 2 | Methane (Co2 eq) | 0.1 | 0 | C
325110 | 1006967 | 2023 | RICE (Reciprocating internal combustion engine) | Unit 24 Stationary Diesel Engine 9 | Distillate Fuel Oil No. 2 | Nitrous Oxide | 0.001 | 0 | C
325110 | 1006967 | 2023 | RICE (Reciprocating internal combustion engine) | Unit 24 Stationary Diesel Engine 9 | Distillate Fuel Oil No. 2 | Nitrous Oxide (Co2 eq) | 0.2 | 0 | C
325110 | 1006967 | 2023 | FLR (Flare) | Unit 33 Flare Purge Gas/56-61-22 | Natural Gas (Weighted U.S. Average) | Carbon Dioxide Biogenic | 0 | 0 | C
325110 | 1006967 | 2023 | FLR (Flare) | Unit 33 Flare Purge Gas/56-61-22 | Natural Gas (Weighted U.S. Average) | Carbon Dioxide Non-Biogenic | 122.8 | 0 | C
325110 | 1006967 | 2023 | FLR (Flare) | Unit 33 Flare Purge Gas/56-61-22 | Natural Gas (Weighted U.S. Average) | Carbon Dioxide Total | 122.8 | 0 | C
325110 | 1006967 | 2023 | FLR (Flare) | Unit 33 Flare Purge Gas/56-61-22 | Natural Gas (Weighted U.S. Average) | Methane | 0 | 0 | C
325110 | 1006967 | 2023 | FLR (Flare) | Unit 33 Flare Purge Gas/56-61-22 | Natural Gas (Weighted U.S. Average) | Methane (Co2 eq) | 0.1 | 0 | C
325110 | 1006967 | 2023 | FLR (Flare) | Unit 33 Flare Purge Gas/56-61-22 | Natural Gas (Weighted U.S. Average) | Nitrous Oxide | 0 | 0 | C
325110 | 1006967 | 2023 | FLR (Flare) | Unit 33 Flare Purge Gas/56-61-22 | Natural Gas (Weighted U.S. Average) | Nitrous Oxide (Co2 eq) | 0.1 | 0 | C
325110 | 1006967 | 2023 | Flare | Unit 33 Flare/56-61-22 |  | Carbon Dioxide | 11006.8 |  | X
325110 | 1006967 | 2023 | Flare | Unit 33 Flare/56-61-22 |  | Methane | 33.94 |  | X
325110 | 1006967 | 2023 | Flare | Unit 33 Flare/56-61-22 |  | Nitrous Oxide | 0.11 |  | X
325110 | 1006967 | 2023 | RICE (Reciprocating internal combustion engine) | Unit 33 Stationary Diesel Engine 4 | Distillate Fuel Oil No. 2 | Carbon Dioxide Biogenic | 0 | 0 | C
325110 | 1006967 | 2023 | RICE (Reciprocating internal combustion engine) | Unit 33 Stationary Diesel Engine 4 | Distillate Fuel Oil No. 2 | Carbon Dioxide Non-Biogenic | 0 | 0 | C
325110 | 1006967 | 2023 | RICE (Reciprocating internal combustion engine) | Unit 33 Stationary Diesel Engine 4 | Distillate Fuel Oil No. 2 | Carbon Dioxide Total | 0 | 0 | C
325110 | 1006967 | 2023 | RICE (Reciprocating internal combustion engine) | Unit 33 Stationary Diesel Engine 4 | Distillate Fuel Oil No. 2 | Methane | 0 | 0 | C
325110 | 1006967 | 2023 | RICE (Reciprocating internal combustion engine) | Unit 33 Stationary Diesel Engine 4 | Distillate Fuel Oil No. 2 | Methane (Co2 eq) | 0 | 0 | C
325110 | 1006967 | 2023 | RICE (Reciprocating internal combustion engine) | Unit 33 Stationary Diesel Engine 4 | Distillate Fuel Oil No. 2 | Nitrous Oxide | 0 | 0 | C
325110 | 1006967 | 2023 | RICE (Reciprocating internal combustion engine) | Unit 33 Stationary Diesel Engine 4 | Distillate Fuel Oil No. 2 | Nitrous Oxide (Co2 eq) | 0 | 0 | C
325110 | 1006967 | 2023 | RICE (Reciprocating internal combustion engine) | Unit 33 Stationary Diesel Engine 5 | Distillate Fuel Oil No. 2 | Carbon Dioxide Biogenic | 0 | 0 | C
325110 | 1006967 | 2023 | RICE (Reciprocating internal combustion engine) | Unit 33 Stationary Diesel Engine 5 | Distillate Fuel Oil No. 2 | Carbon Dioxide Non-Biogenic | 0 | 0 | C
325110 | 1006967 | 2023 | RICE (Reciprocating internal combustion engine) | Unit 33 Stationary Diesel Engine 5 | Distillate Fuel Oil No. 2 | Carbon Dioxide Total | 0 | 0 | C
325110 | 1006967 | 2023 | RICE (Reciprocating internal combustion engine) | Unit 33 Stationary Diesel Engine 5 | Distillate Fuel Oil No. 2 | Methane | 0 | 0 | C
325110 | 1006967 | 2023 | RICE (Reciprocating internal combustion engine) | Unit 33 Stationary Diesel Engine 5 | Distillate Fuel Oil No. 2 | Methane (Co2 eq) | 0 | 0 | C
325110 | 1006967 | 2023 | RICE (Reciprocating internal combustion engine) | Unit 33 Stationary Diesel Engine 5 | Distillate Fuel Oil No. 2 | Nitrous Oxide | 0 | 0 | C
325110 | 1006967 | 2023 | RICE (Reciprocating internal combustion engine) | Unit 33 Stationary Diesel Engine 5 | Distillate Fuel Oil No. 2 | Nitrous Oxide (Co2 eq) | 0 | 0 | C
325110 | 1006967 | 2023 | RICE (Reciprocating internal combustion engine) | Unit 33 Stationary Diesel Engine 6 | Distillate Fuel Oil No. 2 | Carbon Dioxide Biogenic | 0 | 0 | C
325110 | 1006967 | 2023 | RICE (Reciprocating internal combustion engine) | Unit 33 Stationary Diesel Engine 6 | Distillate Fuel Oil No. 2 | Carbon Dioxide Non-Biogenic | 17.7 | 0 | C
325110 | 1006967 | 2023 | RICE (Reciprocating internal combustion engine) | Unit 33 Stationary Diesel Engine 6 | Distillate Fuel Oil No. 2 | Carbon Dioxide Total | 17.7 | 0 | C
325110 | 1006967 | 2023 | RICE (Reciprocating internal combustion engine) | Unit 33 Stationary Diesel Engine 6 | Distillate Fuel Oil No. 2 | Methane | 0 | 0 | C
325110 | 1006967 | 2023 | RICE (Reciprocating internal combustion engine) | Unit 33 Stationary Diesel Engine 6 | Distillate Fuel Oil No. 2 | Methane (Co2 eq) | 0 | 0 | C
325110 | 1006967 | 2023 | RICE (Reciprocating internal combustion engine) | Unit 33 Stationary Diesel Engine 6 | Distillate Fuel Oil No. 2 | Nitrous Oxide | 0 | 0 | C
325110 | 1006967 | 2023 | RICE (Reciprocating internal combustion engine) | Unit 33 Stationary Diesel Engine 6 | Distillate Fuel Oil No. 2 | Nitrous Oxide (Co2 eq) | 0 | 0 | C
325998 | 1006968 | 2023 | OB (Boiler, other) | Boiler #3 | Natural Gas (Weighted U.S. Average) | Carbon Dioxide Biogenic | 0 | 287153000 | C
325998 | 1006968 | 2023 | OB (Boiler, other) | Boiler #3 | Natural Gas (Weighted U.S. Average) | Carbon Dioxide Non-Biogenic | 15632.5 | 287153000 | C
325998 | 1006968 | 2023 | OB (Boiler, other) | Boiler #3 | Natural Gas (Weighted U.S. Average) | Carbon Dioxide Total | 15632.5 | 287153000 | C
325998 | 1006968 | 2023 | OB (Boiler, other) | Boiler #3 | Natural Gas (Weighted U.S. Average) | Methane | 0.29 | 287153000 | C
325998 | 1006968 | 2023 | OB (Boiler, other) | Boiler #3 | Natural Gas (Weighted U.S. Average) | Methane (Co2 eq) | 7.4 | 287153000 | C
325998 | 1006968 | 2023 | OB (Boiler, other) | Boiler #3 | Natural Gas (Weighted U.S. Average) | Nitrous Oxide | 0.029 | 287153000 | C
325998 | 1006968 | 2023 | OB (Boiler, other) | Boiler #3 | Natural Gas (Weighted U.S. Average) | Nitrous Oxide (Co2 eq) | 8.8 | 287153000 | C
325998 | 1006968 | 2023 |  | CP-LANXESS Corporation - Central Plant | Natural Gas (Weighted U.S. Average) | Carbon Dioxide Biogenic | 0 | 0 | C
325998 | 1006968 | 2023 |  | CP-LANXESS Corporation - Central Plant | Natural Gas (Weighted U.S. Average) | Carbon Dioxide Non-Biogenic | 2126.6 | 0 | C
325998 | 1006968 | 2023 |  | CP-LANXESS Corporation - Central Plant | Natural Gas (Weighted U.S. Average) | Carbon Dioxide Total | 2126.6 | 0 | C
325998 | 1006968 | 2023 |  | CP-LANXESS Corporation - Central Plant | Natural Gas (Weighted U.S. Average) | Methane | 0.04 | 0 | C
325998 | 1006968 | 2023 |  | CP-LANXESS Corporation - Central Plant | Natural Gas (Weighted U.S. Average) | Methane (Co2 eq) | 1 | 0 | C
325998 | 1006968 | 2023 |  | CP-LANXESS Corporation - Central Plant | Natural Gas (Weighted U.S. Average) | Nitrous Oxide | 0.004 | 0 | C
325998 | 1006968 | 2023 |  | CP-LANXESS Corporation - Central Plant | Natural Gas (Weighted U.S. Average) | Nitrous Oxide (Co2 eq) | 1.2 | 0 | C
325998 | 1006968 | 2023 | OB (Boiler, other) | SN-309 Boiler#2 (BR-01-1720) | Natural Gas (Weighted U.S. Average) | Carbon Dioxide Biogenic | 0 | 195844000 | C
325998 | 1006968 | 2023 | OB (Boiler, other) | SN-309 Boiler#2 (BR-01-1720) | Natural Gas (Weighted U.S. Average) | Carbon Dioxide Non-Biogenic | 10661.7 | 195844000 | C
325998 | 1006968 | 2023 | OB (Boiler, other) | SN-309 Boiler#2 (BR-01-1720) | Natural Gas (Weighted U.S. Average) | Carbon Dioxide Total | 10661.7 | 195844000 | C
325998 | 1006968 | 2023 | OB (Boiler, other) | SN-309 Boiler#2 (BR-01-1720) | Natural Gas (Weighted U.S. Average) | Methane | 0.2 | 195844000 | C
325998 | 1006968 | 2023 | OB (Boiler, other) | SN-309 Boiler#2 (BR-01-1720) | Natural Gas (Weighted U.S. Average) | Methane (Co2 eq) | 5 | 195844000 | C
325998 | 1006968 | 2023 | OB (Boiler, other) | SN-309 Boiler#2 (BR-01-1720) | Natural Gas (Weighted U.S. Average) | Nitrous Oxide | 0.02 | 195844000 | C
325998 | 1006968 | 2023 | OB (Boiler, other) | SN-309 Boiler#2 (BR-01-1720) | Natural Gas (Weighted U.S. Average) | Nitrous Oxide (Co2 eq) | 6 | 195844000 | C
325998 | 1006968 | 2023 | OB (Boiler, other) | SN-309 Boiler#2 (BR-01-1720) |  | Carbon Dioxide Biogenic | 0 | 0 | C
325998 | 1006968 | 2023 | OB (Boiler, other) | SN-309 Boiler#2 (BR-01-1720) |  | Carbon Dioxide Non-Biogenic | 18124.3 | 0 | C
325998 | 1006968 | 2023 | OB (Boiler, other) | SN-309 Boiler#2 (BR-01-1720) |  | Carbon Dioxide Total | 18124.3 | 0 | C
325998 | 1006968 | 2023 | OB (Boiler, other) | SN-309 Boiler#2 (BR-01-1720) |  | Methane | 0.41 | 0 | C
325998 | 1006968 | 2023 | OB (Boiler, other) | SN-309 Boiler#2 (BR-01-1720) |  | Methane (Co2 eq) | 10.3 | 0 | C
325998 | 1006968 | 2023 | OB (Boiler, other) | SN-309 Boiler#2 (BR-01-1720) |  | Nitrous Oxide | 0.053 | 0 | C
325998 | 1006968 | 2023 | OB (Boiler, other) | SN-309 Boiler#2 (BR-01-1720) |  | Nitrous Oxide (Co2 eq) | 15.8 | 0 | C
311511 | 1006970 | 2023 |  | GP-Boilers/Unit Heaters | Natural Gas (Weighted U.S. Average) | Carbon Dioxide Biogenic | 0 | 0 | C
311511 | 1006970 | 2023 |  | GP-Boilers/Unit Heaters | Natural Gas (Weighted U.S. Average) | Carbon Dioxide Non-Biogenic | 64582.5 | 0 | C
311511 | 1006970 | 2023 |  | GP-Boilers/Unit Heaters | Natural Gas (Weighted U.S. Average) | Carbon Dioxide Total | 64582.5 | 0 | C
311511 | 1006970 | 2023 |  | GP-Boilers/Unit Heaters | Natural Gas (Weighted U.S. Average) | Methane | 1.22 | 0 | C
311511 | 1006970 | 2023 |  | GP-Boilers/Unit Heaters | Natural Gas (Weighted U.S. Average) | Methane (Co2 eq) | 30.4 | 0 | C
311511 | 1006970 | 2023 |  | GP-Boilers/Unit Heaters | Natural Gas (Weighted U.S. Average) | Nitrous Oxide | 0.122 | 0 | C
311511 | 1006970 | 2023 |  | GP-Boilers/Unit Heaters | Natural Gas (Weighted U.S. Average) | Nitrous Oxide (Co2 eq) | 36.3 | 0 | C
311511 | 1006970 | 2023 |  | GP-Emergency Generators | Distillate Fuel Oil No. 2 | Carbon Dioxide Biogenic | 0 | 637 | C
311511 | 1006970 | 2023 |  | GP-Emergency Generators | Distillate Fuel Oil No. 2 | Carbon Dioxide Non-Biogenic | 6.5 | 637 | C
311511 | 1006970 | 2023 |  | GP-Emergency Generators | Distillate Fuel Oil No. 2 | Carbon Dioxide Total | 6.5 | 637 | C
311511 | 1006970 | 2023 |  | GP-Emergency Generators | Distillate Fuel Oil No. 2 | Methane | 0 | 637 | C
311511 | 1006970 | 2023 |  | GP-Emergency Generators | Distillate Fuel Oil No. 2 | Methane (Co2 eq) | 0 | 637 | C
311511 | 1006970 | 2023 |  | GP-Emergency Generators | Distillate Fuel Oil No. 2 | Nitrous Oxide | 0 | 637 | C
311511 | 1006970 | 2023 |  | GP-Emergency Generators | Distillate Fuel Oil No. 2 | Nitrous Oxide (Co2 eq) | 0 | 637 | C
322120 | 1006975 | 2023 | OB (Boiler, other) | PB07 | Natural Gas (Weighted U.S. Average) | Carbon Dioxide Biogenic | 0 | 352373063 | C
322120 | 1006975 | 2023 | OB (Boiler, other) | PB07 | Natural Gas (Weighted U.S. Average) | Carbon Dioxide Non-Biogenic | 19330.1229 | 352373063 | C
322120 | 1006975 | 2023 | OB (Boiler, other) | PB07 | Natural Gas (Weighted U.S. Average) | Carbon Dioxide Total | 19330.1229 | 352373063 | C
322120 | 1006975 | 2023 | OB (Boiler, other) | PB07 | Natural Gas (Weighted U.S. Average) | Methane | 0.36431 | 352373063 | C
322120 | 1006975 | 2023 | OB (Boiler, other) | PB07 | Natural Gas (Weighted U.S. Average) | Methane (Co2 eq) | 9.1077 | 352373063 | C
322120 | 1006975 | 2023 | OB (Boiler, other) | PB07 | Natural Gas (Weighted U.S. Average) | Nitrous Oxide | 0.036431 | 352373063 | C
322120 | 1006975 | 2023 | OB (Boiler, other) | PB07 | Natural Gas (Weighted U.S. Average) | Nitrous Oxide (Co2 eq) | 10.8563 | 352373063 | C
322120 | 1006975 | 2023 | PD (Product or intermediate product dryer) | TM05/07 | Natural Gas (Weighted U.S. Average) | Carbon Dioxide Biogenic | 0 | 281045499 | C
322120 | 1006975 | 2023 | PD (Product or intermediate product dryer) | TM05/07 | Natural Gas (Weighted U.S. Average) | Carbon Dioxide Non-Biogenic | 15413.0781 | 281045499 | C
322120 | 1006975 | 2023 | PD (Product or intermediate product dryer) | TM05/07 | Natural Gas (Weighted U.S. Average) | Carbon Dioxide Total | 15413.0781 | 281045499 | C
322120 | 1006975 | 2023 | PD (Product or intermediate product dryer) | TM05/07 | Natural Gas (Weighted U.S. Average) | Methane | 0.29048 | 281045499 | C
322120 | 1006975 | 2023 | PD (Product or intermediate product dryer) | TM05/07 | Natural Gas (Weighted U.S. Average) | Methane (Co2 eq) | 7.2621 | 281045499 | C
322120 | 1006975 | 2023 | PD (Product or intermediate product dryer) | TM05/07 | Natural Gas (Weighted U.S. Average) | Nitrous Oxide | 0.029048 | 281045499 | C
322120 | 1006975 | 2023 | PD (Product or intermediate product dryer) | TM05/07 | Natural Gas (Weighted U.S. Average) | Nitrous Oxide (Co2 eq) | 8.6564 | 281045499 | C
322120 | 1006975 | 2023 | PD (Product or intermediate product dryer) | TM06 | Natural Gas (Weighted U.S. Average) | Carbon Dioxide Biogenic | 0 | 397952219 | C
322120 | 1006975 | 2023 | PD (Product or intermediate product dryer) | TM06 | Natural Gas (Weighted U.S. Average) | Carbon Dioxide Non-Biogenic | 21824.4684 | 397952219 | C
322120 | 1006975 | 2023 | PD (Product or intermediate product dryer) | TM06 | Natural Gas (Weighted U.S. Average) | Carbon Dioxide Total | 21824.4684 | 397952219 | C
322120 | 1006975 | 2023 | PD (Product or intermediate product dryer) | TM06 | Natural Gas (Weighted U.S. Average) | Methane | 0.41132 | 397952219 | C
322120 | 1006975 | 2023 | PD (Product or intermediate product dryer) | TM06 | Natural Gas (Weighted U.S. Average) | Methane (Co2 eq) | 10.2829 | 397952219 | C
322120 | 1006975 | 2023 | PD (Product or intermediate product dryer) | TM06 | Natural Gas (Weighted U.S. Average) | Nitrous Oxide | 0.041132 | 397952219 | C
322120 | 1006975 | 2023 | PD (Product or intermediate product dryer) | TM06 | Natural Gas (Weighted U.S. Average) | Nitrous Oxide (Co2 eq) | 12.2572 | 397952219 | C
322130 | 1006988 | 2023 | PD (Product or intermediate product dryer) | EU018 | Natural Gas (Weighted U.S. Average) | Carbon Dioxide Biogenic | 0 | 0 | C
322130 | 1006988 | 2023 | PD (Product or intermediate product dryer) | EU018 | Natural Gas (Weighted U.S. Average) | Carbon Dioxide Non-Biogenic | 1200.4 | 0 | C
322130 | 1006988 | 2023 | PD (Product or intermediate product dryer) | EU018 | Natural Gas (Weighted U.S. Average) | Carbon Dioxide Total | 1200.4 | 0 | C
322130 | 1006988 | 2023 | PD (Product or intermediate product dryer) | EU018 | Natural Gas (Weighted U.S. Average) | Methane | 0.02 | 0 | C
322130 | 1006988 | 2023 | PD (Product or intermediate product dryer) | EU018 | Natural Gas (Weighted U.S. Average) | Methane (Co2 eq) | 0.6 | 0 | C
322130 | 1006988 | 2023 | PD (Product or intermediate product dryer) | EU018 | Natural Gas (Weighted U.S. Average) | Nitrous Oxide | 0.002 | 0 | C
322130 | 1006988 | 2023 | PD (Product or intermediate product dryer) | EU018 | Natural Gas (Weighted U.S. Average) | Nitrous Oxide (Co2 eq) | 0.7 | 0 | C
322130 | 1006988 | 2023 |  | GP-01 (Boilers) | Natural Gas (Weighted U.S. Average) | Carbon Dioxide Biogenic | 0 | 0 | C
322130 | 1006988 | 2023 |  | GP-01 (Boilers) | Natural Gas (Weighted U.S. Average) | Carbon Dioxide Non-Biogenic | 61373.5 | 0 | C
322130 | 1006988 | 2023 |  | GP-01 (Boilers) | Natural Gas (Weighted U.S. Average) | Carbon Dioxide Total | 61373.5 | 0 | C
322130 | 1006988 | 2023 |  | GP-01 (Boilers) | Natural Gas (Weighted U.S. Average) | Methane | 1.16 | 0 | C
322130 | 1006988 | 2023 |  | GP-01 (Boilers) | Natural Gas (Weighted U.S. Average) | Methane (Co2 eq) | 28.9 | 0 | C
322130 | 1006988 | 2023 |  | GP-01 (Boilers) | Natural Gas (Weighted U.S. Average) | Nitrous Oxide | 0.116 | 0 | C
322130 | 1006988 | 2023 |  | GP-01 (Boilers) | Natural Gas (Weighted U.S. Average) | Nitrous Oxide (Co2 eq) | 34.5 | 0 | C
322130 | 1006988 | 2023 |  | GP-03 | Natural Gas (Weighted U.S. Average) | Carbon Dioxide Biogenic | 0 | 0 | C
322130 | 1006988 | 2023 |  | GP-03 | Natural Gas (Weighted U.S. Average) | Carbon Dioxide Non-Biogenic | 37.5 | 0 | C
322130 | 1006988 | 2023 |  | GP-03 | Natural Gas (Weighted U.S. Average) | Carbon Dioxide Total | 37.5 | 0 | C
322130 | 1006988 | 2023 |  | GP-03 | Natural Gas (Weighted U.S. Average) | Methane | 0 | 0 | C
322130 | 1006988 | 2023 |  | GP-03 | Natural Gas (Weighted U.S. Average) | Methane (Co2 eq) | 0 | 0 | C
322130 | 1006988 | 2023 |  | GP-03 | Natural Gas (Weighted U.S. Average) | Nitrous Oxide | 0 | 0 | C
322130 | 1006988 | 2023 |  | GP-03 | Natural Gas (Weighted U.S. Average) | Nitrous Oxide (Co2 eq) | 0 | 0 | C
322130 | 1006988 | 2023 |  | GP-04 | Natural Gas (Weighted U.S. Average) | Carbon Dioxide Biogenic | 0 | 0 | C
322130 | 1006988 | 2023 |  | GP-04 | Natural Gas (Weighted U.S. Average) | Carbon Dioxide Non-Biogenic | 0 | 0 | C
322130 | 1006988 | 2023 |  | GP-04 | Natural Gas (Weighted U.S. Average) | Carbon Dioxide Total | 0 | 0 | C
322130 | 1006988 | 2023 |  | GP-04 | Natural Gas (Weighted U.S. Average) | Methane | 0 | 0 | C
322130 | 1006988 | 2023 |  | GP-04 | Natural Gas (Weighted U.S. Average) | Methane (Co2 eq) | 0 | 0 | C
322130 | 1006988 | 2023 |  | GP-04 | Natural Gas (Weighted U.S. Average) | Nitrous Oxide | 0 | 0 | C
322130 | 1006988 | 2023 |  | GP-04 | Natural Gas (Weighted U.S. Average) | Nitrous Oxide (Co2 eq) | 0 | 0 | C
322120 | 1006994 | 2023 | OB (Boiler, other) | Boiler | Other Biomass Gases | Carbon Dioxide Biogenic | 4251.6 | 0 | C
322120 | 1006994 | 2023 | OB (Boiler, other) | Boiler | Other Biomass Gases | Carbon Dioxide Non-Biogenic | 0 | 0 | C
322120 | 1006994 | 2023 | OB (Boiler, other) | Boiler | Other Biomass Gases | Carbon Dioxide Total | 4251.6 | 0 | C
322120 | 1006994 | 2023 | OB (Boiler, other) | Boiler | Other Biomass Gases | Methane | 0.26 | 0 | C
322120 | 1006994 | 2023 | OB (Boiler, other) | Boiler | Other Biomass Gases | Methane (Co2 eq) | 6.5 | 0 | C
322120 | 1006994 | 2023 | OB (Boiler, other) | Boiler | Other Biomass Gases | Nitrous Oxide | 0.051 | 0 | C
322120 | 1006994 | 2023 | OB (Boiler, other) | Boiler | Other Biomass Gases | Nitrous Oxide (Co2 eq) | 15.3 | 0 | C
322120 | 1006994 | 2023 |  | CP-1 | Natural Gas (Weighted U.S. Average) | Carbon Dioxide Biogenic | 0 | 0 | C
322120 | 1006994 | 2023 |  | CP-1 | Natural Gas (Weighted U.S. Average) | Carbon Dioxide Non-Biogenic | 105439.5 | 0 | C
322120 | 1006994 | 2023 |  | CP-1 | Natural Gas (Weighted U.S. Average) | Carbon Dioxide Total | 105439.5 | 0 | C
322120 | 1006994 | 2023 |  | CP-1 | Natural Gas (Weighted U.S. Average) | Methane | 1.99 | 0 | C
322120 | 1006994 | 2023 |  | CP-1 | Natural Gas (Weighted U.S. Average) | Methane (Co2 eq) | 49.7 | 0 | C
322120 | 1006994 | 2023 |  | CP-1 | Natural Gas (Weighted U.S. Average) | Nitrous Oxide | 0.199 | 0 | C
322120 | 1006994 | 2023 |  | CP-1 | Natural Gas (Weighted U.S. Average) | Nitrous Oxide (Co2 eq) | 59.2 | 0 | C
325110 | 1007002 | 2023 | PRH (Process Heater) | F8300 | Natural Gas (Weighted U.S. Average) | Carbon Dioxide Biogenic | 0 | 0 | C
325110 | 1007002 | 2023 | PRH (Process Heater) | F8300 | Natural Gas (Weighted U.S. Average) | Carbon Dioxide Non-Biogenic | 5426.3 | 0 | C
325110 | 1007002 | 2023 | PRH (Process Heater) | F8300 | Natural Gas (Weighted U.S. Average) | Carbon Dioxide Total | 5426.3 | 0 | C
325110 | 1007002 | 2023 | PRH (Process Heater) | F8300 | Natural Gas (Weighted U.S. Average) | Methane | 0.1 | 0 | C
325110 | 1007002 | 2023 | PRH (Process Heater) | F8300 | Natural Gas (Weighted U.S. Average) | Methane (Co2 eq) | 2.6 | 0 | C
325110 | 1007002 | 2023 | PRH (Process Heater) | F8300 | Natural Gas (Weighted U.S. Average) | Nitrous Oxide | 0.01 | 0 | C
325110 | 1007002 | 2023 | PRH (Process Heater) | F8300 | Natural Gas (Weighted U.S. Average) | Nitrous Oxide (Co2 eq) | 3 | 0 | C
325110 | 1007002 | 2023 | PRH (Process Heater) | FOL601 | Fuel Gas | Carbon Dioxide Biogenic | 0 | 0 | C
325110 | 1007002 | 2023 | PRH (Process Heater) | FOL601 | Fuel Gas | Carbon Dioxide Non-Biogenic | 6751.7 | 0 | C
325110 | 1007002 | 2023 | PRH (Process Heater) | FOL601 | Fuel Gas | Carbon Dioxide Total | 6751.7 | 0 | C
325110 | 1007002 | 2023 | PRH (Process Heater) | FOL601 | Fuel Gas | Methane | 0.34 | 0 | C
325110 | 1007002 | 2023 | PRH (Process Heater) | FOL601 | Fuel Gas | Methane (Co2 eq) | 8.6 | 0 | C
325110 | 1007002 | 2023 | PRH (Process Heater) | FOL601 | Fuel Gas | Nitrous Oxide | 0.069 | 0 | C
325110 | 1007002 | 2023 | PRH (Process Heater) | FOL601 | Fuel Gas | Nitrous Oxide (Co2 eq) | 20.5 | 0 | C
325110 | 1007002 | 2023 | PRH (Process Heater) | FOL602 | Fuel Gas | Carbon Dioxide Biogenic | 0 | 0 | C
325110 | 1007002 | 2023 | PRH (Process Heater) | FOL602 | Fuel Gas | Carbon Dioxide Non-Biogenic | 3623.9 | 0 | C
325110 | 1007002 | 2023 | PRH (Process Heater) | FOL602 | Fuel Gas | Carbon Dioxide Total | 3623.9 | 0 | C
325110 | 1007002 | 2023 | PRH (Process Heater) | FOL602 | Fuel Gas | Methane | 0.18 | 0 | C
325110 | 1007002 | 2023 | PRH (Process Heater) | FOL602 | Fuel Gas | Methane (Co2 eq) | 4.6 | 0 | C
325110 | 1007002 | 2023 | PRH (Process Heater) | FOL602 | Fuel Gas | Nitrous Oxide | 0.037 | 0 | C
325110 | 1007002 | 2023 | PRH (Process Heater) | FOL602 | Fuel Gas | Nitrous Oxide (Co2 eq) | 11 | 0 | C
325110 | 1007002 | 2023 | PRH (Process Heater) | FOL603 | Fuel Gas | Carbon Dioxide Biogenic | 0 | 0 | C
325110 | 1007002 | 2023 | PRH (Process Heater) | FOL603 | Fuel Gas | Carbon Dioxide Non-Biogenic | 9215.8 | 0 | C
325110 | 1007002 | 2023 | PRH (Process Heater) | FOL603 | Fuel Gas | Carbon Dioxide Total | 9215.8 | 0 | C
325110 | 1007002 | 2023 | PRH (Process Heater) | FOL603 | Fuel Gas | Methane | 0.47 | 0 | C
325110 | 1007002 | 2023 | PRH (Process Heater) | FOL603 | Fuel Gas | Methane (Co2 eq) | 11.7 | 0 | C
325110 | 1007002 | 2023 | PRH (Process Heater) | FOL603 | Fuel Gas | Nitrous Oxide | 0.094 | 0 | C
325110 | 1007002 | 2023 | PRH (Process Heater) | FOL603 | Fuel Gas | Nitrous Oxide (Co2 eq) | 27.9 | 0 | C
325110 | 1007002 | 2023 | PRH (Process Heater) | FOL604 | Fuel Gas | Carbon Dioxide Biogenic | 0 | 0 | C
325110 | 1007002 | 2023 | PRH (Process Heater) | FOL604 | Fuel Gas | Carbon Dioxide Non-Biogenic | 6988.2 | 0 | C
325110 | 1007002 | 2023 | PRH (Process Heater) | FOL604 | Fuel Gas | Carbon Dioxide Total | 6988.2 | 0 | C
325110 | 1007002 | 2023 | PRH (Process Heater) | FOL604 | Fuel Gas | Methane | 0.36 | 0 | C
325110 | 1007002 | 2023 | PRH (Process Heater) | FOL604 | Fuel Gas | Methane (Co2 eq) | 8.9 | 0 | C
325110 | 1007002 | 2023 | PRH (Process Heater) | FOL604 | Fuel Gas | Nitrous Oxide | 0.071 | 0 | C
325110 | 1007002 | 2023 | PRH (Process Heater) | FOL604 | Fuel Gas | Nitrous Oxide (Co2 eq) | 21.2 | 0 | C
325110 | 1007002 | 2023 | PRH (Process Heater) | FOL700 | Fuel Gas | Carbon Dioxide Biogenic | 0 | 0 | C
325110 | 1007002 | 2023 | PRH (Process Heater) | FOL700 | Fuel Gas | Carbon Dioxide Non-Biogenic | 20066 | 0 | C
325110 | 1007002 | 2023 | PRH (Process Heater) | FOL700 | Fuel Gas | Carbon Dioxide Total | 20066 | 0 | C
325110 | 1007002 | 2023 | PRH (Process Heater) | FOL700 | Fuel Gas | Methane | 1.02 | 0 | C
325110 | 1007002 | 2023 | PRH (Process Heater) | FOL700 | Fuel Gas | Methane (Co2 eq) | 25.5 | 0 | C
325110 | 1007002 | 2023 | PRH (Process Heater) | FOL700 | Fuel Gas | Nitrous Oxide | 0.204 | 0 | C
325110 | 1007002 | 2023 | PRH (Process Heater) | FOL700 | Fuel Gas | Nitrous Oxide (Co2 eq) | 60.8 | 0 | C
325110 | 1007002 | 2023 | PRH (Process Heater) | FOL710 | Fuel Gas | Carbon Dioxide Biogenic | 0 | 0 | C
325110 | 1007002 | 2023 | PRH (Process Heater) | FOL710 | Fuel Gas | Carbon Dioxide Non-Biogenic | 14866.9 | 0 | C
325110 | 1007002 | 2023 | PRH (Process Heater) | FOL710 | Fuel Gas | Carbon Dioxide Total | 14866.9 | 0 | C
325110 | 1007002 | 2023 | PRH (Process Heater) | FOL710 | Fuel Gas | Methane | 0.76 | 0 | C
325110 | 1007002 | 2023 | PRH (Process Heater) | FOL710 | Fuel Gas | Methane (Co2 eq) | 18.9 | 0 | C
325110 | 1007002 | 2023 | PRH (Process Heater) | FOL710 | Fuel Gas | Nitrous Oxide | 0.151 | 0 | C
325110 | 1007002 | 2023 | PRH (Process Heater) | FOL710 | Fuel Gas | Nitrous Oxide (Co2 eq) | 45.1 | 0 | C
325110 | 1007002 | 2023 | PRH (Process Heater) | FP31050 | Fuel Gas | Carbon Dioxide Biogenic | 0 | 0 | C
325110 | 1007002 | 2023 | PRH (Process Heater) | FP31050 | Fuel Gas | Carbon Dioxide Non-Biogenic | 34320.9 | 0 | C
325110 | 1007002 | 2023 | PRH (Process Heater) | FP31050 | Fuel Gas | Carbon Dioxide Total | 34320.9 | 0 | C
325110 | 1007002 | 2023 | PRH (Process Heater) | FP31050 | Fuel Gas | Methane | 1.68 | 0 | C
325110 | 1007002 | 2023 | PRH (Process Heater) | FP31050 | Fuel Gas | Methane (Co2 eq) | 41.9 | 0 | C
325110 | 1007002 | 2023 | PRH (Process Heater) | FP31050 | Fuel Gas | Nitrous Oxide | 0.335 | 0 | C
325110 | 1007002 | 2023 | PRH (Process Heater) | FP31050 | Fuel Gas | Nitrous Oxide (Co2 eq) | 100 | 0 | C
325110 | 1007002 | 2023 | PRH (Process Heater) | FP31060 | Fuel Gas | Carbon Dioxide Biogenic | 0 | 0 | C
325110 | 1007002 | 2023 | PRH (Process Heater) | FP31060 | Fuel Gas | Carbon Dioxide Non-Biogenic | 29147.2 | 0 | C
325110 | 1007002 | 2023 | PRH (Process Heater) | FP31060 | Fuel Gas | Carbon Dioxide Total | 29147.2 | 0 | C
325110 | 1007002 | 2023 | PRH (Process Heater) | FP31060 | Fuel Gas | Methane | 1.42 | 0 | C
325110 | 1007002 | 2023 | PRH (Process Heater) | FP31060 | Fuel Gas | Methane (Co2 eq) | 35.6 | 0 | C
325110 | 1007002 | 2023 | PRH (Process Heater) | FP31060 | Fuel Gas | Nitrous Oxide | 0.285 | 0 | C
325110 | 1007002 | 2023 | PRH (Process Heater) | FP31060 | Fuel Gas | Nitrous Oxide (Co2 eq) | 84.9 | 0 | C
325110 | 1007002 | 2023 | PRH (Process Heater) | FP31070 | Fuel Gas | Carbon Dioxide Biogenic | 0 | 0 | C
325110 | 1007002 | 2023 | PRH (Process Heater) | FP31070 | Fuel Gas | Carbon Dioxide Non-Biogenic | 25629.6 | 0 | C
325110 | 1007002 | 2023 | PRH (Process Heater) | FP31070 | Fuel Gas | Carbon Dioxide Total | 25629.6 | 0 | C
325110 | 1007002 | 2023 | PRH (Process Heater) | FP31070 | Fuel Gas | Methane | 1.25 | 0 | C
325110 | 1007002 | 2023 | PRH (Process Heater) | FP31070 | Fuel Gas | Methane (Co2 eq) | 31.3 | 0 | C
325110 | 1007002 | 2023 | PRH (Process Heater) | FP31070 | Fuel Gas | Nitrous Oxide | 0.25 | 0 | C
325110 | 1007002 | 2023 | PRH (Process Heater) | FP31070 | Fuel Gas | Nitrous Oxide (Co2 eq) | 74.6 | 0 | C
325110 | 1007002 | 2023 | PRH (Process Heater) | FP31080 | Fuel Gas | Carbon Dioxide Biogenic | 0 | 0 | C
325110 | 1007002 | 2023 | PRH (Process Heater) | FP31080 | Fuel Gas | Carbon Dioxide Non-Biogenic | 18365.9 | 0 | C
325110 | 1007002 | 2023 | PRH (Process Heater) | FP31080 | Fuel Gas | Carbon Dioxide Total | 18365.9 | 0 | C
325110 | 1007002 | 2023 | PRH (Process Heater) | FP31080 | Fuel Gas | Methane | 0.9 | 0 | C
325110 | 1007002 | 2023 | PRH (Process Heater) | FP31080 | Fuel Gas | Methane (Co2 eq) | 22.4 | 0 | C
325110 | 1007002 | 2023 | PRH (Process Heater) | FP31080 | Fuel Gas | Nitrous Oxide | 0.179 | 0 | C
325110 | 1007002 | 2023 | PRH (Process Heater) | FP31080 | Fuel Gas | Nitrous Oxide (Co2 eq) | 53.5 | 0 | C
325110 | 1007002 | 2023 | PRH (Process Heater) | FP31090 | Fuel Gas | Carbon Dioxide Biogenic | 0 | 0 | C
325110 | 1007002 | 2023 | PRH (Process Heater) | FP31090 | Fuel Gas | Carbon Dioxide Non-Biogenic | 21332.5 | 0 | C
325110 | 1007002 | 2023 | PRH (Process Heater) | FP31090 | Fuel Gas | Carbon Dioxide Total | 21332.5 | 0 | C
325110 | 1007002 | 2023 | PRH (Process Heater) | FP31090 | Fuel Gas | Methane | 1.08 | 0 | C
325110 | 1007002 | 2023 | PRH (Process Heater) | FP31090 | Fuel Gas | Methane (Co2 eq) | 27.1 | 0 | C
325110 | 1007002 | 2023 | PRH (Process Heater) | FP31090 | Fuel Gas | Nitrous Oxide | 0.217 | 0 | C
325110 | 1007002 | 2023 | PRH (Process Heater) | FP31090 | Fuel Gas | Nitrous Oxide (Co2 eq) | 64.6 | 0 | C
325110 | 1007002 | 2023 | PRH (Process Heater) | FP31100 | Fuel Gas | Carbon Dioxide Biogenic | 0 | 0 | C
325110 | 1007002 | 2023 | PRH (Process Heater) | FP31100 | Fuel Gas | Carbon Dioxide Non-Biogenic | 19973.8 | 0 | C
325110 | 1007002 | 2023 | PRH (Process Heater) | FP31100 | Fuel Gas | Carbon Dioxide Total | 19973.8 | 0 | C
325110 | 1007002 | 2023 | PRH (Process Heater) | FP31100 | Fuel Gas | Methane | 1.02 | 0 | C
325110 | 1007002 | 2023 | PRH (Process Heater) | FP31100 | Fuel Gas | Methane (Co2 eq) | 25.4 | 0 | C
325110 | 1007002 | 2023 | PRH (Process Heater) | FP31100 | Fuel Gas | Nitrous Oxide | 0.203 | 0 | C
325110 | 1007002 | 2023 | PRH (Process Heater) | FP31100 | Fuel Gas | Nitrous Oxide (Co2 eq) | 60.5 | 0 | C
325110 | 1007002 | 2023 | PRH (Process Heater) | FP31110 | Fuel Gas | Carbon Dioxide Biogenic | 0 | 0 | C
325110 | 1007002 | 2023 | PRH (Process Heater) | FP31110 | Fuel Gas | Carbon Dioxide Non-Biogenic | 29829.1 | 0 | C
325110 | 1007002 | 2023 | PRH (Process Heater) | FP31110 | Fuel Gas | Carbon Dioxide Total | 29829.1 | 0 | C
325110 | 1007002 | 2023 | PRH (Process Heater) | FP31110 | Fuel Gas | Methane | 1.46 | 0 | C
325110 | 1007002 | 2023 | PRH (Process Heater) | FP31110 | Fuel Gas | Methane (Co2 eq) | 36.4 | 0 | C
325110 | 1007002 | 2023 | PRH (Process Heater) | FP31110 | Fuel Gas | Nitrous Oxide | 0.292 | 0 | C
325110 | 1007002 | 2023 | PRH (Process Heater) | FP31110 | Fuel Gas | Nitrous Oxide (Co2 eq) | 86.9 | 0 | C
325110 | 1007002 | 2023 | PRH (Process Heater) | FP31120 | Fuel Gas | Carbon Dioxide Biogenic | 0 | 0 | C
325110 | 1007002 | 2023 | PRH (Process Heater) | FP31120 | Fuel Gas | Carbon Dioxide Non-Biogenic | 26865.5 | 0 | C
325110 | 1007002 | 2023 | PRH (Process Heater) | FP31120 | Fuel Gas | Carbon Dioxide Total | 26865.5 | 0 | C
325110 | 1007002 | 2023 | PRH (Process Heater) | FP31120 | Fuel Gas | Methane | 1.31 | 0 | C
325110 | 1007002 | 2023 | PRH (Process Heater) | FP31120 | Fuel Gas | Methane (Co2 eq) | 32.8 | 0 | C
325110 | 1007002 | 2023 | PRH (Process Heater) | FP31120 | Fuel Gas | Nitrous Oxide | 0.263 | 0 | C
325110 | 1007002 | 2023 | PRH (Process Heater) | FP31120 | Fuel Gas | Nitrous Oxide (Co2 eq) | 78.2 | 0 | C
325110 | 1007002 | 2023 | PRH (Process Heater) | FP31130 | Fuel Gas | Carbon Dioxide Biogenic | 0 | 0 | C
325110 | 1007002 | 2023 | PRH (Process Heater) | FP31130 | Fuel Gas | Carbon Dioxide Non-Biogenic | 2754.1 | 0 | C
325110 | 1007002 | 2023 | PRH (Process Heater) | FP31130 | Fuel Gas | Carbon Dioxide Total | 2754.1 | 0 | C
325110 | 1007002 | 2023 | PRH (Process Heater) | FP31130 | Fuel Gas | Methane | 0.13 | 0 | C
325110 | 1007002 | 2023 | PRH (Process Heater) | FP31130 | Fuel Gas | Methane (Co2 eq) | 3.4 | 0 | C
325110 | 1007002 | 2023 | PRH (Process Heater) | FP31130 | Fuel Gas | Nitrous Oxide | 0.027 | 0 | C
325110 | 1007002 | 2023 | PRH (Process Heater) | FP31130 | Fuel Gas | Nitrous Oxide (Co2 eq) | 8 | 0 | C
325110 | 1007002 | 2023 | PRH (Process Heater) | FP31140 | Fuel Gas | Carbon Dioxide Biogenic | 0 | 0 | C
325110 | 1007002 | 2023 | PRH (Process Heater) | FP31140 | Fuel Gas | Carbon Dioxide Non-Biogenic | 35379.4 | 0 | C
325110 | 1007002 | 2023 | PRH (Process Heater) | FP31140 | Fuel Gas | Carbon Dioxide Total | 35379.4 | 0 | C
325110 | 1007002 | 2023 | PRH (Process Heater) | FP31140 | Fuel Gas | Methane | 1.73 | 0 | C
325110 | 1007002 | 2023 | PRH (Process Heater) | FP31140 | Fuel Gas | Methane (Co2 eq) | 43.2 | 0 | C
325110 | 1007002 | 2023 | PRH (Process Heater) | FP31140 | Fuel Gas | Nitrous Oxide | 0.346 | 0 | C
325110 | 1007002 | 2023 | PRH (Process Heater) | FP31140 | Fuel Gas | Nitrous Oxide (Co2 eq) | 103 | 0 | C
325110 | 1007002 | 2023 | OB (Boiler, other) | H87920 | Fuel Gas | Carbon Dioxide Biogenic | 0 | 0 | C
325110 | 1007002 | 2023 | OB (Boiler, other) | H87920 | Fuel Gas | Carbon Dioxide Non-Biogenic | 28201.1 | 0 | C
325110 | 1007002 | 2023 | OB (Boiler, other) | H87920 | Fuel Gas | Carbon Dioxide Total | 28201.1 | 0 | C
325110 | 1007002 | 2023 | OB (Boiler, other) | H87920 | Fuel Gas | Methane | 66.03 | 0 | C
325110 | 1007002 | 2023 | OB (Boiler, other) | H87920 | Fuel Gas | Methane (Co2 eq) | 1650.8 | 0 | C
325110 | 1007002 | 2023 | OB (Boiler, other) | H87920 | Fuel Gas | Nitrous Oxide | 13.206 | 0 | C
325110 | 1007002 | 2023 | OB (Boiler, other) | H87920 | Fuel Gas | Nitrous Oxide (Co2 eq) | 3935.4 | 0 | C
325110 | 1007002 | 2023 | OB (Boiler, other) | H87920 | Natural Gas (Weighted U.S. Average) | Carbon Dioxide Biogenic | 0 | 0 | C
325110 | 1007002 | 2023 | OB (Boiler, other) | H87920 | Natural Gas (Weighted U.S. Average) | Carbon Dioxide Non-Biogenic | 2337.5 | 0 | C
325110 | 1007002 | 2023 | OB (Boiler, other) | H87920 | Natural Gas (Weighted U.S. Average) | Carbon Dioxide Total | 2337.5 | 0 | C
325110 | 1007002 | 2023 | OB (Boiler, other) | H87920 | Natural Gas (Weighted U.S. Average) | Methane | 0.04 | 0 | C
325110 | 1007002 | 2023 | OB (Boiler, other) | H87920 | Natural Gas (Weighted U.S. Average) | Methane (Co2 eq) | 1.1 | 0 | C
325110 | 1007002 | 2023 | OB (Boiler, other) | H87920 | Natural Gas (Weighted U.S. Average) | Nitrous Oxide | 0.004 | 0 | C
325110 | 1007002 | 2023 | OB (Boiler, other) | H87920 | Natural Gas (Weighted U.S. Average) | Nitrous Oxide (Co2 eq) | 1.3 | 0 | C
325110 | 1007002 | 2023 | OB (Boiler, other) | H87920 |  | Carbon Dioxide Biogenic | 0 | 0 | C
325110 | 1007002 | 2023 | OB (Boiler, other) | H87920 |  | Carbon Dioxide Non-Biogenic | 8113.1 | 0 | C
325110 | 1007002 | 2023 | OB (Boiler, other) | H87920 |  | Carbon Dioxide Total | 8113.1 | 0 | C
325110 | 1007002 | 2023 | OB (Boiler, other) | H87920 |  | Methane | 0 | 0 | C
325110 | 1007002 | 2023 | OB (Boiler, other) | H87920 |  | Methane (Co2 eq) | 0 | 0 | C
325110 | 1007002 | 2023 | OB (Boiler, other) | H87920 |  | Nitrous Oxide | 0 | 0 | C
325110 | 1007002 | 2023 | OB (Boiler, other) | H87920 |  | Nitrous Oxide (Co2 eq) | 0 | 0 | C
325110 | 1007002 | 2023 | ICI (Incinerator, commercial and industrial) | H9200 | Natural Gas (Weighted U.S. Average) | Carbon Dioxide Biogenic | 0 | 0 | C
325110 | 1007002 | 2023 | ICI (Incinerator, commercial and industrial) | H9200 | Natural Gas (Weighted U.S. Average) | Carbon Dioxide Non-Biogenic | 5952.3 | 0 | C
325110 | 1007002 | 2023 | ICI (Incinerator, commercial and industrial) | H9200 | Natural Gas (Weighted U.S. Average) | Carbon Dioxide Total | 5952.3 | 0 | C
325110 | 1007002 | 2023 | ICI (Incinerator, commercial and industrial) | H9200 | Natural Gas (Weighted U.S. Average) | Methane | 0.11 | 0 | C
325110 | 1007002 | 2023 | ICI (Incinerator, commercial and industrial) | H9200 | Natural Gas (Weighted U.S. Average) | Methane (Co2 eq) | 2.8 | 0 | C
325110 | 1007002 | 2023 | ICI (Incinerator, commercial and industrial) | H9200 | Natural Gas (Weighted U.S. Average) | Nitrous Oxide | 0.011 | 0 | C
325110 | 1007002 | 2023 | ICI (Incinerator, commercial and industrial) | H9200 | Natural Gas (Weighted U.S. Average) | Nitrous Oxide (Co2 eq) | 3.3 | 0 | C
325110 | 1007002 | 2023 | Flare | OP2-ELFLARE |  | Carbon Dioxide | 6888 |  | X
325110 | 1007002 | 2023 | Flare | OP2-ELFLARE |  | Methane | 15.01 |  | X
325110 | 1007002 | 2023 | Flare | OP2-ELFLARE |  | Nitrous Oxide | 0.069 |  | X
325110 | 1007002 | 2023 | Flare | OP3 - Elevated Flare |  | Carbon Dioxide | 12938 |  | X
325110 | 1007002 | 2023 | Flare | OP3 - Elevated Flare |  | Methane | 3.3 |  | X
325110 | 1007002 | 2023 | Flare | OP3 - Elevated Flare |  | Nitrous Oxide | 0.129 |  | X
325110 | 1007002 | 2023 | Flare | OP3-Ground Flare |  | Carbon Dioxide | 134853.9 |  | X
325110 | 1007002 | 2023 | Flare | OP3-Ground Flare |  | Methane | 252.93 |  | X
325110 | 1007002 | 2023 | Flare | OP3-Ground Flare |  | Nitrous Oxide | 1.349 |  | X
311611 | 1007014 | 2023 |  | GP-1 | Distillate Fuel Oil No. 2 | Carbon Dioxide Biogenic | 0 | 0 | C
311611 | 1007014 | 2023 |  | GP-1 | Distillate Fuel Oil No. 2 | Carbon Dioxide Non-Biogenic | 1.1 | 0 | C
311611 | 1007014 | 2023 |  | GP-1 | Distillate Fuel Oil No. 2 | Carbon Dioxide Total | 1.1 | 0 | C
311611 | 1007014 | 2023 |  | GP-1 | Distillate Fuel Oil No. 2 | Methane | 0 | 0 | C
311611 | 1007014 | 2023 |  | GP-1 | Distillate Fuel Oil No. 2 | Methane (Co2 eq) | 0 | 0 | C
311611 | 1007014 | 2023 |  | GP-1 | Distillate Fuel Oil No. 2 | Nitrous Oxide | 0 | 0 | C
311611 | 1007014 | 2023 |  | GP-1 | Distillate Fuel Oil No. 2 | Nitrous Oxide (Co2 eq) | 0 | 0 | C
311611 | 1007014 | 2023 |  | GP-1 | Natural Gas (Weighted U.S. Average) | Carbon Dioxide Biogenic | 0 | 0 | C
311611 | 1007014 | 2023 |  | GP-1 | Natural Gas (Weighted U.S. Average) | Carbon Dioxide Non-Biogenic | 29883.7 | 0 | C
311611 | 1007014 | 2023 |  | GP-1 | Natural Gas (Weighted U.S. Average) | Carbon Dioxide Total | 29883.7 | 0 | C
311611 | 1007014 | 2023 |  | GP-1 | Natural Gas (Weighted U.S. Average) | Methane | 0.56 | 0 | C
311611 | 1007014 | 2023 |  | GP-1 | Natural Gas (Weighted U.S. Average) | Methane (Co2 eq) | 14.1 | 0 | C
311611 | 1007014 | 2023 |  | GP-1 | Natural Gas (Weighted U.S. Average) | Nitrous Oxide | 0.056 | 0 | C
311611 | 1007014 | 2023 |  | GP-1 | Natural Gas (Weighted U.S. Average) | Nitrous Oxide (Co2 eq) | 16.8 | 0 | C
311611 | 1007014 | 2023 |  | GP-1 | Other Biomass Gases | Carbon Dioxide Biogenic | 5131.5 | 0 | C
311611 | 1007014 | 2023 |  | GP-1 | Other Biomass Gases | Carbon Dioxide Non-Biogenic | 0 | 0 | C
311611 | 1007014 | 2023 |  | GP-1 | Other Biomass Gases | Carbon Dioxide Total | 5131.5 | 0 | C
311611 | 1007014 | 2023 |  | GP-1 | Other Biomass Gases | Methane | 0.32 | 0 | C
311611 | 1007014 | 2023 |  | GP-1 | Other Biomass Gases | Methane (Co2 eq) | 7.9 | 0 | C
311611 | 1007014 | 2023 |  | GP-1 | Other Biomass Gases | Nitrous Oxide | 0.062 | 0 | C
311611 | 1007014 | 2023 |  | GP-1 | Other Biomass Gases | Nitrous Oxide (Co2 eq) | 18.5 | 0 | C
311613 | 1007030 | 2023 |  | CP-1 | Distillate Fuel Oil No. 2 | Carbon Dioxide Biogenic | 0 | 9392 | C
311613 | 1007030 | 2023 |  | CP-1 | Distillate Fuel Oil No. 2 | Carbon Dioxide Non-Biogenic | 95.9 | 9392 | C
311613 | 1007030 | 2023 |  | CP-1 | Distillate Fuel Oil No. 2 | Carbon Dioxide Total | 95.9 | 9392 | C
311613 | 1007030 | 2023 |  | CP-1 | Distillate Fuel Oil No. 2 | Methane | 0 | 9392 | C
311613 | 1007030 | 2023 |  | CP-1 | Distillate Fuel Oil No. 2 | Methane (Co2 eq) | 0.1 | 9392 | C
311613 | 1007030 | 2023 |  | CP-1 | Distillate Fuel Oil No. 2 | Nitrous Oxide | 0.001 | 9392 | C
311613 | 1007030 | 2023 |  | CP-1 | Distillate Fuel Oil No. 2 | Nitrous Oxide (Co2 eq) | 0.2 | 9392 | C
311613 | 1007030 | 2023 |  | CP-1 | Natural Gas (Weighted U.S. Average) | Carbon Dioxide Biogenic | 0 | 912289000 | C
311613 | 1007030 | 2023 |  | CP-1 | Natural Gas (Weighted U.S. Average) | Carbon Dioxide Non-Biogenic | 49664.6 | 912289000 | C
311613 | 1007030 | 2023 |  | CP-1 | Natural Gas (Weighted U.S. Average) | Carbon Dioxide Total | 49664.6 | 912289000 | C
311613 | 1007030 | 2023 |  | CP-1 | Natural Gas (Weighted U.S. Average) | Methane | 0.94 | 912289000 | C
311613 | 1007030 | 2023 |  | CP-1 | Natural Gas (Weighted U.S. Average) | Methane (Co2 eq) | 23.4 | 912289000 | C
311613 | 1007030 | 2023 |  | CP-1 | Natural Gas (Weighted U.S. Average) | Nitrous Oxide | 0.094 | 912289000 | C
311613 | 1007030 | 2023 |  | CP-1 | Natural Gas (Weighted U.S. Average) | Nitrous Oxide (Co2 eq) | 27.9 | 912289000 | C
311613 | 1007030 | 2023 |  | CP-1 | Propane | Carbon Dioxide Biogenic | 0 | 4692 | C
311613 | 1007030 | 2023 |  | CP-1 | Propane | Carbon Dioxide Non-Biogenic | 26.8 | 4692 | C
311613 | 1007030 | 2023 |  | CP-1 | Propane | Carbon Dioxide Total | 26.8 | 4692 | C
311613 | 1007030 | 2023 |  | CP-1 | Propane | Methane | 0 | 4692 | C
311613 | 1007030 | 2023 |  | CP-1 | Propane | Methane (Co2 eq) | 0 | 4692 | C
311613 | 1007030 | 2023 |  | CP-1 | Propane | Nitrous Oxide | 0 | 4692 | C
311613 | 1007030 | 2023 |  | CP-1 | Propane | Nitrous Oxide (Co2 eq) | 0.1 | 4692 | C
311613 | 1007030 | 2023 |  | GP-Stationary Engines | Distillate Fuel Oil No. 2 | Carbon Dioxide Biogenic | 0 | 1550 | C
311613 | 1007030 | 2023 |  | GP-Stationary Engines | Distillate Fuel Oil No. 2 | Carbon Dioxide Non-Biogenic | 15.8 | 1550 | C
311613 | 1007030 | 2023 |  | GP-Stationary Engines | Distillate Fuel Oil No. 2 | Carbon Dioxide Total | 15.8 | 1550 | C
311613 | 1007030 | 2023 |  | GP-Stationary Engines | Distillate Fuel Oil No. 2 | Methane | 0 | 1550 | C
311613 | 1007030 | 2023 |  | GP-Stationary Engines | Distillate Fuel Oil No. 2 | Methane (Co2 eq) | 0 | 1550 | C
311613 | 1007030 | 2023 |  | GP-Stationary Engines | Distillate Fuel Oil No. 2 | Nitrous Oxide | 0 | 1550 | C
311613 | 1007030 | 2023 |  | GP-Stationary Engines | Distillate Fuel Oil No. 2 | Nitrous Oxide (Co2 eq) | 0 | 1550 | C
325199 | 1007031 | 2023 | PRH (Process Heater) | AE_PRH_HS-101 | Fuel Gas | Carbon Dioxide Biogenic | 0 | 0 | C
325199 | 1007031 | 2023 | PRH (Process Heater) | AE_PRH_HS-101 | Fuel Gas | Carbon Dioxide Non-Biogenic | 2534.1 | 0 | C
325199 | 1007031 | 2023 | PRH (Process Heater) | AE_PRH_HS-101 | Fuel Gas | Carbon Dioxide Total | 2534.1 | 0 | C
325199 | 1007031 | 2023 | PRH (Process Heater) | AE_PRH_HS-101 | Fuel Gas | Methane | 0.13 | 0 | C
325199 | 1007031 | 2023 | PRH (Process Heater) | AE_PRH_HS-101 | Fuel Gas | Methane (Co2 eq) | 3.2 | 0 | C
325199 | 1007031 | 2023 | PRH (Process Heater) | AE_PRH_HS-101 | Fuel Gas | Nitrous Oxide | 0.026 | 0 | C
325199 | 1007031 | 2023 | PRH (Process Heater) | AE_PRH_HS-101 | Fuel Gas | Nitrous Oxide (Co2 eq) | 7.7 | 0 | C
325199 | 1007031 | 2023 | TODF (Thermal oxidizer, direct fired, no heat recovery) | AE_THO_THERMAL OXID HS-2001R | Fuel Gas | Carbon Dioxide Biogenic | 0 | 0 | C
325199 | 1007031 | 2023 | TODF (Thermal oxidizer, direct fired, no heat recovery) | AE_THO_THERMAL OXID HS-2001R | Fuel Gas | Carbon Dioxide Non-Biogenic | 31843.2 | 0 | C
325199 | 1007031 | 2023 | TODF (Thermal oxidizer, direct fired, no heat recovery) | AE_THO_THERMAL OXID HS-2001R | Fuel Gas | Carbon Dioxide Total | 31843.2 | 0 | C
325199 | 1007031 | 2023 | TODF (Thermal oxidizer, direct fired, no heat recovery) | AE_THO_THERMAL OXID HS-2001R | Fuel Gas | Methane | 1.62 | 0 | C
325199 | 1007031 | 2023 | TODF (Thermal oxidizer, direct fired, no heat recovery) | AE_THO_THERMAL OXID HS-2001R | Fuel Gas | Methane (Co2 eq) | 40.5 | 0 | C
325199 | 1007031 | 2023 | TODF (Thermal oxidizer, direct fired, no heat recovery) | AE_THO_THERMAL OXID HS-2001R | Fuel Gas | Nitrous Oxide | 0.324 | 0 | C
325199 | 1007031 | 2023 | TODF (Thermal oxidizer, direct fired, no heat recovery) | AE_THO_THERMAL OXID HS-2001R | Fuel Gas | Nitrous Oxide (Co2 eq) | 96.5 | 0 | C
325199 | 1007031 | 2023 | TODF (Thermal oxidizer, direct fired, no heat recovery) | AE_THO_THERMAL OXID HS-3101 | Fuel Gas | Carbon Dioxide Biogenic | 0 | 0 | C
325199 | 1007031 | 2023 | TODF (Thermal oxidizer, direct fired, no heat recovery) | AE_THO_THERMAL OXID HS-3101 | Fuel Gas | Carbon Dioxide Non-Biogenic | 18735.8 | 0 | C
325199 | 1007031 | 2023 | TODF (Thermal oxidizer, direct fired, no heat recovery) | AE_THO_THERMAL OXID HS-3101 | Fuel Gas | Carbon Dioxide Total | 18735.8 | 0 | C
325199 | 1007031 | 2023 | TODF (Thermal oxidizer, direct fired, no heat recovery) | AE_THO_THERMAL OXID HS-3101 | Fuel Gas | Methane | 0.95 | 0 | C
325199 | 1007031 | 2023 | TODF (Thermal oxidizer, direct fired, no heat recovery) | AE_THO_THERMAL OXID HS-3101 | Fuel Gas | Methane (Co2 eq) | 23.8 | 0 | C
325199 | 1007031 | 2023 | TODF (Thermal oxidizer, direct fired, no heat recovery) | AE_THO_THERMAL OXID HS-3101 | Fuel Gas | Nitrous Oxide | 0.191 | 0 | C
325199 | 1007031 | 2023 | TODF (Thermal oxidizer, direct fired, no heat recovery) | AE_THO_THERMAL OXID HS-3101 | Fuel Gas | Nitrous Oxide (Co2 eq) | 56.8 | 0 | C
325199 | 1007031 | 2023 | Flare | Acrylics Flare AE_DCL_AS-304 |  | Carbon Dioxide | 8672 |  | X
325199 | 1007031 | 2023 | Flare | Acrylics Flare AE_DCL_AS-304 |  | Methane | 26.18 |  | X
325199 | 1007031 | 2023 | Flare | Acrylics Flare AE_DCL_AS-304 |  | Nitrous Oxide | 0.087 |  | X
325199 | 1007031 | 2023 | Flare | BUT_FLR_FLARE F-815 (TB-1) |  | Carbon Dioxide | 0 |  | X
325199 | 1007031 | 2023 | Flare | BUT_FLR_FLARE F-815 (TB-1) |  | Methane | 0 |  | X
325199 | 1007031 | 2023 | Flare | BUT_FLR_FLARE F-815 (TB-1) |  | Nitrous Oxide | 0 |  | X
325199 | 1007031 | 2023 | Flare | BUT_FLR_FLARE F-815 (TB-2) |  | Carbon Dioxide | 14660.2 |  | X
325199 | 1007031 | 2023 | Flare | BUT_FLR_FLARE F-815 (TB-2) |  | Methane | 93.61 |  | X
325199 | 1007031 | 2023 | Flare | BUT_FLR_FLARE F-815 (TB-2) |  | Nitrous Oxide | 0.147 |  | X
325199 | 1007031 | 2023 | CCCT (CC (Turbine, combined cycle)) | COGEN_EAST | Fuel Gas | Carbon Dioxide Biogenic | 0 | 0 | C
325199 | 1007031 | 2023 | CCCT (CC (Turbine, combined cycle)) | COGEN_EAST | Fuel Gas | Carbon Dioxide Non-Biogenic | 556353.6 | 0 | C
325199 | 1007031 | 2023 | CCCT (CC (Turbine, combined cycle)) | COGEN_EAST | Fuel Gas | Carbon Dioxide Total | 556353.6 | 0 | C
325199 | 1007031 | 2023 | CCCT (CC (Turbine, combined cycle)) | COGEN_EAST | Fuel Gas | Methane | 33.85 | 0 | C
325199 | 1007031 | 2023 | CCCT (CC (Turbine, combined cycle)) | COGEN_EAST | Fuel Gas | Methane (Co2 eq) | 846.3 | 0 | C
325199 | 1007031 | 2023 | CCCT (CC (Turbine, combined cycle)) | COGEN_EAST | Fuel Gas | Nitrous Oxide | 6.77 | 0 | C
325199 | 1007031 | 2023 | CCCT (CC (Turbine, combined cycle)) | COGEN_EAST | Fuel Gas | Nitrous Oxide (Co2 eq) | 2017.5 | 0 | C
325199 | 1007031 | 2023 | CCCT (CC (Turbine, combined cycle)) | COGEN_WEST | Fuel Gas | Carbon Dioxide Biogenic | 0 | 0 | C
325199 | 1007031 | 2023 | CCCT (CC (Turbine, combined cycle)) | COGEN_WEST | Fuel Gas | Carbon Dioxide Non-Biogenic | 560297.6 | 0 | C
325199 | 1007031 | 2023 | CCCT (CC (Turbine, combined cycle)) | COGEN_WEST | Fuel Gas | Carbon Dioxide Total | 560297.6 | 0 | C
325199 | 1007031 | 2023 | CCCT (CC (Turbine, combined cycle)) | COGEN_WEST | Fuel Gas | Methane | 33.39 | 0 | C
325199 | 1007031 | 2023 | CCCT (CC (Turbine, combined cycle)) | COGEN_WEST | Fuel Gas | Methane (Co2 eq) | 834.7 | 0 | C
325199 | 1007031 | 2023 | CCCT (CC (Turbine, combined cycle)) | COGEN_WEST | Fuel Gas | Nitrous Oxide | 6.678 | 0 | C
325199 | 1007031 | 2023 | CCCT (CC (Turbine, combined cycle)) | COGEN_WEST | Fuel Gas | Nitrous Oxide (Co2 eq) | 1990 | 0 | C
325199 | 1007031 | 2023 | Flare | DIST_FLR_ACRYLATES FLARE 3414 |  | Carbon Dioxide | 3501 |  | X
325199 | 1007031 | 2023 | Flare | DIST_FLR_ACRYLATES FLARE 3414 |  | Methane | 10.57 |  | X
325199 | 1007031 | 2023 | Flare | DIST_FLR_ACRYLATES FLARE 3414 |  | Nitrous Oxide | 0.035 |  | X
325199 | 1007031 | 2023 | OCS (Other combustion source) | DIST_FLR_FLARE V-3567 | Fuel Gas | Carbon Dioxide Biogenic | 0 | 0 | C
325199 | 1007031 | 2023 | OCS (Other combustion source) | DIST_FLR_FLARE V-3567 | Fuel Gas | Carbon Dioxide Non-Biogenic | 0 | 0 | C
325199 | 1007031 | 2023 | OCS (Other combustion source) | DIST_FLR_FLARE V-3567 | Fuel Gas | Carbon Dioxide Total | 0 | 0 | C
325199 | 1007031 | 2023 | OCS (Other combustion source) | DIST_FLR_FLARE V-3567 | Fuel Gas | Methane | 0 | 0 | C
325199 | 1007031 | 2023 | OCS (Other combustion source) | DIST_FLR_FLARE V-3567 | Fuel Gas | Methane (Co2 eq) | 0 | 0 | C
325199 | 1007031 | 2023 | OCS (Other combustion source) | DIST_FLR_FLARE V-3567 | Fuel Gas | Nitrous Oxide | 0 | 0 | C
325199 | 1007031 | 2023 | OCS (Other combustion source) | DIST_FLR_FLARE V-3567 | Fuel Gas | Nitrous Oxide (Co2 eq) | 0 | 0 | C
325199 | 1007031 | 2023 | Flare | EA_FLR_FLARE K-1016 |  | Carbon Dioxide | 1094.8 |  | X
325199 | 1007031 | 2023 | Flare | EA_FLR_FLARE K-1016 |  | Methane | 3.3 |  | X
325199 | 1007031 | 2023 | Flare | EA_FLR_FLARE K-1016 |  | Nitrous Oxide | 0.011 |  | X
325199 | 1007031 | 2023 | OB (Boiler, other) | ES_BLR_EAST PACKAGE BOILER | Fuel Gas | Carbon Dioxide Biogenic | 0 | 0 | C
325199 | 1007031 | 2023 | OB (Boiler, other) | ES_BLR_EAST PACKAGE BOILER | Fuel Gas | Carbon Dioxide Non-Biogenic | 48655.5 | 0 | C
325199 | 1007031 | 2023 | OB (Boiler, other) | ES_BLR_EAST PACKAGE BOILER | Fuel Gas | Carbon Dioxide Total | 48655.5 | 0 | C
325199 | 1007031 | 2023 | OB (Boiler, other) | ES_BLR_EAST PACKAGE BOILER | Fuel Gas | Methane | 2.95 | 0 | C
325199 | 1007031 | 2023 | OB (Boiler, other) | ES_BLR_EAST PACKAGE BOILER | Fuel Gas | Methane (Co2 eq) | 73.7 | 0 | C
325199 | 1007031 | 2023 | OB (Boiler, other) | ES_BLR_EAST PACKAGE BOILER | Fuel Gas | Nitrous Oxide | 0.59 | 0 | C
325199 | 1007031 | 2023 | OB (Boiler, other) | ES_BLR_EAST PACKAGE BOILER | Fuel Gas | Nitrous Oxide (Co2 eq) | 175.8 | 0 | C
325199 | 1007031 | 2023 | OB (Boiler, other) | ES_BLR_WEST PACKAGE BOILER | Fuel Gas | Carbon Dioxide Biogenic | 0 | 0 | C
325199 | 1007031 | 2023 | OB (Boiler, other) | ES_BLR_WEST PACKAGE BOILER | Fuel Gas | Carbon Dioxide Non-Biogenic | 43241.6 | 0 | C
325199 | 1007031 | 2023 | OB (Boiler, other) | ES_BLR_WEST PACKAGE BOILER | Fuel Gas | Carbon Dioxide Total | 43241.6 | 0 | C
325199 | 1007031 | 2023 | OB (Boiler, other) | ES_BLR_WEST PACKAGE BOILER | Fuel Gas | Methane | 2.6 | 0 | C
325199 | 1007031 | 2023 | OB (Boiler, other) | ES_BLR_WEST PACKAGE BOILER | Fuel Gas | Methane (Co2 eq) | 65.1 | 0 | C
325199 | 1007031 | 2023 | OB (Boiler, other) | ES_BLR_WEST PACKAGE BOILER | Fuel Gas | Nitrous Oxide | 0.521 | 0 | C
325199 | 1007031 | 2023 | OB (Boiler, other) | ES_BLR_WEST PACKAGE BOILER | Fuel Gas | Nitrous Oxide (Co2 eq) | 155.3 | 0 | C
325199 | 1007031 | 2023 |  | GP-GENF_GRP_BUILDING HEATERS_SPC | Natural Gas (Weighted U.S. Average) | Carbon Dioxide Biogenic | 0 | 0 | C
325199 | 1007031 | 2023 |  | GP-GENF_GRP_BUILDING HEATERS_SPC | Natural Gas (Weighted U.S. Average) | Carbon Dioxide Non-Biogenic | 477.7 | 0 | C
325199 | 1007031 | 2023 |  | GP-GENF_GRP_BUILDING HEATERS_SPC | Natural Gas (Weighted U.S. Average) | Carbon Dioxide Total | 477.7 | 0 | C
325199 | 1007031 | 2023 |  | GP-GENF_GRP_BUILDING HEATERS_SPC | Natural Gas (Weighted U.S. Average) | Methane | 0.01 | 0 | C
325199 | 1007031 | 2023 |  | GP-GENF_GRP_BUILDING HEATERS_SPC | Natural Gas (Weighted U.S. Average) | Methane (Co2 eq) | 0.2 | 0 | C
325199 | 1007031 | 2023 |  | GP-GENF_GRP_BUILDING HEATERS_SPC | Natural Gas (Weighted U.S. Average) | Nitrous Oxide | 0.001 | 0 | C
325199 | 1007031 | 2023 |  | GP-GENF_GRP_BUILDING HEATERS_SPC | Natural Gas (Weighted U.S. Average) | Nitrous Oxide (Co2 eq) | 0.3 | 0 | C
325199 | 1007031 | 2023 | Flare | LPPE_FLR_FLARE V-164 |  | Carbon Dioxide | 34892 |  | X
325199 | 1007031 | 2023 | Flare | LPPE_FLR_FLARE V-164 |  | Methane | 105.32 |  | X
325199 | 1007031 | 2023 | Flare | LPPE_FLR_FLARE V-164 |  | Nitrous Oxide | 0.349 |  | X
325199 | 1007031 | 2023 | Flare | LPPE_FLR_FLARE V-9402 |  | Carbon Dioxide | 40574 |  | X
325199 | 1007031 | 2023 | Flare | LPPE_FLR_FLARE V-9402 |  | Methane | 122.47 |  | X
325199 | 1007031 | 2023 | Flare | LPPE_FLR_FLARE V-9402 |  | Nitrous Oxide | 0.406 |  | X
325199 | 1007031 | 2023 | Flare | OL1_FLR_FLARE CB-101 |  | Carbon Dioxide | 265206.3 |  | X
325199 | 1007031 | 2023 | Flare | OL1_FLR_FLARE CB-101 |  | Methane | 196.3 |  | X
325199 | 1007031 | 2023 | Flare | OL1_FLR_FLARE CB-101 |  | Nitrous Oxide | 2.652 |  | X
325199 | 1007031 | 2023 | F (Furnace) | OL1_FUR_BA-102 | Fuel Gas | Carbon Dioxide Biogenic | 0 | 0 | C
325199 | 1007031 | 2023 | F (Furnace) | OL1_FUR_BA-102 | Fuel Gas | Carbon Dioxide Non-Biogenic | 24553.1 | 0 | C
325199 | 1007031 | 2023 | F (Furnace) | OL1_FUR_BA-102 | Fuel Gas | Carbon Dioxide Total | 24553.1 | 0 | C
325199 | 1007031 | 2023 | F (Furnace) | OL1_FUR_BA-102 | Fuel Gas | Methane | 1.11 | 0 | C
325199 | 1007031 | 2023 | F (Furnace) | OL1_FUR_BA-102 | Fuel Gas | Methane (Co2 eq) | 27.6 | 0 | C
325199 | 1007031 | 2023 | F (Furnace) | OL1_FUR_BA-102 | Fuel Gas | Nitrous Oxide | 0.22 | 0 | C
325199 | 1007031 | 2023 | F (Furnace) | OL1_FUR_BA-102 | Fuel Gas | Nitrous Oxide (Co2 eq) | 65.8 | 0 | C
325199 | 1007031 | 2023 | F (Furnace) | OL1_FUR_BA-103 | Fuel Gas | Carbon Dioxide Biogenic | 0 | 0 | C
325199 | 1007031 | 2023 | F (Furnace) | OL1_FUR_BA-103 | Fuel Gas | Carbon Dioxide Non-Biogenic | 29338.7 | 0 | C
325199 | 1007031 | 2023 | F (Furnace) | OL1_FUR_BA-103 | Fuel Gas | Carbon Dioxide Total | 29338.7 | 0 | C
325199 | 1007031 | 2023 | F (Furnace) | OL1_FUR_BA-103 | Fuel Gas | Methane | 1.3 | 0 | C
325199 | 1007031 | 2023 | F (Furnace) | OL1_FUR_BA-103 | Fuel Gas | Methane (Co2 eq) | 32.6 | 0 | C
325199 | 1007031 | 2023 | F (Furnace) | OL1_FUR_BA-103 | Fuel Gas | Nitrous Oxide | 0.261 | 0 | C
325199 | 1007031 | 2023 | F (Furnace) | OL1_FUR_BA-103 | Fuel Gas | Nitrous Oxide (Co2 eq) | 77.8 | 0 | C
325199 | 1007031 | 2023 | F (Furnace) | OL1_FUR_BA-104 | Fuel Gas | Carbon Dioxide Biogenic | 0 | 0 | C
325199 | 1007031 | 2023 | F (Furnace) | OL1_FUR_BA-104 | Fuel Gas | Carbon Dioxide Non-Biogenic | 28936.3 | 0 | C
325199 | 1007031 | 2023 | F (Furnace) | OL1_FUR_BA-104 | Fuel Gas | Carbon Dioxide Total | 28936.3 | 0 | C
325199 | 1007031 | 2023 | F (Furnace) | OL1_FUR_BA-104 | Fuel Gas | Methane | 1.28 | 0 | C
325199 | 1007031 | 2023 | F (Furnace) | OL1_FUR_BA-104 | Fuel Gas | Methane (Co2 eq) | 31.9 | 0 | C
325199 | 1007031 | 2023 | F (Furnace) | OL1_FUR_BA-104 | Fuel Gas | Nitrous Oxide | 0.255 | 0 | C
325199 | 1007031 | 2023 | F (Furnace) | OL1_FUR_BA-104 | Fuel Gas | Nitrous Oxide (Co2 eq) | 76.2 | 0 | C
325199 | 1007031 | 2023 | F (Furnace) | OL1_FUR_BA-105 | Fuel Gas | Carbon Dioxide Biogenic | 0 | 0 | C
325199 | 1007031 | 2023 | F (Furnace) | OL1_FUR_BA-105 | Fuel Gas | Carbon Dioxide Non-Biogenic | 30677.5 | 0 | C
325199 | 1007031 | 2023 | F (Furnace) | OL1_FUR_BA-105 | Fuel Gas | Carbon Dioxide Total | 30677.5 | 0 | C
325199 | 1007031 | 2023 | F (Furnace) | OL1_FUR_BA-105 | Fuel Gas | Methane | 1.36 | 0 | C
325199 | 1007031 | 2023 | F (Furnace) | OL1_FUR_BA-105 | Fuel Gas | Methane (Co2 eq) | 34.1 | 0 | C
325199 | 1007031 | 2023 | F (Furnace) | OL1_FUR_BA-105 | Fuel Gas | Nitrous Oxide | 0.272 | 0 | C
325199 | 1007031 | 2023 | F (Furnace) | OL1_FUR_BA-105 | Fuel Gas | Nitrous Oxide (Co2 eq) | 81.1 | 0 | C
325199 | 1007031 | 2023 | F (Furnace) | OL1_FUR_BA-106 | Fuel Gas | Carbon Dioxide Biogenic | 0 | 0 | C
325199 | 1007031 | 2023 | F (Furnace) | OL1_FUR_BA-106 | Fuel Gas | Carbon Dioxide Non-Biogenic | 24719 | 0 | C
325199 | 1007031 | 2023 | F (Furnace) | OL1_FUR_BA-106 | Fuel Gas | Carbon Dioxide Total | 24719 | 0 | C
325199 | 1007031 | 2023 | F (Furnace) | OL1_FUR_BA-106 | Fuel Gas | Methane | 1.1 | 0 | C
325199 | 1007031 | 2023 | F (Furnace) | OL1_FUR_BA-106 | Fuel Gas | Methane (Co2 eq) | 27.6 | 0 | C
325199 | 1007031 | 2023 | F (Furnace) | OL1_FUR_BA-106 | Fuel Gas | Nitrous Oxide | 0.22 | 0 | C
325199 | 1007031 | 2023 | F (Furnace) | OL1_FUR_BA-106 | Fuel Gas | Nitrous Oxide (Co2 eq) | 65.7 | 0 | C
325199 | 1007031 | 2023 | F (Furnace) | OL1_FUR_BA-107 | Fuel Gas | Carbon Dioxide Biogenic | 0 | 0 | C
325199 | 1007031 | 2023 | F (Furnace) | OL1_FUR_BA-107 | Fuel Gas | Carbon Dioxide Non-Biogenic | 24964.7 | 0 | C
325199 | 1007031 | 2023 | F (Furnace) | OL1_FUR_BA-107 | Fuel Gas | Carbon Dioxide Total | 24964.7 | 0 | C
325199 | 1007031 | 2023 | F (Furnace) | OL1_FUR_BA-107 | Fuel Gas | Methane | 1.14 | 0 | C
325199 | 1007031 | 2023 | F (Furnace) | OL1_FUR_BA-107 | Fuel Gas | Methane (Co2 eq) | 28.4 | 0 | C
325199 | 1007031 | 2023 | F (Furnace) | OL1_FUR_BA-107 | Fuel Gas | Nitrous Oxide | 0.227 | 0 | C
325199 | 1007031 | 2023 | F (Furnace) | OL1_FUR_BA-107 | Fuel Gas | Nitrous Oxide (Co2 eq) | 67.8 | 0 | C
325199 | 1007031 | 2023 | F (Furnace) | OL1_FUR_BA-108 | Fuel Gas | Carbon Dioxide Biogenic | 0 | 0 | C
325199 | 1007031 | 2023 | F (Furnace) | OL1_FUR_BA-108 | Fuel Gas | Carbon Dioxide Non-Biogenic | 30436.8 | 0 | C
325199 | 1007031 | 2023 | F (Furnace) | OL1_FUR_BA-108 | Fuel Gas | Carbon Dioxide Total | 30436.8 | 0 | C
325199 | 1007031 | 2023 | F (Furnace) | OL1_FUR_BA-108 | Fuel Gas | Methane | 1.37 | 0 | C
325199 | 1007031 | 2023 | F (Furnace) | OL1_FUR_BA-108 | Fuel Gas | Methane (Co2 eq) | 34.1 | 0 | C
325199 | 1007031 | 2023 | F (Furnace) | OL1_FUR_BA-108 | Fuel Gas | Nitrous Oxide | 0.272 | 0 | C
325199 | 1007031 | 2023 | F (Furnace) | OL1_FUR_BA-108 | Fuel Gas | Nitrous Oxide (Co2 eq) | 81.3 | 0 | C
325199 | 1007031 | 2023 | F (Furnace) | OL1_FUR_BA-1413 | Fuel Gas | Carbon Dioxide Biogenic | 0 | 0 | C
325199 | 1007031 | 2023 | F (Furnace) | OL1_FUR_BA-1413 | Fuel Gas | Carbon Dioxide Non-Biogenic | 91842.1 | 0 | C
325199 | 1007031 | 2023 | F (Furnace) | OL1_FUR_BA-1413 | Fuel Gas | Carbon Dioxide Total | 91842.1 | 0 | C
325199 | 1007031 | 2023 | F (Furnace) | OL1_FUR_BA-1413 | Fuel Gas | Methane | 4.34 | 0 | C
325199 | 1007031 | 2023 | F (Furnace) | OL1_FUR_BA-1413 | Fuel Gas | Methane (Co2 eq) | 108.4 | 0 | C
325199 | 1007031 | 2023 | F (Furnace) | OL1_FUR_BA-1413 | Fuel Gas | Nitrous Oxide | 0.867 | 0 | C
325199 | 1007031 | 2023 | F (Furnace) | OL1_FUR_BA-1413 | Fuel Gas | Nitrous Oxide (Co2 eq) | 258.3 | 0 | C
325199 | 1007031 | 2023 | F (Furnace) | OL1_FUR_BA-1414 | Fuel Gas | Carbon Dioxide Biogenic | 0 | 0 | C
325199 | 1007031 | 2023 | F (Furnace) | OL1_FUR_BA-1414 | Fuel Gas | Carbon Dioxide Non-Biogenic | 95585.1 | 0 | C
325199 | 1007031 | 2023 | F (Furnace) | OL1_FUR_BA-1414 | Fuel Gas | Carbon Dioxide Total | 95585.1 | 0 | C
325199 | 1007031 | 2023 | F (Furnace) | OL1_FUR_BA-1414 | Fuel Gas | Methane | 4.51 | 0 | C
325199 | 1007031 | 2023 | F (Furnace) | OL1_FUR_BA-1414 | Fuel Gas | Methane (Co2 eq) | 112.8 | 0 | C
325199 | 1007031 | 2023 | F (Furnace) | OL1_FUR_BA-1414 | Fuel Gas | Nitrous Oxide | 0.903 | 0 | C
325199 | 1007031 | 2023 | F (Furnace) | OL1_FUR_BA-1414 | Fuel Gas | Nitrous Oxide (Co2 eq) | 268.9 | 0 | C
325199 | 1007031 | 2023 | F (Furnace) | OL1_FUR_BA-201 | Fuel Gas | Carbon Dioxide Biogenic | 0 | 0 | C
325199 | 1007031 | 2023 | F (Furnace) | OL1_FUR_BA-201 | Fuel Gas | Carbon Dioxide Non-Biogenic | 18889.3 | 0 | C
325199 | 1007031 | 2023 | F (Furnace) | OL1_FUR_BA-201 | Fuel Gas | Carbon Dioxide Total | 18889.3 | 0 | C
325199 | 1007031 | 2023 | F (Furnace) | OL1_FUR_BA-201 | Fuel Gas | Methane | 0.85 | 0 | C
325199 | 1007031 | 2023 | F (Furnace) | OL1_FUR_BA-201 | Fuel Gas | Methane (Co2 eq) | 21 | 0 | C
325199 | 1007031 | 2023 | F (Furnace) | OL1_FUR_BA-201 | Fuel Gas | Nitrous Oxide | 0.168 | 0 | C
325199 | 1007031 | 2023 | F (Furnace) | OL1_FUR_BA-201 | Fuel Gas | Nitrous Oxide (Co2 eq) | 50.2 | 0 | C
325199 | 1007031 | 2023 | F (Furnace) | OL1_FUR_BA-203 | Fuel Gas | Carbon Dioxide Biogenic | 0 | 0 | C
325199 | 1007031 | 2023 | F (Furnace) | OL1_FUR_BA-203 | Fuel Gas | Carbon Dioxide Non-Biogenic | 14208.1 | 0 | C
325199 | 1007031 | 2023 | F (Furnace) | OL1_FUR_BA-203 | Fuel Gas | Carbon Dioxide Total | 14208.1 | 0 | C
325199 | 1007031 | 2023 | F (Furnace) | OL1_FUR_BA-203 | Fuel Gas | Methane | 0.63 | 0 | C
325199 | 1007031 | 2023 | F (Furnace) | OL1_FUR_BA-203 | Fuel Gas | Methane (Co2 eq) | 15.8 | 0 | C
325199 | 1007031 | 2023 | F (Furnace) | OL1_FUR_BA-203 | Fuel Gas | Nitrous Oxide | 0.126 | 0 | C
325199 | 1007031 | 2023 | F (Furnace) | OL1_FUR_BA-203 | Fuel Gas | Nitrous Oxide (Co2 eq) | 37.6 | 0 | C
325199 | 1007031 | 2023 | PRH (Process Heater) | OL1_PRH_BA-121 | Fuel Gas | Carbon Dioxide Biogenic | 0 | 0 | C
325199 | 1007031 | 2023 | PRH (Process Heater) | OL1_PRH_BA-121 | Fuel Gas | Carbon Dioxide Non-Biogenic | 805.1 | 0 | C
325199 | 1007031 | 2023 | PRH (Process Heater) | OL1_PRH_BA-121 | Fuel Gas | Carbon Dioxide Total | 805.1 | 0 | C
325199 | 1007031 | 2023 | PRH (Process Heater) | OL1_PRH_BA-121 | Fuel Gas | Methane | 0.03 | 0 | C
325199 | 1007031 | 2023 | PRH (Process Heater) | OL1_PRH_BA-121 | Fuel Gas | Methane (Co2 eq) | 0.9 | 0 | C
325199 | 1007031 | 2023 | PRH (Process Heater) | OL1_PRH_BA-121 | Fuel Gas | Nitrous Oxide | 0.007 | 0 | C
325199 | 1007031 | 2023 | PRH (Process Heater) | OL1_PRH_BA-121 | Fuel Gas | Nitrous Oxide (Co2 eq) | 2.2 | 0 | C
325199 | 1007031 | 2023 | PRH (Process Heater) | OL1_PRH_HEATER BA-1406 | Fuel Gas | Carbon Dioxide Biogenic | 0 | 0 | C
325199 | 1007031 | 2023 | PRH (Process Heater) | OL1_PRH_HEATER BA-1406 | Fuel Gas | Carbon Dioxide Non-Biogenic | 28970.2 | 0 | C
325199 | 1007031 | 2023 | PRH (Process Heater) | OL1_PRH_HEATER BA-1406 | Fuel Gas | Carbon Dioxide Total | 28970.2 | 0 | C
325199 | 1007031 | 2023 | PRH (Process Heater) | OL1_PRH_HEATER BA-1406 | Fuel Gas | Methane | 1.29 | 0 | C
325199 | 1007031 | 2023 | PRH (Process Heater) | OL1_PRH_HEATER BA-1406 | Fuel Gas | Methane (Co2 eq) | 32.3 | 0 | C
325199 | 1007031 | 2023 | PRH (Process Heater) | OL1_PRH_HEATER BA-1406 | Fuel Gas | Nitrous Oxide | 0.258 | 0 | C
325199 | 1007031 | 2023 | PRH (Process Heater) | OL1_PRH_HEATER BA-1406 | Fuel Gas | Nitrous Oxide (Co2 eq) | 76.9 | 0 | C
325199 | 1007031 | 2023 | Flare | OL2_FLR_FLARE CB-3900 |  | Carbon Dioxide | 114317 |  | X
325199 | 1007031 | 2023 | Flare | OL2_FLR_FLARE CB-3900 |  | Methane | 743.79 |  | X
325199 | 1007031 | 2023 | Flare | OL2_FLR_FLARE CB-3900 |  | Nitrous Oxide | 1.143 |  | X
325199 | 1007031 | 2023 | F (Furnace) | OL2_FUR_BA-3101 | Fuel Gas | Carbon Dioxide Biogenic | 0 | 0 | C
325199 | 1007031 | 2023 | F (Furnace) | OL2_FUR_BA-3101 | Fuel Gas | Carbon Dioxide Non-Biogenic | 31064.5 | 0 | C
325199 | 1007031 | 2023 | F (Furnace) | OL2_FUR_BA-3101 | Fuel Gas | Carbon Dioxide Total | 31064.5 | 0 | C
325199 | 1007031 | 2023 | F (Furnace) | OL2_FUR_BA-3101 | Fuel Gas | Methane | 1.51 | 0 | C
325199 | 1007031 | 2023 | F (Furnace) | OL2_FUR_BA-3101 | Fuel Gas | Methane (Co2 eq) | 37.9 | 0 | C
325199 | 1007031 | 2023 | F (Furnace) | OL2_FUR_BA-3101 | Fuel Gas | Nitrous Oxide | 0.303 | 0 | C
325199 | 1007031 | 2023 | F (Furnace) | OL2_FUR_BA-3101 | Fuel Gas | Nitrous Oxide (Co2 eq) | 90.1 | 0 | C
325199 | 1007031 | 2023 | F (Furnace) | OL2_FUR_BA-3102 | Fuel Gas | Carbon Dioxide Biogenic | 0 | 0 | C
325199 | 1007031 | 2023 | F (Furnace) | OL2_FUR_BA-3102 | Fuel Gas | Carbon Dioxide Non-Biogenic | 24572.1 | 0 | C
325199 | 1007031 | 2023 | F (Furnace) | OL2_FUR_BA-3102 | Fuel Gas | Carbon Dioxide Total | 24572.1 | 0 | C
325199 | 1007031 | 2023 | F (Furnace) | OL2_FUR_BA-3102 | Fuel Gas | Methane | 1.2 | 0 | C
325199 | 1007031 | 2023 | F (Furnace) | OL2_FUR_BA-3102 | Fuel Gas | Methane (Co2 eq) | 29.9 | 0 | C
325199 | 1007031 | 2023 | F (Furnace) | OL2_FUR_BA-3102 | Fuel Gas | Nitrous Oxide | 0.24 | 0 | C
325199 | 1007031 | 2023 | F (Furnace) | OL2_FUR_BA-3102 | Fuel Gas | Nitrous Oxide (Co2 eq) | 71.3 | 0 | C
325199 | 1007031 | 2023 | F (Furnace) | OL2_FUR_BA-3103 | Fuel Gas | Carbon Dioxide Biogenic | 0 | 0 | C
325199 | 1007031 | 2023 | F (Furnace) | OL2_FUR_BA-3103 | Fuel Gas | Carbon Dioxide Non-Biogenic | 14146.9 | 0 | C
325199 | 1007031 | 2023 | F (Furnace) | OL2_FUR_BA-3103 | Fuel Gas | Carbon Dioxide Total | 14146.9 | 0 | C
325199 | 1007031 | 2023 | F (Furnace) | OL2_FUR_BA-3103 | Fuel Gas | Methane | 0.69 | 0 | C
325199 | 1007031 | 2023 | F (Furnace) | OL2_FUR_BA-3103 | Fuel Gas | Methane (Co2 eq) | 17.2 | 0 | C
325199 | 1007031 | 2023 | F (Furnace) | OL2_FUR_BA-3103 | Fuel Gas | Nitrous Oxide | 0.137 | 0 | C
325199 | 1007031 | 2023 | F (Furnace) | OL2_FUR_BA-3103 | Fuel Gas | Nitrous Oxide (Co2 eq) | 41 | 0 | C
325199 | 1007031 | 2023 | F (Furnace) | OL2_FUR_BA-3104 | Fuel Gas | Carbon Dioxide Biogenic | 0 | 0 | C
325199 | 1007031 | 2023 | F (Furnace) | OL2_FUR_BA-3104 | Fuel Gas | Carbon Dioxide Non-Biogenic | 34311.6 | 0 | C
325199 | 1007031 | 2023 | F (Furnace) | OL2_FUR_BA-3104 | Fuel Gas | Carbon Dioxide Total | 34311.6 | 0 | C
325199 | 1007031 | 2023 | F (Furnace) | OL2_FUR_BA-3104 | Fuel Gas | Methane | 1.67 | 0 | C
325199 | 1007031 | 2023 | F (Furnace) | OL2_FUR_BA-3104 | Fuel Gas | Methane (Co2 eq) | 41.8 | 0 | C
325199 | 1007031 | 2023 | F (Furnace) | OL2_FUR_BA-3104 | Fuel Gas | Nitrous Oxide | 0.334 | 0 | C
325199 | 1007031 | 2023 | F (Furnace) | OL2_FUR_BA-3104 | Fuel Gas | Nitrous Oxide (Co2 eq) | 99.6 | 0 | C
325199 | 1007031 | 2023 | F (Furnace) | OL2_FUR_BA-3105 | Fuel Gas | Carbon Dioxide Biogenic | 0 | 0 | C
325199 | 1007031 | 2023 | F (Furnace) | OL2_FUR_BA-3105 | Fuel Gas | Carbon Dioxide Non-Biogenic | 28105.8 | 0 | C
325199 | 1007031 | 2023 | F (Furnace) | OL2_FUR_BA-3105 | Fuel Gas | Carbon Dioxide Total | 28105.8 | 0 | C
325199 | 1007031 | 2023 | F (Furnace) | OL2_FUR_BA-3105 | Fuel Gas | Methane | 1.37 | 0 | C
325199 | 1007031 | 2023 | F (Furnace) | OL2_FUR_BA-3105 | Fuel Gas | Methane (Co2 eq) | 34.2 | 0 | C
325199 | 1007031 | 2023 | F (Furnace) | OL2_FUR_BA-3105 | Fuel Gas | Nitrous Oxide | 0.273 | 0 | C
325199 | 1007031 | 2023 | F (Furnace) | OL2_FUR_BA-3105 | Fuel Gas | Nitrous Oxide (Co2 eq) | 81.6 | 0 | C
325199 | 1007031 | 2023 | F (Furnace) | OL2_FUR_BA-3106 | Fuel Gas | Carbon Dioxide Biogenic | 0 | 0 | C
325199 | 1007031 | 2023 | F (Furnace) | OL2_FUR_BA-3106 | Fuel Gas | Carbon Dioxide Non-Biogenic | 29619.9 | 0 | C
325199 | 1007031 | 2023 | F (Furnace) | OL2_FUR_BA-3106 | Fuel Gas | Carbon Dioxide Total | 29619.9 | 0 | C
325199 | 1007031 | 2023 | F (Furnace) | OL2_FUR_BA-3106 | Fuel Gas | Methane | 1.44 | 0 | C
325199 | 1007031 | 2023 | F (Furnace) | OL2_FUR_BA-3106 | Fuel Gas | Methane (Co2 eq) | 36 | 0 | C
325199 | 1007031 | 2023 | F (Furnace) | OL2_FUR_BA-3106 | Fuel Gas | Nitrous Oxide | 0.289 | 0 | C
325199 | 1007031 | 2023 | F (Furnace) | OL2_FUR_BA-3106 | Fuel Gas | Nitrous Oxide (Co2 eq) | 86 | 0 | C
325199 | 1007031 | 2023 | F (Furnace) | OL2_FUR_BA-3107 | Fuel Gas | Carbon Dioxide Biogenic | 0 | 0 | C
325199 | 1007031 | 2023 | F (Furnace) | OL2_FUR_BA-3107 | Fuel Gas | Carbon Dioxide Non-Biogenic | 37540.7 | 0 | C
325199 | 1007031 | 2023 | F (Furnace) | OL2_FUR_BA-3107 | Fuel Gas | Carbon Dioxide Total | 37540.7 | 0 | C
325199 | 1007031 | 2023 | F (Furnace) | OL2_FUR_BA-3107 | Fuel Gas | Methane | 1.83 | 0 | C
325199 | 1007031 | 2023 | F (Furnace) | OL2_FUR_BA-3107 | Fuel Gas | Methane (Co2 eq) | 45.6 | 0 | C
325199 | 1007031 | 2023 | F (Furnace) | OL2_FUR_BA-3107 | Fuel Gas | Nitrous Oxide | 0.366 | 0 | C
325199 | 1007031 | 2023 | F (Furnace) | OL2_FUR_BA-3107 | Fuel Gas | Nitrous Oxide (Co2 eq) | 108.9 | 0 | C
325199 | 1007031 | 2023 | F (Furnace) | OL2_FUR_BA-3108 | Fuel Gas | Carbon Dioxide Biogenic | 0 | 0 | C
325199 | 1007031 | 2023 | F (Furnace) | OL2_FUR_BA-3108 | Fuel Gas | Carbon Dioxide Non-Biogenic | 33061.8 | 0 | C
325199 | 1007031 | 2023 | F (Furnace) | OL2_FUR_BA-3108 | Fuel Gas | Carbon Dioxide Total | 33061.8 | 0 | C
325199 | 1007031 | 2023 | F (Furnace) | OL2_FUR_BA-3108 | Fuel Gas | Methane | 1.61 | 0 | C
325199 | 1007031 | 2023 | F (Furnace) | OL2_FUR_BA-3108 | Fuel Gas | Methane (Co2 eq) | 40.2 | 0 | C
325199 | 1007031 | 2023 | F (Furnace) | OL2_FUR_BA-3108 | Fuel Gas | Nitrous Oxide | 0.322 | 0 | C
325199 | 1007031 | 2023 | F (Furnace) | OL2_FUR_BA-3108 | Fuel Gas | Nitrous Oxide (Co2 eq) | 96 | 0 | C
325199 | 1007031 | 2023 | F (Furnace) | OL2_FUR_BA-3109 | Fuel Gas | Carbon Dioxide Biogenic | 0 | 0 | C
325199 | 1007031 | 2023 | F (Furnace) | OL2_FUR_BA-3109 | Fuel Gas | Carbon Dioxide Non-Biogenic | 37129 | 0 | C
325199 | 1007031 | 2023 | F (Furnace) | OL2_FUR_BA-3109 | Fuel Gas | Carbon Dioxide Total | 37129 | 0 | C
325199 | 1007031 | 2023 | F (Furnace) | OL2_FUR_BA-3109 | Fuel Gas | Methane | 1.81 | 0 | C
325199 | 1007031 | 2023 | F (Furnace) | OL2_FUR_BA-3109 | Fuel Gas | Methane (Co2 eq) | 45.2 | 0 | C
325199 | 1007031 | 2023 | F (Furnace) | OL2_FUR_BA-3109 | Fuel Gas | Nitrous Oxide | 0.361 | 0 | C
325199 | 1007031 | 2023 | F (Furnace) | OL2_FUR_BA-3109 | Fuel Gas | Nitrous Oxide (Co2 eq) | 107.8 | 0 | C
325199 | 1007031 | 2023 | F (Furnace) | OL2_FUR_BA-3110 | Fuel Gas | Carbon Dioxide Biogenic | 0 | 0 | C
325199 | 1007031 | 2023 | F (Furnace) | OL2_FUR_BA-3110 | Fuel Gas | Carbon Dioxide Non-Biogenic | 9396.5 | 0 | C
325199 | 1007031 | 2023 | F (Furnace) | OL2_FUR_BA-3110 | Fuel Gas | Carbon Dioxide Total | 9396.5 | 0 | C
325199 | 1007031 | 2023 | F (Furnace) | OL2_FUR_BA-3110 | Fuel Gas | Methane | 0.41 | 0 | C
325199 | 1007031 | 2023 | F (Furnace) | OL2_FUR_BA-3110 | Fuel Gas | Methane (Co2 eq) | 10.4 | 0 | C
325199 | 1007031 | 2023 | F (Furnace) | OL2_FUR_BA-3110 | Fuel Gas | Nitrous Oxide | 0.083 | 0 | C
325199 | 1007031 | 2023 | F (Furnace) | OL2_FUR_BA-3110 | Fuel Gas | Nitrous Oxide (Co2 eq) | 24.8 | 0 | C
325199 | 1007031 | 2023 | F (Furnace) | OL2_PRH_BA-3120A | Fuel Gas | Carbon Dioxide Biogenic | 0 | 0 | C
325199 | 1007031 | 2023 | F (Furnace) | OL2_PRH_BA-3120A | Fuel Gas | Carbon Dioxide Non-Biogenic | 25891.9 | 0 | C
325199 | 1007031 | 2023 | F (Furnace) | OL2_PRH_BA-3120A | Fuel Gas | Carbon Dioxide Total | 25891.9 | 0 | C
325199 | 1007031 | 2023 | F (Furnace) | OL2_PRH_BA-3120A | Fuel Gas | Methane | 1.15 | 0 | C
325199 | 1007031 | 2023 | F (Furnace) | OL2_PRH_BA-3120A | Fuel Gas | Methane (Co2 eq) | 28.7 | 0 | C
325199 | 1007031 | 2023 | F (Furnace) | OL2_PRH_BA-3120A | Fuel Gas | Nitrous Oxide | 0.23 | 0 | C
325199 | 1007031 | 2023 | F (Furnace) | OL2_PRH_BA-3120A | Fuel Gas | Nitrous Oxide (Co2 eq) | 68.4 | 0 | C
325199 | 1007031 | 2023 | F (Furnace) | OL2_PRH_BA-3120B | Fuel Gas | Carbon Dioxide Biogenic | 0 | 0 | C
325199 | 1007031 | 2023 | F (Furnace) | OL2_PRH_BA-3120B | Fuel Gas | Carbon Dioxide Non-Biogenic | 35763 | 0 | C
325199 | 1007031 | 2023 | F (Furnace) | OL2_PRH_BA-3120B | Fuel Gas | Carbon Dioxide Total | 35763 | 0 | C
325199 | 1007031 | 2023 | F (Furnace) | OL2_PRH_BA-3120B | Fuel Gas | Methane | 1.57 | 0 | C
325199 | 1007031 | 2023 | F (Furnace) | OL2_PRH_BA-3120B | Fuel Gas | Methane (Co2 eq) | 39.4 | 0 | C
325199 | 1007031 | 2023 | F (Furnace) | OL2_PRH_BA-3120B | Fuel Gas | Nitrous Oxide | 0.316 | 0 | C
325199 | 1007031 | 2023 | F (Furnace) | OL2_PRH_BA-3120B | Fuel Gas | Nitrous Oxide (Co2 eq) | 93.9 | 0 | C
325199 | 1007031 | 2023 | RICE (Reciprocating internal combustion engine) | OL_AIR COMPRESSOR 1 | Distillate Fuel Oil No. 2 | Carbon Dioxide Biogenic | 0 | 0 | C
325199 | 1007031 | 2023 | RICE (Reciprocating internal combustion engine) | OL_AIR COMPRESSOR 1 | Distillate Fuel Oil No. 2 | Carbon Dioxide Non-Biogenic | 70.6 | 0 | C
325199 | 1007031 | 2023 | RICE (Reciprocating internal combustion engine) | OL_AIR COMPRESSOR 1 | Distillate Fuel Oil No. 2 | Carbon Dioxide Total | 70.6 | 0 | C
325199 | 1007031 | 2023 | RICE (Reciprocating internal combustion engine) | OL_AIR COMPRESSOR 1 | Distillate Fuel Oil No. 2 | Methane | 0 | 0 | C
325199 | 1007031 | 2023 | RICE (Reciprocating internal combustion engine) | OL_AIR COMPRESSOR 1 | Distillate Fuel Oil No. 2 | Methane (Co2 eq) | 0.1 | 0 | C
325199 | 1007031 | 2023 | RICE (Reciprocating internal combustion engine) | OL_AIR COMPRESSOR 1 | Distillate Fuel Oil No. 2 | Nitrous Oxide | 0.001 | 0 | C
325199 | 1007031 | 2023 | RICE (Reciprocating internal combustion engine) | OL_AIR COMPRESSOR 1 | Distillate Fuel Oil No. 2 | Nitrous Oxide (Co2 eq) | 0.2 | 0 | C
325199 | 1007031 | 2023 | RICE (Reciprocating internal combustion engine) | OL_AIR COMPRESSOR 2 | Distillate Fuel Oil No. 2 | Carbon Dioxide Biogenic | 0 | 0 | C
325199 | 1007031 | 2023 | RICE (Reciprocating internal combustion engine) | OL_AIR COMPRESSOR 2 | Distillate Fuel Oil No. 2 | Carbon Dioxide Non-Biogenic | 70.6 | 0 | C
325199 | 1007031 | 2023 | RICE (Reciprocating internal combustion engine) | OL_AIR COMPRESSOR 2 | Distillate Fuel Oil No. 2 | Carbon Dioxide Total | 70.6 | 0 | C
325199 | 1007031 | 2023 | RICE (Reciprocating internal combustion engine) | OL_AIR COMPRESSOR 2 | Distillate Fuel Oil No. 2 | Methane | 0 | 0 | C
325199 | 1007031 | 2023 | RICE (Reciprocating internal combustion engine) | OL_AIR COMPRESSOR 2 | Distillate Fuel Oil No. 2 | Methane (Co2 eq) | 0.1 | 0 | C
325199 | 1007031 | 2023 | RICE (Reciprocating internal combustion engine) | OL_AIR COMPRESSOR 2 | Distillate Fuel Oil No. 2 | Nitrous Oxide | 0.001 | 0 | C
325199 | 1007031 | 2023 | RICE (Reciprocating internal combustion engine) | OL_AIR COMPRESSOR 2 | Distillate Fuel Oil No. 2 | Nitrous Oxide (Co2 eq) | 0.2 | 0 | C
325199 | 1007031 | 2023 | RICE (Reciprocating internal combustion engine) | OL_AIR COMPRESSOR 3 | Distillate Fuel Oil No. 2 | Carbon Dioxide Biogenic | 0 | 0 | C
325199 | 1007031 | 2023 | RICE (Reciprocating internal combustion engine) | OL_AIR COMPRESSOR 3 | Distillate Fuel Oil No. 2 | Carbon Dioxide Non-Biogenic | 70.6 | 0 | C
325199 | 1007031 | 2023 | RICE (Reciprocating internal combustion engine) | OL_AIR COMPRESSOR 3 | Distillate Fuel Oil No. 2 | Carbon Dioxide Total | 70.6 | 0 | C
325199 | 1007031 | 2023 | RICE (Reciprocating internal combustion engine) | OL_AIR COMPRESSOR 3 | Distillate Fuel Oil No. 2 | Methane | 0 | 0 | C
325199 | 1007031 | 2023 | RICE (Reciprocating internal combustion engine) | OL_AIR COMPRESSOR 3 | Distillate Fuel Oil No. 2 | Methane (Co2 eq) | 0.1 | 0 | C
325199 | 1007031 | 2023 | RICE (Reciprocating internal combustion engine) | OL_AIR COMPRESSOR 3 | Distillate Fuel Oil No. 2 | Nitrous Oxide | 0.001 | 0 | C
325199 | 1007031 | 2023 | RICE (Reciprocating internal combustion engine) | OL_AIR COMPRESSOR 3 | Distillate Fuel Oil No. 2 | Nitrous Oxide (Co2 eq) | 0.2 | 0 | C
325199 | 1007031 | 2023 | RICE (Reciprocating internal combustion engine) | OL_AIR COMPRESSOR 4 | Distillate Fuel Oil No. 2 | Carbon Dioxide Biogenic | 0 | 0 | C
325199 | 1007031 | 2023 | RICE (Reciprocating internal combustion engine) | OL_AIR COMPRESSOR 4 | Distillate Fuel Oil No. 2 | Carbon Dioxide Non-Biogenic | 167.9 | 0 | C
325199 | 1007031 | 2023 | RICE (Reciprocating internal combustion engine) | OL_AIR COMPRESSOR 4 | Distillate Fuel Oil No. 2 | Carbon Dioxide Total | 167.9 | 0 | C
325199 | 1007031 | 2023 | RICE (Reciprocating internal combustion engine) | OL_AIR COMPRESSOR 4 | Distillate Fuel Oil No. 2 | Methane | 0.01 | 0 | C
325199 | 1007031 | 2023 | RICE (Reciprocating internal combustion engine) | OL_AIR COMPRESSOR 4 | Distillate Fuel Oil No. 2 | Methane (Co2 eq) | 0.2 | 0 | C
325199 | 1007031 | 2023 | RICE (Reciprocating internal combustion engine) | OL_AIR COMPRESSOR 4 | Distillate Fuel Oil No. 2 | Nitrous Oxide | 0.001 | 0 | C
325199 | 1007031 | 2023 | RICE (Reciprocating internal combustion engine) | OL_AIR COMPRESSOR 4 | Distillate Fuel Oil No. 2 | Nitrous Oxide (Co2 eq) | 0.4 | 0 | C
325199 | 1007031 | 2023 | Flare | OX1_FLR_FLARE MX1-PG-V-902 |  | Carbon Dioxide | 18069 |  | X
325199 | 1007031 | 2023 | Flare | OX1_FLR_FLARE MX1-PG-V-902 |  | Methane | 101.63 |  | X
325199 | 1007031 | 2023 | Flare | OX1_FLR_FLARE MX1-PG-V-902 |  | Nitrous Oxide | 0.181 |  | X
325199 | 1007031 | 2023 | Petrochemical process unit | SCO ETHYLENE OXIDE 1 |  | Carbon Dioxide | 156190.5 |  | X
325199 | 1007031 | 2023 | Flare | SPU_FLR_FLARE D-1901-B |  | Carbon Dioxide | 6382 |  | X
325199 | 1007031 | 2023 | Flare | SPU_FLR_FLARE D-1901-B |  | Methane | 19.26 |  | X
325199 | 1007031 | 2023 | Flare | SPU_FLR_FLARE D-1901-B |  | Nitrous Oxide | 0.064 |  | X
325199 | 1007031 | 2023 | TODF (Thermal oxidizer, direct fired, no heat recovery) | SPU_THO_THERMAL OXID V-1148 | Fuel Gas | Carbon Dioxide Biogenic | 0 | 0 | C
325199 | 1007031 | 2023 | TODF (Thermal oxidizer, direct fired, no heat recovery) | SPU_THO_THERMAL OXID V-1148 | Fuel Gas | Carbon Dioxide Non-Biogenic | 96.2 | 0 | C
325199 | 1007031 | 2023 | TODF (Thermal oxidizer, direct fired, no heat recovery) | SPU_THO_THERMAL OXID V-1148 | Fuel Gas | Carbon Dioxide Total | 96.2 | 0 | C
325199 | 1007031 | 2023 | TODF (Thermal oxidizer, direct fired, no heat recovery) | SPU_THO_THERMAL OXID V-1148 | Fuel Gas | Methane | 0 | 0 | C
325199 | 1007031 | 2023 | TODF (Thermal oxidizer, direct fired, no heat recovery) | SPU_THO_THERMAL OXID V-1148 | Fuel Gas | Methane (Co2 eq) | 0.1 | 0 | C
325199 | 1007031 | 2023 | TODF (Thermal oxidizer, direct fired, no heat recovery) | SPU_THO_THERMAL OXID V-1148 | Fuel Gas | Nitrous Oxide | 0.001 | 0 | C
325199 | 1007031 | 2023 | TODF (Thermal oxidizer, direct fired, no heat recovery) | SPU_THO_THERMAL OXID V-1148 | Fuel Gas | Nitrous Oxide (Co2 eq) | 0.3 | 0 | C
325199 | 1007041 | 2023 |  | GP-4201NGCombustion | Natural Gas (Weighted U.S. Average) | Carbon Dioxide Biogenic | 0 | 0 | C
325199 | 1007041 | 2023 |  | GP-4201NGCombustion | Natural Gas (Weighted U.S. Average) | Carbon Dioxide Non-Biogenic | 113449.2 | 0 | C
325199 | 1007041 | 2023 |  | GP-4201NGCombustion | Natural Gas (Weighted U.S. Average) | Carbon Dioxide Total | 113449.2 | 0 | C
325199 | 1007041 | 2023 |  | GP-4201NGCombustion | Natural Gas (Weighted U.S. Average) | Methane | 2.14 | 0 | C
325199 | 1007041 | 2023 |  | GP-4201NGCombustion | Natural Gas (Weighted U.S. Average) | Methane (Co2 eq) | 53.5 | 0 | C
325199 | 1007041 | 2023 |  | GP-4201NGCombustion | Natural Gas (Weighted U.S. Average) | Nitrous Oxide | 0.214 | 0 | C
325199 | 1007041 | 2023 |  | GP-4201NGCombustion | Natural Gas (Weighted U.S. Average) | Nitrous Oxide (Co2 eq) | 63.7 | 0 | C
325199 | 1007041 | 2023 |  | GP-4301NGCombustion | Natural Gas (Weighted U.S. Average) | Carbon Dioxide Biogenic | 0 | 0 | C
325199 | 1007041 | 2023 |  | GP-4301NGCombustion | Natural Gas (Weighted U.S. Average) | Carbon Dioxide Non-Biogenic | 21576.7 | 0 | C
325199 | 1007041 | 2023 |  | GP-4301NGCombustion | Natural Gas (Weighted U.S. Average) | Carbon Dioxide Total | 21576.7 | 0 | C
325199 | 1007041 | 2023 |  | GP-4301NGCombustion | Natural Gas (Weighted U.S. Average) | Methane | 0.41 | 0 | C
325199 | 1007041 | 2023 |  | GP-4301NGCombustion | Natural Gas (Weighted U.S. Average) | Methane (Co2 eq) | 10.2 | 0 | C
325199 | 1007041 | 2023 |  | GP-4301NGCombustion | Natural Gas (Weighted U.S. Average) | Nitrous Oxide | 0.041 | 0 | C
325199 | 1007041 | 2023 |  | GP-4301NGCombustion | Natural Gas (Weighted U.S. Average) | Nitrous Oxide (Co2 eq) | 12.1 | 0 | C
325311 | 1007046 | 2023 |  | #1 Ammonia Unit |  | Carbon Dioxide | 468399.6 |  | G
325311 | 1007046 | 2023 |  | CP-1 natural gas | Natural Gas (Weighted U.S. Average) | Carbon Dioxide Biogenic | 0 | 0 | C
325311 | 1007046 | 2023 |  | CP-1 natural gas | Natural Gas (Weighted U.S. Average) | Carbon Dioxide Non-Biogenic | 288456.6 | 0 | C
325311 | 1007046 | 2023 |  | CP-1 natural gas | Natural Gas (Weighted U.S. Average) | Carbon Dioxide Total | 288456.6 | 0 | C
325311 | 1007046 | 2023 |  | CP-1 natural gas | Natural Gas (Weighted U.S. Average) | Methane | 5.44 | 0 | C
325311 | 1007046 | 2023 |  | CP-1 natural gas | Natural Gas (Weighted U.S. Average) | Methane (Co2 eq) | 135.9 | 0 | C
325311 | 1007046 | 2023 |  | CP-1 natural gas | Natural Gas (Weighted U.S. Average) | Nitrous Oxide | 0.544 | 0 | C
325311 | 1007046 | 2023 |  | CP-1 natural gas | Natural Gas (Weighted U.S. Average) | Nitrous Oxide (Co2 eq) | 162 | 0 | C
325311 | 1007046 | 2023 |  | Train 1 |  | Nitrous Oxide | 899.5918 |  | V
325193 | 1007063 | 2023 |  | CP-1 | Natural Gas (Weighted U.S. Average) | Carbon Dioxide Biogenic | 0 | 0 | C
325193 | 1007063 | 2023 |  | CP-1 | Natural Gas (Weighted U.S. Average) | Carbon Dioxide Non-Biogenic | 87779.3 | 0 | C
325193 | 1007063 | 2023 |  | CP-1 | Natural Gas (Weighted U.S. Average) | Carbon Dioxide Total | 87779.3 | 0 | C
325193 | 1007063 | 2023 |  | CP-1 | Natural Gas (Weighted U.S. Average) | Methane | 1.65 | 0 | C
325193 | 1007063 | 2023 |  | CP-1 | Natural Gas (Weighted U.S. Average) | Methane (Co2 eq) | 41.4 | 0 | C
325193 | 1007063 | 2023 |  | CP-1 | Natural Gas (Weighted U.S. Average) | Nitrous Oxide | 0.165 | 0 | C
325193 | 1007063 | 2023 |  | CP-1 | Natural Gas (Weighted U.S. Average) | Nitrous Oxide (Co2 eq) | 49.3 | 0 | C
325199 | 1007064 | 2023 |  | GP-01 | Natural Gas (Weighted U.S. Average) | Carbon Dioxide Biogenic | 0 | 0 | C
325199 | 1007064 | 2023 |  | GP-01 | Natural Gas (Weighted U.S. Average) | Carbon Dioxide Non-Biogenic | 14493 | 0 | C
325199 | 1007064 | 2023 |  | GP-01 | Natural Gas (Weighted U.S. Average) | Carbon Dioxide Total | 14493 | 0 | C
325199 | 1007064 | 2023 |  | GP-01 | Natural Gas (Weighted U.S. Average) | Methane | 0.27 | 0 | C
325199 | 1007064 | 2023 |  | GP-01 | Natural Gas (Weighted U.S. Average) | Methane (Co2 eq) | 6.8 | 0 | C
325199 | 1007064 | 2023 |  | GP-01 | Natural Gas (Weighted U.S. Average) | Nitrous Oxide | 0.027 | 0 | C
325199 | 1007064 | 2023 |  | GP-01 | Natural Gas (Weighted U.S. Average) | Nitrous Oxide (Co2 eq) | 8.1 | 0 | C
325199 | 1007064 | 2023 |  | GP-01 |  | Carbon Dioxide Biogenic | 0 | 0 | C
325199 | 1007064 | 2023 |  | GP-01 |  | Carbon Dioxide Non-Biogenic | 23175.4 | 0 | C
325199 | 1007064 | 2023 |  | GP-01 |  | Carbon Dioxide Total | 23175.4 | 0 | C
325199 | 1007064 | 2023 |  | GP-01 |  | Methane | 0.93 | 0 | C
325199 | 1007064 | 2023 |  | GP-01 |  | Methane (Co2 eq) | 23.1 | 0 | C
325199 | 1007064 | 2023 |  | GP-01 |  | Nitrous Oxide | 0.185 | 0 | C
325199 | 1007064 | 2023 |  | GP-01 |  | Nitrous Oxide (Co2 eq) | 55.1 | 0 | C
322110 | 1007069 | 2023 | OB (Boiler, other) | #5 Boiler | Distillate Fuel Oil No. 2 | Carbon Dioxide Biogenic | 0 | 0 | C
322110 | 1007069 | 2023 | OB (Boiler, other) | #5 Boiler | Distillate Fuel Oil No. 2 | Carbon Dioxide Non-Biogenic | 0 | 0 | C
322110 | 1007069 | 2023 | OB (Boiler, other) | #5 Boiler | Distillate Fuel Oil No. 2 | Carbon Dioxide Total | 0 | 0 | C
322110 | 1007069 | 2023 | OB (Boiler, other) | #5 Boiler | Distillate Fuel Oil No. 2 | Methane | 0 | 0 | C
322110 | 1007069 | 2023 | OB (Boiler, other) | #5 Boiler | Distillate Fuel Oil No. 2 | Methane (Co2 eq) | 0 | 0 | C
322110 | 1007069 | 2023 | OB (Boiler, other) | #5 Boiler | Distillate Fuel Oil No. 2 | Nitrous Oxide | 0 | 0 | C
322110 | 1007069 | 2023 | OB (Boiler, other) | #5 Boiler | Distillate Fuel Oil No. 2 | Nitrous Oxide (Co2 eq) | 0 | 0 | C
322110 | 1007069 | 2023 | OB (Boiler, other) | #5 Boiler | Natural Gas (Weighted U.S. Average) | Carbon Dioxide Biogenic | 0 | 0 | C
322110 | 1007069 | 2023 | OB (Boiler, other) | #5 Boiler | Natural Gas (Weighted U.S. Average) | Carbon Dioxide Non-Biogenic | 1816.9 | 0 | C
322110 | 1007069 | 2023 | OB (Boiler, other) | #5 Boiler | Natural Gas (Weighted U.S. Average) | Carbon Dioxide Total | 1816.9 | 0 | C
322110 | 1007069 | 2023 | OB (Boiler, other) | #5 Boiler | Natural Gas (Weighted U.S. Average) | Methane | 0.03 | 0 | C
322110 | 1007069 | 2023 | OB (Boiler, other) | #5 Boiler | Natural Gas (Weighted U.S. Average) | Methane (Co2 eq) | 0.9 | 0 | C
322110 | 1007069 | 2023 | OB (Boiler, other) | #5 Boiler | Natural Gas (Weighted U.S. Average) | Nitrous Oxide | 0.003 | 0 | C
322110 | 1007069 | 2023 | OB (Boiler, other) | #5 Boiler | Natural Gas (Weighted U.S. Average) | Nitrous Oxide (Co2 eq) | 1 | 0 | C
322110 | 1007069 | 2023 | OB (Boiler, other) | Biomass boiler 6 | Natural Gas (Weighted U.S. Average) | Carbon Dioxide Biogenic | 0 | 0 | C
322110 | 1007069 | 2023 | OB (Boiler, other) | Biomass boiler 6 | Natural Gas (Weighted U.S. Average) | Carbon Dioxide Non-Biogenic | 886.4 | 0 | C
322110 | 1007069 | 2023 | OB (Boiler, other) | Biomass boiler 6 | Natural Gas (Weighted U.S. Average) | Carbon Dioxide Total | 886.4 | 0 | C
322110 | 1007069 | 2023 | OB (Boiler, other) | Biomass boiler 6 | Natural Gas (Weighted U.S. Average) | Methane | 0.02 | 0 | C
322110 | 1007069 | 2023 | OB (Boiler, other) | Biomass boiler 6 | Natural Gas (Weighted U.S. Average) | Methane (Co2 eq) | 0.4 | 0 | C
322110 | 1007069 | 2023 | OB (Boiler, other) | Biomass boiler 6 | Natural Gas (Weighted U.S. Average) | Nitrous Oxide | 0.002 | 0 | C
322110 | 1007069 | 2023 | OB (Boiler, other) | Biomass boiler 6 | Natural Gas (Weighted U.S. Average) | Nitrous Oxide (Co2 eq) | 0.5 | 0 | C
322110 | 1007069 | 2023 | OB (Boiler, other) | Biomass boiler 6 | Wood and Wood Residuals (dry basis) | Carbon Dioxide Biogenic | 22180.9 | 0 | C
322110 | 1007069 | 2023 | OB (Boiler, other) | Biomass boiler 6 | Wood and Wood Residuals (dry basis) | Carbon Dioxide Non-Biogenic | 0 | 0 | C
322110 | 1007069 | 2023 | OB (Boiler, other) | Biomass boiler 6 | Wood and Wood Residuals (dry basis) | Carbon Dioxide Total | 22180.9 | 0 | C
322110 | 1007069 | 2023 | OB (Boiler, other) | Biomass boiler 6 | Wood and Wood Residuals (dry basis) | Methane | 1.7 | 0 | C
322110 | 1007069 | 2023 | OB (Boiler, other) | Biomass boiler 6 | Wood and Wood Residuals (dry basis) | Methane (Co2 eq) | 42.6 | 0 | C
322110 | 1007069 | 2023 | OB (Boiler, other) | Biomass boiler 6 | Wood and Wood Residuals (dry basis) | Nitrous Oxide | 0.851 | 0 | C
322110 | 1007069 | 2023 | OB (Boiler, other) | Biomass boiler 6 | Wood and Wood Residuals (dry basis) | Nitrous Oxide (Co2 eq) | 253.7 | 0 | C
322110 | 1007069 | 2023 | Pulp Mill Lime Kiln | Lime Kiln Fuel Combustion |  | Carbon Dioxide Biogenic (Spent Liquor) | 0 |  | AA
322110 | 1007069 | 2023 | Pulp Mill Lime Kiln | Lime Kiln Fuel Combustion |  | Carbon Dioxide Non-Biogenic | 4173.6 |  | AA
322110 | 1007069 | 2023 | Pulp Mill Lime Kiln | Lime Kiln Fuel Combustion |  | Methane | 0.21 |  | AA
322110 | 1007069 | 2023 | Pulp Mill Lime Kiln | Lime Kiln Fuel Combustion |  | Methane Spent Liquor | 0 |  | AA
322110 | 1007069 | 2023 | Pulp Mill Lime Kiln | Lime Kiln Fuel Combustion |  | Nitrous Oxide | 0 |  | AA
322110 | 1007069 | 2023 | Pulp Mill Lime Kiln | Lime Kiln Fuel Combustion |  | Nitrous Oxide Spent Liquor | 0 |  | AA
322110 | 1007069 | 2023 | Chemical Recovery Furnace | recovery furnace |  | Carbon Dioxide Biogenic (Spent Liquor) | 157701.6 |  | AA
322110 | 1007069 | 2023 | Chemical Recovery Furnace | recovery furnace |  | Carbon Dioxide Non-Biogenic | 10546.6 |  | AA
322110 | 1007069 | 2023 | Chemical Recovery Furnace | recovery furnace |  | Methane | 0.23 |  | AA
322110 | 1007069 | 2023 | Chemical Recovery Furnace | recovery furnace |  | Methane Spent Liquor | 3.18 |  | AA
322110 | 1007069 | 2023 | Chemical Recovery Furnace | recovery furnace |  | Nitrous Oxide | 0.028 |  | AA
322110 | 1007069 | 2023 | Chemical Recovery Furnace | recovery furnace |  | Nitrous Oxide Spent Liquor | 0.702 |  | AA
325194 | 1007074 | 2023 |  | CP-1 | Natural Gas (Weighted U.S. Average) | Carbon Dioxide Biogenic | 0 | 0 | C
325194 | 1007074 | 2023 |  | CP-1 | Natural Gas (Weighted U.S. Average) | Carbon Dioxide Non-Biogenic | 38980.5 | 0 | C
325194 | 1007074 | 2023 |  | CP-1 | Natural Gas (Weighted U.S. Average) | Carbon Dioxide Total | 38980.5 | 0 | C
325194 | 1007074 | 2023 |  | CP-1 | Natural Gas (Weighted U.S. Average) | Methane | 0.73 | 0 | C
325194 | 1007074 | 2023 |  | CP-1 | Natural Gas (Weighted U.S. Average) | Methane (Co2 eq) | 18.4 | 0 | C
325194 | 1007074 | 2023 |  | CP-1 | Natural Gas (Weighted U.S. Average) | Nitrous Oxide | 0.073 | 0 | C
325194 | 1007074 | 2023 |  | CP-1 | Natural Gas (Weighted U.S. Average) | Nitrous Oxide (Co2 eq) | 21.9 | 0 | C
325194 | 1007074 | 2023 | RICE (Reciprocating internal combustion engine) | P-999 | Distillate Fuel Oil No. 2 | Carbon Dioxide Biogenic | 0 | 19.76 | C
325194 | 1007074 | 2023 | RICE (Reciprocating internal combustion engine) | P-999 | Distillate Fuel Oil No. 2 | Carbon Dioxide Non-Biogenic | 0.2 | 19.76 | C
325194 | 1007074 | 2023 | RICE (Reciprocating internal combustion engine) | P-999 | Distillate Fuel Oil No. 2 | Carbon Dioxide Total | 0.2 | 19.76 | C
325194 | 1007074 | 2023 | RICE (Reciprocating internal combustion engine) | P-999 | Distillate Fuel Oil No. 2 | Methane | 0 | 19.76 | C
325194 | 1007074 | 2023 | RICE (Reciprocating internal combustion engine) | P-999 | Distillate Fuel Oil No. 2 | Methane (Co2 eq) | 0 | 19.76 | C
325194 | 1007074 | 2023 | RICE (Reciprocating internal combustion engine) | P-999 | Distillate Fuel Oil No. 2 | Nitrous Oxide | 0 | 19.76 | C
325194 | 1007074 | 2023 | RICE (Reciprocating internal combustion engine) | P-999 | Distillate Fuel Oil No. 2 | Nitrous Oxide (Co2 eq) | 0 | 19.76 | C
325193 | 1007093 | 2023 |  | GP-boiler | Natural Gas (Weighted U.S. Average) | Carbon Dioxide Biogenic | 0 | 0 | C
325193 | 1007093 | 2023 |  | GP-boiler | Natural Gas (Weighted U.S. Average) | Carbon Dioxide Non-Biogenic | 54735.6 | 0 | C
325193 | 1007093 | 2023 |  | GP-boiler | Natural Gas (Weighted U.S. Average) | Carbon Dioxide Total | 54735.6 | 0 | C
325193 | 1007093 | 2023 |  | GP-boiler | Natural Gas (Weighted U.S. Average) | Methane | 1.03 | 0 | C
325193 | 1007093 | 2023 |  | GP-boiler | Natural Gas (Weighted U.S. Average) | Methane (Co2 eq) | 25.8 | 0 | C
325193 | 1007093 | 2023 |  | GP-boiler | Natural Gas (Weighted U.S. Average) | Nitrous Oxide | 0.103 | 0 | C
325193 | 1007093 | 2023 |  | GP-boiler | Natural Gas (Weighted U.S. Average) | Nitrous Oxide (Co2 eq) | 30.7 | 0 | C
325193 | 1007093 | 2023 | OCS (Other combustion source) | Grain Dryer | Natural Gas (Weighted U.S. Average) | Carbon Dioxide Biogenic | 0 | 0 | C
325193 | 1007093 | 2023 | OCS (Other combustion source) | Grain Dryer | Natural Gas (Weighted U.S. Average) | Carbon Dioxide Non-Biogenic | 829.5 | 0 | C
325193 | 1007093 | 2023 | OCS (Other combustion source) | Grain Dryer | Natural Gas (Weighted U.S. Average) | Carbon Dioxide Total | 829.5 | 0 | C
325193 | 1007093 | 2023 | OCS (Other combustion source) | Grain Dryer | Natural Gas (Weighted U.S. Average) | Methane | 0.02 | 0 | C
325193 | 1007093 | 2023 | OCS (Other combustion source) | Grain Dryer | Natural Gas (Weighted U.S. Average) | Methane (Co2 eq) | 0.4 | 0 | C
325193 | 1007093 | 2023 | OCS (Other combustion source) | Grain Dryer | Natural Gas (Weighted U.S. Average) | Nitrous Oxide | 0.002 | 0 | C
325193 | 1007093 | 2023 | OCS (Other combustion source) | Grain Dryer | Natural Gas (Weighted U.S. Average) | Nitrous Oxide (Co2 eq) | 0.5 | 0 | C
311313 | 1007098 | 2023 |  | CP-1 | Natural Gas (Weighted U.S. Average) | Carbon Dioxide Biogenic | 0 | 936439500 | C
311313 | 1007098 | 2023 |  | CP-1 | Natural Gas (Weighted U.S. Average) | Carbon Dioxide Non-Biogenic | 54522.6 | 936439500 | C
311313 | 1007098 | 2023 |  | CP-1 | Natural Gas (Weighted U.S. Average) | Carbon Dioxide Total | 54522.6 | 936439500 | C
311313 | 1007098 | 2023 |  | CP-1 | Natural Gas (Weighted U.S. Average) | Methane | 1.03 | 936439500 | C
311313 | 1007098 | 2023 |  | CP-1 | Natural Gas (Weighted U.S. Average) | Methane (Co2 eq) | 25.7 | 936439500 | C
311313 | 1007098 | 2023 |  | CP-1 | Natural Gas (Weighted U.S. Average) | Nitrous Oxide | 0.103 | 936439500 | C
311313 | 1007098 | 2023 |  | CP-1 | Natural Gas (Weighted U.S. Average) | Nitrous Oxide (Co2 eq) | 30.6 | 936439500 | C
311313 | 1007098 | 2023 | PCWD (Pulverized coal, wall-fired, dry bottom) | EU001 | Natural Gas (Weighted U.S. Average) | Carbon Dioxide Biogenic | 0 | 0 | C
311313 | 1007098 | 2023 | PCWD (Pulverized coal, wall-fired, dry bottom) | EU001 | Natural Gas (Weighted U.S. Average) | Carbon Dioxide Non-Biogenic | 0 | 0 | C
311313 | 1007098 | 2023 | PCWD (Pulverized coal, wall-fired, dry bottom) | EU001 | Natural Gas (Weighted U.S. Average) | Carbon Dioxide Total | 0 | 0 | C
311313 | 1007098 | 2023 | PCWD (Pulverized coal, wall-fired, dry bottom) | EU001 | Natural Gas (Weighted U.S. Average) | Methane | 0.07 | 0 | C
311313 | 1007098 | 2023 | PCWD (Pulverized coal, wall-fired, dry bottom) | EU001 | Natural Gas (Weighted U.S. Average) | Methane (Co2 eq) | 1.7 | 0 | C
311313 | 1007098 | 2023 | PCWD (Pulverized coal, wall-fired, dry bottom) | EU001 | Natural Gas (Weighted U.S. Average) | Nitrous Oxide | 0.007 | 0 | C
311313 | 1007098 | 2023 | PCWD (Pulverized coal, wall-fired, dry bottom) | EU001 | Natural Gas (Weighted U.S. Average) | Nitrous Oxide (Co2 eq) | 2 | 0 | C
311313 | 1007098 | 2023 | PCWD (Pulverized coal, wall-fired, dry bottom) | EU001 | Residual Fuel Oil No. 6 | Carbon Dioxide Biogenic | 0 | 0 | C
311313 | 1007098 | 2023 | PCWD (Pulverized coal, wall-fired, dry bottom) | EU001 | Residual Fuel Oil No. 6 | Carbon Dioxide Non-Biogenic | 0 | 0 | C
311313 | 1007098 | 2023 | PCWD (Pulverized coal, wall-fired, dry bottom) | EU001 | Residual Fuel Oil No. 6 | Carbon Dioxide Total | 0 | 0 | C
311313 | 1007098 | 2023 | PCWD (Pulverized coal, wall-fired, dry bottom) | EU001 | Residual Fuel Oil No. 6 | Methane | 0.27 | 0 | C
311313 | 1007098 | 2023 | PCWD (Pulverized coal, wall-fired, dry bottom) | EU001 | Residual Fuel Oil No. 6 | Methane (Co2 eq) | 6.7 | 0 | C
311313 | 1007098 | 2023 | PCWD (Pulverized coal, wall-fired, dry bottom) | EU001 | Residual Fuel Oil No. 6 | Nitrous Oxide | 0.054 | 0 | C
311313 | 1007098 | 2023 | PCWD (Pulverized coal, wall-fired, dry bottom) | EU001 | Residual Fuel Oil No. 6 | Nitrous Oxide (Co2 eq) | 16 | 0 | C
311313 | 1007098 | 2023 | PCWD (Pulverized coal, wall-fired, dry bottom) | EU001 | Subbituminous | Carbon Dioxide Biogenic | 0 | 0 | C
311313 | 1007098 | 2023 | PCWD (Pulverized coal, wall-fired, dry bottom) | EU001 | Subbituminous | Carbon Dioxide Non-Biogenic | 0 | 0 | C
311313 | 1007098 | 2023 | PCWD (Pulverized coal, wall-fired, dry bottom) | EU001 | Subbituminous | Carbon Dioxide Total | 0 | 0 | C
311313 | 1007098 | 2023 | PCWD (Pulverized coal, wall-fired, dry bottom) | EU001 | Subbituminous | Methane | 35.49 | 0 | C
311313 | 1007098 | 2023 | PCWD (Pulverized coal, wall-fired, dry bottom) | EU001 | Subbituminous | Methane (Co2 eq) | 887.2 | 0 | C
311313 | 1007098 | 2023 | PCWD (Pulverized coal, wall-fired, dry bottom) | EU001 | Subbituminous | Nitrous Oxide | 5.162 | 0 | C
311313 | 1007098 | 2023 | PCWD (Pulverized coal, wall-fired, dry bottom) | EU001 | Subbituminous | Nitrous Oxide (Co2 eq) | 1538.2 | 0 | C
311313 | 1007098 | 2023 |  | GP-1 | Propane | Carbon Dioxide Biogenic | 0 | 43837 | C
311313 | 1007098 | 2023 |  | GP-1 | Propane | Carbon Dioxide Non-Biogenic | 250.8 | 43837 | C
311313 | 1007098 | 2023 |  | GP-1 | Propane | Carbon Dioxide Total | 250.8 | 43837 | C
311313 | 1007098 | 2023 |  | GP-1 | Propane | Methane | 0.01 | 43837 | C
311313 | 1007098 | 2023 |  | GP-1 | Propane | Methane (Co2 eq) | 0.3 | 43837 | C
311313 | 1007098 | 2023 |  | GP-1 | Propane | Nitrous Oxide | 0.002 | 43837 | C
311313 | 1007098 | 2023 |  | GP-1 | Propane | Nitrous Oxide (Co2 eq) | 0.7 | 43837 | C
311313 | 1007098 | 2023 |  | GP-2 | Other Biomass Gases | Carbon Dioxide Biogenic | 1219.6 | 35760073 | C
311313 | 1007098 | 2023 |  | GP-2 | Other Biomass Gases | Carbon Dioxide Non-Biogenic | 0 | 35760073 | C
311313 | 1007098 | 2023 |  | GP-2 | Other Biomass Gases | Carbon Dioxide Total | 1219.6 | 35760073 | C
311313 | 1007098 | 2023 |  | GP-2 | Other Biomass Gases | Methane | 0.07 | 35760073 | C
311313 | 1007098 | 2023 |  | GP-2 | Other Biomass Gases | Methane (Co2 eq) | 1.9 | 35760073 | C
311313 | 1007098 | 2023 |  | GP-2 | Other Biomass Gases | Nitrous Oxide | 0.015 | 35760073 | C
311313 | 1007098 | 2023 |  | GP-2 | Other Biomass Gases | Nitrous Oxide (Co2 eq) | 4.4 | 35760073 | C
311313 | 1007098 | 2023 |  | GP-3 | Used Oil | Carbon Dioxide Biogenic | 0 | 0 | C
311313 | 1007098 | 2023 |  | GP-3 | Used Oil | Carbon Dioxide Non-Biogenic | 0 | 0 | C
311313 | 1007098 | 2023 |  | GP-3 | Used Oil | Carbon Dioxide Total | 0 | 0 | C
311313 | 1007098 | 2023 |  | GP-3 | Used Oil | Methane | 0 | 0 | C
311313 | 1007098 | 2023 |  | GP-3 | Used Oil | Methane (Co2 eq) | 0 | 0 | C
311313 | 1007098 | 2023 |  | GP-3 | Used Oil | Nitrous Oxide | 0 | 0 | C
311313 | 1007098 | 2023 |  | GP-3 | Used Oil | Nitrous Oxide (Co2 eq) | 0 | 0 | C
311313 | 1007098 | 2023 |  | GP-4 | Natural Gas (Weighted U.S. Average) | Carbon Dioxide Biogenic | 0 | 4137892.76 | C
311313 | 1007098 | 2023 |  | GP-4 | Natural Gas (Weighted U.S. Average) | Carbon Dioxide Non-Biogenic | 234 | 4137892.76 | C
311313 | 1007098 | 2023 |  | GP-4 | Natural Gas (Weighted U.S. Average) | Carbon Dioxide Total | 234 | 4137892.76 | C
311313 | 1007098 | 2023 |  | GP-4 | Natural Gas (Weighted U.S. Average) | Methane | 0 | 4137892.76 | C
311313 | 1007098 | 2023 |  | GP-4 | Natural Gas (Weighted U.S. Average) | Methane (Co2 eq) | 0.1 | 4137892.76 | C
311313 | 1007098 | 2023 |  | GP-4 | Natural Gas (Weighted U.S. Average) | Nitrous Oxide | 0 | 4137892.76 | C
311313 | 1007098 | 2023 |  | GP-4 | Natural Gas (Weighted U.S. Average) | Nitrous Oxide (Co2 eq) | 0.1 | 4137892.76 | C
311313 | 1007098 | 2023 |  | GP-5 | Coal Coke | Carbon Dioxide Biogenic | 0 | 6713 | C
311313 | 1007098 | 2023 |  | GP-5 | Coal Coke | Carbon Dioxide Non-Biogenic | 18924.1 | 6713 | C
311313 | 1007098 | 2023 |  | GP-5 | Coal Coke | Carbon Dioxide Total | 18924.1 | 6713 | C
311313 | 1007098 | 2023 |  | GP-5 | Coal Coke | Methane | 1.83 | 6713 | C
311313 | 1007098 | 2023 |  | GP-5 | Coal Coke | Methane (Co2 eq) | 45.8 | 6713 | C
311313 | 1007098 | 2023 |  | GP-5 | Coal Coke | Nitrous Oxide | 0.266 | 6713 | C
311313 | 1007098 | 2023 |  | GP-5 | Coal Coke | Nitrous Oxide (Co2 eq) | 79.4 | 6713 | C
311313 | 1007098 | 2023 |  | GP-6 | Anthracite | Carbon Dioxide Biogenic | 0 | 1915 | C
311313 | 1007098 | 2023 |  | GP-6 | Anthracite | Carbon Dioxide Non-Biogenic | 4982 | 1915 | C
311313 | 1007098 | 2023 |  | GP-6 | Anthracite | Carbon Dioxide Total | 4982 | 1915 | C
311313 | 1007098 | 2023 |  | GP-6 | Anthracite | Methane | 0.53 | 1915 | C
311313 | 1007098 | 2023 |  | GP-6 | Anthracite | Methane (Co2 eq) | 13.2 | 1915 | C
311313 | 1007098 | 2023 |  | GP-6 | Anthracite | Nitrous Oxide | 0.077 | 1915 | C
311313 | 1007098 | 2023 |  | GP-6 | Anthracite | Nitrous Oxide (Co2 eq) | 22.9 | 1915 | C
322120 | 1007135 | 2023 | OB (Boiler, other) | EU 015 Power Boiler No. 5 | Natural Gas (Weighted U.S. Average) | Carbon Dioxide Biogenic | 0 | 0 | C
322120 | 1007135 | 2023 | OB (Boiler, other) | EU 015 Power Boiler No. 5 | Natural Gas (Weighted U.S. Average) | Carbon Dioxide Non-Biogenic | 141750.5 | 0 | C
322120 | 1007135 | 2023 | OB (Boiler, other) | EU 015 Power Boiler No. 5 | Natural Gas (Weighted U.S. Average) | Carbon Dioxide Total | 141750.5 | 0 | C
322120 | 1007135 | 2023 | OB (Boiler, other) | EU 015 Power Boiler No. 5 | Natural Gas (Weighted U.S. Average) | Methane | 2.67 | 0 | C
322120 | 1007135 | 2023 | OB (Boiler, other) | EU 015 Power Boiler No. 5 | Natural Gas (Weighted U.S. Average) | Methane (Co2 eq) | 66.8 | 0 | C
322120 | 1007135 | 2023 | OB (Boiler, other) | EU 015 Power Boiler No. 5 | Natural Gas (Weighted U.S. Average) | Nitrous Oxide | 0.267 | 0 | C
322120 | 1007135 | 2023 | OB (Boiler, other) | EU 015 Power Boiler No. 5 | Natural Gas (Weighted U.S. Average) | Nitrous Oxide (Co2 eq) | 79.6 | 0 | C
322120 | 1007135 | 2023 | S (Stoker Boiler) | EU 016 No.4 Combination Boiler | Natural Gas (Weighted U.S. Average) | Carbon Dioxide Biogenic | 0 | 0 | C
322120 | 1007135 | 2023 | S (Stoker Boiler) | EU 016 No.4 Combination Boiler | Natural Gas (Weighted U.S. Average) | Carbon Dioxide Non-Biogenic | 103399.3 | 0 | C
322120 | 1007135 | 2023 | S (Stoker Boiler) | EU 016 No.4 Combination Boiler | Natural Gas (Weighted U.S. Average) | Carbon Dioxide Total | 103399.3 | 0 | C
322120 | 1007135 | 2023 | S (Stoker Boiler) | EU 016 No.4 Combination Boiler | Natural Gas (Weighted U.S. Average) | Methane | 1.95 | 0 | C
322120 | 1007135 | 2023 | S (Stoker Boiler) | EU 016 No.4 Combination Boiler | Natural Gas (Weighted U.S. Average) | Methane (Co2 eq) | 48.7 | 0 | C
322120 | 1007135 | 2023 | S (Stoker Boiler) | EU 016 No.4 Combination Boiler | Natural Gas (Weighted U.S. Average) | Nitrous Oxide | 0.195 | 0 | C
322120 | 1007135 | 2023 | S (Stoker Boiler) | EU 016 No.4 Combination Boiler | Natural Gas (Weighted U.S. Average) | Nitrous Oxide (Co2 eq) | 58.1 | 0 | C
322120 | 1007135 | 2023 | Pulp Mill Lime Kiln | EU 017 No. 4 Lime Kiln |  | Carbon Dioxide Biogenic (Spent Liquor) | 0 |  | AA
322120 | 1007135 | 2023 | Pulp Mill Lime Kiln | EU 017 No. 4 Lime Kiln |  | Carbon Dioxide Non-Biogenic | 35013.1 |  | AA
322120 | 1007135 | 2023 | Pulp Mill Lime Kiln | EU 017 No. 4 Lime Kiln |  | Methane | 0.66 |  | AA
322120 | 1007135 | 2023 | Pulp Mill Lime Kiln | EU 017 No. 4 Lime Kiln |  | Methane Spent Liquor | 0 |  | AA
322120 | 1007135 | 2023 | Pulp Mill Lime Kiln | EU 017 No. 4 Lime Kiln |  | Nitrous Oxide | 0.066 |  | AA
322120 | 1007135 | 2023 | Pulp Mill Lime Kiln | EU 017 No. 4 Lime Kiln |  | Nitrous Oxide Spent Liquor | 0 |  | AA
322120 | 1007135 | 2023 | Chemical Recovery Furnace | EU 018 No. 4 Recovery Boiler |  | Carbon Dioxide Biogenic (Spent Liquor) | 612503.8 |  | AA | [9 empty] | 49 | 1976 | ALSTOM | 3.6 | 5 | 2 | D | 1450 | 1250 | 859
322120 | 1007135 | 2023 | Chemical Recovery Furnace | EU 018 No. 4 Recovery Boiler |  | Carbon Dioxide Non-Biogenic | 35245.7 |  | AA | [9 empty] | 49 | 1976 | ALSTOM | 3.6 | 5 | 2 | D | 1450 | 1250 | 859
322120 | 1007135 | 2023 | Chemical Recovery Furnace | EU 018 No. 4 Recovery Boiler |  | Methane | 0.66 |  | AA | [9 empty] | 49 | 1976 | ALSTOM | 3.6 | 5 | 2 | D | 1450 | 1250 | 859
322120 | 1007135 | 2023 | Chemical Recovery Furnace | EU 018 No. 4 Recovery Boiler |  | Methane Spent Liquor | 12.33 |  | AA | [9 empty] | 49 | 1976 | ALSTOM | 3.6 | 5 | 2 | D | 1450 | 1250 | 859
322120 | 1007135 | 2023 | Chemical Recovery Furnace | EU 018 No. 4 Recovery Boiler |  | Nitrous Oxide | 0.066 |  | AA | [9 empty] | 49 | 1976 | ALSTOM | 3.6 | 5 | 2 | D | 1450 | 1250 | 859
322120 | 1007135 | 2023 | Chemical Recovery Furnace | EU 018 No. 4 Recovery Boiler |  | Nitrous Oxide Spent Liquor | 2.725 |  | AA | [9 empty] | 49 | 1976 | ALSTOM | 3.6 | 5 | 2 | D | 1450 | 1250 | 859
322120 | 1007135 | 2023 | PD (Product or intermediate product dryer) | EU 043 TPM No. 3 | Natural Gas (Weighted U.S. Average) | Carbon Dioxide Biogenic | 0 | 0 | C
322120 | 1007135 | 2023 | PD (Product or intermediate product dryer) | EU 043 TPM No. 3 | Natural Gas (Weighted U.S. Average) | Carbon Dioxide Non-Biogenic | 11974.2 | 0 | C
322120 | 1007135 | 2023 | PD (Product or intermediate product dryer) | EU 043 TPM No. 3 | Natural Gas (Weighted U.S. Average) | Carbon Dioxide Total | 11974.2 | 0 | C
322120 | 1007135 | 2023 | PD (Product or intermediate product dryer) | EU 043 TPM No. 3 | Natural Gas (Weighted U.S. Average) | Methane | 0.23 | 0 | C
322120 | 1007135 | 2023 | PD (Product or intermediate product dryer) | EU 043 TPM No. 3 | Natural Gas (Weighted U.S. Average) | Methane (Co2 eq) | 5.6 | 0 | C
322120 | 1007135 | 2023 | PD (Product or intermediate product dryer) | EU 043 TPM No. 3 | Natural Gas (Weighted U.S. Average) | Nitrous Oxide | 0.023 | 0 | C
322120 | 1007135 | 2023 | PD (Product or intermediate product dryer) | EU 043 TPM No. 3 | Natural Gas (Weighted U.S. Average) | Nitrous Oxide (Co2 eq) | 6.7 | 0 | C
322120 | 1007135 | 2023 | PD (Product or intermediate product dryer) | EU 043 TPM No. 4 | Natural Gas (Weighted U.S. Average) | Carbon Dioxide Biogenic | 0 | 0 | C
322120 | 1007135 | 2023 | PD (Product or intermediate product dryer) | EU 043 TPM No. 4 | Natural Gas (Weighted U.S. Average) | Carbon Dioxide Non-Biogenic | 9429.5 | 0 | C
322120 | 1007135 | 2023 | PD (Product or intermediate product dryer) | EU 043 TPM No. 4 | Natural Gas (Weighted U.S. Average) | Carbon Dioxide Total | 9429.5 | 0 | C
322120 | 1007135 | 2023 | PD (Product or intermediate product dryer) | EU 043 TPM No. 4 | Natural Gas (Weighted U.S. Average) | Methane | 0.18 | 0 | C
322120 | 1007135 | 2023 | PD (Product or intermediate product dryer) | EU 043 TPM No. 4 | Natural Gas (Weighted U.S. Average) | Methane (Co2 eq) | 4.4 | 0 | C
322120 | 1007135 | 2023 | PD (Product or intermediate product dryer) | EU 043 TPM No. 4 | Natural Gas (Weighted U.S. Average) | Nitrous Oxide | 0.018 | 0 | C
322120 | 1007135 | 2023 | PD (Product or intermediate product dryer) | EU 043 TPM No. 4 | Natural Gas (Weighted U.S. Average) | Nitrous Oxide (Co2 eq) | 5.3 | 0 | C
322120 | 1007135 | 2023 | PD (Product or intermediate product dryer) | EU 043 TPM No. 5 | Natural Gas (Weighted U.S. Average) | Carbon Dioxide Biogenic | 0 | 0 | C
322120 | 1007135 | 2023 | PD (Product or intermediate product dryer) | EU 043 TPM No. 5 | Natural Gas (Weighted U.S. Average) | Carbon Dioxide Non-Biogenic | 12504.8 | 0 | C
322120 | 1007135 | 2023 | PD (Product or intermediate product dryer) | EU 043 TPM No. 5 | Natural Gas (Weighted U.S. Average) | Carbon Dioxide Total | 12504.8 | 0 | C
322120 | 1007135 | 2023 | PD (Product or intermediate product dryer) | EU 043 TPM No. 5 | Natural Gas (Weighted U.S. Average) | Methane | 0.24 | 0 | C
322120 | 1007135 | 2023 | PD (Product or intermediate product dryer) | EU 043 TPM No. 5 | Natural Gas (Weighted U.S. Average) | Methane (Co2 eq) | 5.9 | 0 | C
322120 | 1007135 | 2023 | PD (Product or intermediate product dryer) | EU 043 TPM No. 5 | Natural Gas (Weighted U.S. Average) | Nitrous Oxide | 0.024 | 0 | C
322120 | 1007135 | 2023 | PD (Product or intermediate product dryer) | EU 043 TPM No. 5 | Natural Gas (Weighted U.S. Average) | Nitrous Oxide (Co2 eq) | 7 | 0 | C
322120 | 1007135 | 2023 | PD (Product or intermediate product dryer) | EU 043 TPM No. 6 | Natural Gas (Weighted U.S. Average) | Carbon Dioxide Biogenic | 0 | 0 | C
322120 | 1007135 | 2023 | PD (Product or intermediate product dryer) | EU 043 TPM No. 6 | Natural Gas (Weighted U.S. Average) | Carbon Dioxide Non-Biogenic | 31441.7 | 0 | C
322120 | 1007135 | 2023 | PD (Product or intermediate product dryer) | EU 043 TPM No. 6 | Natural Gas (Weighted U.S. Average) | Carbon Dioxide Total | 31441.7 | 0 | C
322120 | 1007135 | 2023 | PD (Product or intermediate product dryer) | EU 043 TPM No. 6 | Natural Gas (Weighted U.S. Average) | Methane | 0.59 | 0 | C
322120 | 1007135 | 2023 | PD (Product or intermediate product dryer) | EU 043 TPM No. 6 | Natural Gas (Weighted U.S. Average) | Methane (Co2 eq) | 14.8 | 0 | C
322120 | 1007135 | 2023 | PD (Product or intermediate product dryer) | EU 043 TPM No. 6 | Natural Gas (Weighted U.S. Average) | Nitrous Oxide | 0.059 | 0 | C
322120 | 1007135 | 2023 | PD (Product or intermediate product dryer) | EU 043 TPM No. 6 | Natural Gas (Weighted U.S. Average) | Nitrous Oxide (Co2 eq) | 17.7 | 0 | C
322120 | 1007135 | 2023 | RICE (Reciprocating internal combustion engine) | RICE - DOC Backup Generator EU058 | Liquefied petroleum gases (LPG) | Carbon Dioxide Biogenic | 0 | 0 | C
322120 | 1007135 | 2023 | RICE (Reciprocating internal combustion engine) | RICE - DOC Backup Generator EU058 | Liquefied petroleum gases (LPG) | Carbon Dioxide Non-Biogenic | 1.4 | 0 | C
322120 | 1007135 | 2023 | RICE (Reciprocating internal combustion engine) | RICE - DOC Backup Generator EU058 | Liquefied petroleum gases (LPG) | Carbon Dioxide Total | 1.4 | 0 | C
322120 | 1007135 | 2023 | RICE (Reciprocating internal combustion engine) | RICE - DOC Backup Generator EU058 | Liquefied petroleum gases (LPG) | Methane | 0 | 0 | C
322120 | 1007135 | 2023 | RICE (Reciprocating internal combustion engine) | RICE - DOC Backup Generator EU058 | Liquefied petroleum gases (LPG) | Methane (Co2 eq) | 0 | 0 | C
322120 | 1007135 | 2023 | RICE (Reciprocating internal combustion engine) | RICE - DOC Backup Generator EU058 | Liquefied petroleum gases (LPG) | Nitrous Oxide | 0 | 0 | C
322120 | 1007135 | 2023 | RICE (Reciprocating internal combustion engine) | RICE - DOC Backup Generator EU058 | Liquefied petroleum gases (LPG) | Nitrous Oxide (Co2 eq) | 0 | 0 | C
322120 | 1007135 | 2023 | RICE (Reciprocating internal combustion engine) | RICE - LF Pond No. 2 Sump Pump | Distillate Fuel Oil No. 2 | Carbon Dioxide Biogenic | 0 | 0 | C
322120 | 1007135 | 2023 | RICE (Reciprocating internal combustion engine) | RICE - LF Pond No. 2 Sump Pump | Distillate Fuel Oil No. 2 | Carbon Dioxide Non-Biogenic | 0.5 | 0 | C
322120 | 1007135 | 2023 | RICE (Reciprocating internal combustion engine) | RICE - LF Pond No. 2 Sump Pump | Distillate Fuel Oil No. 2 | Carbon Dioxide Total | 0.5 | 0 | C
322120 | 1007135 | 2023 | RICE (Reciprocating internal combustion engine) | RICE - LF Pond No. 2 Sump Pump | Distillate Fuel Oil No. 2 | Methane | 0 | 0 | C
322120 | 1007135 | 2023 | RICE (Reciprocating internal combustion engine) | RICE - LF Pond No. 2 Sump Pump | Distillate Fuel Oil No. 2 | Methane (Co2 eq) | 0 | 0 | C
322120 | 1007135 | 2023 | RICE (Reciprocating internal combustion engine) | RICE - LF Pond No. 2 Sump Pump | Distillate Fuel Oil No. 2 | Nitrous Oxide | 0 | 0 | C
322120 | 1007135 | 2023 | RICE (Reciprocating internal combustion engine) | RICE - LF Pond No. 2 Sump Pump | Distillate Fuel Oil No. 2 | Nitrous Oxide (Co2 eq) | 0 | 0 | C
322120 | 1007135 | 2023 | RICE (Reciprocating internal combustion engine) | RICE - LF Pond No. 4 Sump Pump | Distillate Fuel Oil No. 2 | Carbon Dioxide Biogenic | 0 | 0 | C
322120 | 1007135 | 2023 | RICE (Reciprocating internal combustion engine) | RICE - LF Pond No. 4 Sump Pump | Distillate Fuel Oil No. 2 | Carbon Dioxide Non-Biogenic | 0.3 | 0 | C
322120 | 1007135 | 2023 | RICE (Reciprocating internal combustion engine) | RICE - LF Pond No. 4 Sump Pump | Distillate Fuel Oil No. 2 | Carbon Dioxide Total | 0.3 | 0 | C
322120 | 1007135 | 2023 | RICE (Reciprocating internal combustion engine) | RICE - LF Pond No. 4 Sump Pump | Distillate Fuel Oil No. 2 | Methane | 0 | 0 | C
322120 | 1007135 | 2023 | RICE (Reciprocating internal combustion engine) | RICE - LF Pond No. 4 Sump Pump | Distillate Fuel Oil No. 2 | Methane (Co2 eq) | 0 | 0 | C
322120 | 1007135 | 2023 | RICE (Reciprocating internal combustion engine) | RICE - LF Pond No. 4 Sump Pump | Distillate Fuel Oil No. 2 | Nitrous Oxide | 0 | 0 | C
322120 | 1007135 | 2023 | RICE (Reciprocating internal combustion engine) | RICE - LF Pond No. 4 Sump Pump | Distillate Fuel Oil No. 2 | Nitrous Oxide (Co2 eq) | 0 | 0 | C
322120 | 1007135 | 2023 | RICE (Reciprocating internal combustion engine) | RICE - LF Pond No. 5 Sump Pump | Distillate Fuel Oil No. 2 | Carbon Dioxide Biogenic | 0 | 0 | C
322120 | 1007135 | 2023 | RICE (Reciprocating internal combustion engine) | RICE - LF Pond No. 5 Sump Pump | Distillate Fuel Oil No. 2 | Carbon Dioxide Non-Biogenic | 0.4 | 0 | C
322120 | 1007135 | 2023 | RICE (Reciprocating internal combustion engine) | RICE - LF Pond No. 5 Sump Pump | Distillate Fuel Oil No. 2 | Carbon Dioxide Total | 0.4 | 0 | C
322120 | 1007135 | 2023 | RICE (Reciprocating internal combustion engine) | RICE - LF Pond No. 5 Sump Pump | Distillate Fuel Oil No. 2 | Methane | 0 | 0 | C
322120 | 1007135 | 2023 | RICE (Reciprocating internal combustion engine) | RICE - LF Pond No. 5 Sump Pump | Distillate Fuel Oil No. 2 | Methane (Co2 eq) | 0 | 0 | C
322120 | 1007135 | 2023 | RICE (Reciprocating internal combustion engine) | RICE - LF Pond No. 5 Sump Pump | Distillate Fuel Oil No. 2 | Nitrous Oxide | 0 | 0 | C
322120 | 1007135 | 2023 | RICE (Reciprocating internal combustion engine) | RICE - LF Pond No. 5 Sump Pump | Distillate Fuel Oil No. 2 | Nitrous Oxide (Co2 eq) | 0 | 0 | C
322120 | 1007135 | 2023 | RICE (Reciprocating internal combustion engine) | RICE - LK rotation backup engine | Liquefied petroleum gases (LPG) | Carbon Dioxide Biogenic | 0 | 0 | C
322120 | 1007135 | 2023 | RICE (Reciprocating internal combustion engine) | RICE - LK rotation backup engine | Liquefied petroleum gases (LPG) | Carbon Dioxide Non-Biogenic | 2.1 | 0 | C
322120 | 1007135 | 2023 | RICE (Reciprocating internal combustion engine) | RICE - LK rotation backup engine | Liquefied petroleum gases (LPG) | Carbon Dioxide Total | 2.1 | 0 | C
322120 | 1007135 | 2023 | RICE (Reciprocating internal combustion engine) | RICE - LK rotation backup engine | Liquefied petroleum gases (LPG) | Methane | 0 | 0 | C
322120 | 1007135 | 2023 | RICE (Reciprocating internal combustion engine) | RICE - LK rotation backup engine | Liquefied petroleum gases (LPG) | Methane (Co2 eq) | 0 | 0 | C
322120 | 1007135 | 2023 | RICE (Reciprocating internal combustion engine) | RICE - LK rotation backup engine | Liquefied petroleum gases (LPG) | Nitrous Oxide | 0 | 0 | C
322120 | 1007135 | 2023 | RICE (Reciprocating internal combustion engine) | RICE - LK rotation backup engine | Liquefied petroleum gases (LPG) | Nitrous Oxide (Co2 eq) | 0 | 0 | C
325212 | 1007137 | 2023 |  | GP-BOILER | Natural Gas (Weighted U.S. Average) | Carbon Dioxide Biogenic | 0 | 682335619 | C
325212 | 1007137 | 2023 |  | GP-BOILER | Natural Gas (Weighted U.S. Average) | Carbon Dioxide Non-Biogenic | 35766 | 682335619 | C
325212 | 1007137 | 2023 |  | GP-BOILER | Natural Gas (Weighted U.S. Average) | Carbon Dioxide Total | 35766 | 682335619 | C
325212 | 1007137 | 2023 |  | GP-BOILER | Natural Gas (Weighted U.S. Average) | Methane | 0.67 | 682335619 | C
325212 | 1007137 | 2023 |  | GP-BOILER | Natural Gas (Weighted U.S. Average) | Methane (Co2 eq) | 16.9 | 682335619 | C
325212 | 1007137 | 2023 |  | GP-BOILER | Natural Gas (Weighted U.S. Average) | Nitrous Oxide | 0.067 | 682335619 | C
325212 | 1007137 | 2023 |  | GP-BOILER | Natural Gas (Weighted U.S. Average) | Nitrous Oxide (Co2 eq) | 20.1 | 682335619 | C
325212 | 1007137 | 2023 | CCCT (CC (Turbine, combined cycle)) | VE-11 | Natural Gas (Weighted U.S. Average) | Carbon Dioxide Biogenic | 0 | 81961828 | C
325212 | 1007137 | 2023 | CCCT (CC (Turbine, combined cycle)) | VE-11 | Natural Gas (Weighted U.S. Average) | Carbon Dioxide Non-Biogenic | 4403.9 | 81961828 | C
325212 | 1007137 | 2023 | CCCT (CC (Turbine, combined cycle)) | VE-11 | Natural Gas (Weighted U.S. Average) | Carbon Dioxide Total | 4403.9 | 81961828 | C
325212 | 1007137 | 2023 | CCCT (CC (Turbine, combined cycle)) | VE-11 | Natural Gas (Weighted U.S. Average) | Methane | 0.08 | 81961828 | C
325212 | 1007137 | 2023 | CCCT (CC (Turbine, combined cycle)) | VE-11 | Natural Gas (Weighted U.S. Average) | Methane (Co2 eq) | 2.1 | 81961828 | C
325212 | 1007137 | 2023 | CCCT (CC (Turbine, combined cycle)) | VE-11 | Natural Gas (Weighted U.S. Average) | Nitrous Oxide | 0.008 | 81961828 | C
325212 | 1007137 | 2023 | CCCT (CC (Turbine, combined cycle)) | VE-11 | Natural Gas (Weighted U.S. Average) | Nitrous Oxide (Co2 eq) | 2.5 | 81961828 | C
311999 | 1007148 | 2023 |  | GP-Plant Boilers | Natural Gas (Weighted U.S. Average) | Carbon Dioxide Biogenic | 0 | 0 | C
311999 | 1007148 | 2023 |  | GP-Plant Boilers | Natural Gas (Weighted U.S. Average) | Carbon Dioxide Non-Biogenic | 70037.5 | 0 | C
311999 | 1007148 | 2023 |  | GP-Plant Boilers | Natural Gas (Weighted U.S. Average) | Carbon Dioxide Total | 70037.5 | 0 | C
311999 | 1007148 | 2023 |  | GP-Plant Boilers | Natural Gas (Weighted U.S. Average) | Methane | 1.32 | 0 | C
311999 | 1007148 | 2023 |  | GP-Plant Boilers | Natural Gas (Weighted U.S. Average) | Methane (Co2 eq) | 33 | 0 | C
311999 | 1007148 | 2023 |  | GP-Plant Boilers | Natural Gas (Weighted U.S. Average) | Nitrous Oxide | 0.132 | 0 | C
311999 | 1007148 | 2023 |  | GP-Plant Boilers | Natural Gas (Weighted U.S. Average) | Nitrous Oxide (Co2 eq) | 39.3 | 0 | C
311999 | 1007148 | 2023 | FLR (Flare) | WWTP Flare | Natural Gas (Weighted U.S. Average) | Carbon Dioxide Biogenic | 0 | 0 | C
311999 | 1007148 | 2023 | FLR (Flare) | WWTP Flare | Natural Gas (Weighted U.S. Average) | Carbon Dioxide Non-Biogenic | 148.7 | 0 | C
311999 | 1007148 | 2023 | FLR (Flare) | WWTP Flare | Natural Gas (Weighted U.S. Average) | Carbon Dioxide Total | 148.7 | 0 | C
311999 | 1007148 | 2023 | FLR (Flare) | WWTP Flare | Natural Gas (Weighted U.S. Average) | Methane | 0 | 0 | C
311999 | 1007148 | 2023 | FLR (Flare) | WWTP Flare | Natural Gas (Weighted U.S. Average) | Methane (Co2 eq) | 0.1 | 0 | C
311999 | 1007148 | 2023 | FLR (Flare) | WWTP Flare | Natural Gas (Weighted U.S. Average) | Nitrous Oxide | 0 | 0 | C
311999 | 1007148 | 2023 | FLR (Flare) | WWTP Flare | Natural Gas (Weighted U.S. Average) | Nitrous Oxide (Co2 eq) | 0.1 | 0 | C
311999 | 1007148 | 2023 | FLR (Flare) | WWTP Flare | Other Biomass Gases | Carbon Dioxide Biogenic | 1856.3 | 0 | C
311999 | 1007148 | 2023 | FLR (Flare) | WWTP Flare | Other Biomass Gases | Carbon Dioxide Non-Biogenic | 0 | 0 | C
311999 | 1007148 | 2023 | FLR (Flare) | WWTP Flare | Other Biomass Gases | Carbon Dioxide Total | 1856.3 | 0 | C
311999 | 1007148 | 2023 | FLR (Flare) | WWTP Flare | Other Biomass Gases | Methane | 0.11 | 0 | C
311999 | 1007148 | 2023 | FLR (Flare) | WWTP Flare | Other Biomass Gases | Methane (Co2 eq) | 2.9 | 0 | C
311999 | 1007148 | 2023 | FLR (Flare) | WWTP Flare | Other Biomass Gases | Nitrous Oxide | 0.022 | 0 | C
311999 | 1007148 | 2023 | FLR (Flare) | WWTP Flare | Other Biomass Gases | Nitrous Oxide (Co2 eq) | 6.7 | 0 | C
325180 | 1007164 | 2023 |  | GP-All Units | Bituminous | Carbon Dioxide Biogenic | 0 | 0 | C
325180 | 1007164 | 2023 |  | GP-All Units | Bituminous | Carbon Dioxide Non-Biogenic | 5480.2 | 0 | C
325180 | 1007164 | 2023 |  | GP-All Units | Bituminous | Carbon Dioxide Total | 5480.2 | 0 | C
325180 | 1007164 | 2023 |  | GP-All Units | Bituminous | Methane | 0.6 | 0 | C
325180 | 1007164 | 2023 |  | GP-All Units | Bituminous | Methane (Co2 eq) | 14.9 | 0 | C
325180 | 1007164 | 2023 |  | GP-All Units | Bituminous | Nitrous Oxide | 0.087 | 0 | C
325180 | 1007164 | 2023 |  | GP-All Units | Bituminous | Nitrous Oxide (Co2 eq) | 25.9 | 0 | C
325180 | 1007164 | 2023 |  | GP-All Units | Natural Gas (Weighted U.S. Average) | Carbon Dioxide Biogenic | 0 | 0 | C
325180 | 1007164 | 2023 |  | GP-All Units | Natural Gas (Weighted U.S. Average) | Carbon Dioxide Non-Biogenic | 38272.4 | 0 | C
325180 | 1007164 | 2023 |  | GP-All Units | Natural Gas (Weighted U.S. Average) | Carbon Dioxide Total | 38272.4 | 0 | C
325180 | 1007164 | 2023 |  | GP-All Units | Natural Gas (Weighted U.S. Average) | Methane | 0.72 | 0 | C
325180 | 1007164 | 2023 |  | GP-All Units | Natural Gas (Weighted U.S. Average) | Methane (Co2 eq) | 18 | 0 | C
325180 | 1007164 | 2023 |  | GP-All Units | Natural Gas (Weighted U.S. Average) | Nitrous Oxide | 0.072 | 0 | C
325180 | 1007164 | 2023 |  | GP-All Units | Natural Gas (Weighted U.S. Average) | Nitrous Oxide (Co2 eq) | 21.5 | 0 | C
322130 | 1007176 | 2023 | S (Stoker Boiler) | 5000F | Distillate Fuel Oil No. 2 | Carbon Dioxide Biogenic | 0 | 24094 | C
322130 | 1007176 | 2023 | S (Stoker Boiler) | 5000F | Distillate Fuel Oil No. 2 | Carbon Dioxide Non-Biogenic | 254.8 | 24094 | C
322130 | 1007176 | 2023 | S (Stoker Boiler) | 5000F | Distillate Fuel Oil No. 2 | Carbon Dioxide Total | 254.8 | 24094 | C
322130 | 1007176 | 2023 | S (Stoker Boiler) | 5000F | Distillate Fuel Oil No. 2 | Methane | 0.01 | 24094 | C
322130 | 1007176 | 2023 | S (Stoker Boiler) | 5000F | Distillate Fuel Oil No. 2 | Methane (Co2 eq) | 0.3 | 24094 | C
322130 | 1007176 | 2023 | S (Stoker Boiler) | 5000F | Distillate Fuel Oil No. 2 | Nitrous Oxide | 0.002 | 24094 | C
322130 | 1007176 | 2023 | S (Stoker Boiler) | 5000F | Distillate Fuel Oil No. 2 | Nitrous Oxide (Co2 eq) | 0.6 | 24094 | C
322130 | 1007176 | 2023 | S (Stoker Boiler) | 5000F | Natural Gas (Weighted U.S. Average) | Carbon Dioxide Biogenic | 0 | 318497234.1 | C
322130 | 1007176 | 2023 | S (Stoker Boiler) | 5000F | Natural Gas (Weighted U.S. Average) | Carbon Dioxide Non-Biogenic | 17563.9 | 318497234.1 | C
322130 | 1007176 | 2023 | S (Stoker Boiler) | 5000F | Natural Gas (Weighted U.S. Average) | Carbon Dioxide Total | 17563.9 | 318497234.1 | C
322130 | 1007176 | 2023 | S (Stoker Boiler) | 5000F | Natural Gas (Weighted U.S. Average) | Methane | 0.33 | 318497234.1 | C
322130 | 1007176 | 2023 | S (Stoker Boiler) | 5000F | Natural Gas (Weighted U.S. Average) | Methane (Co2 eq) | 8.3 | 318497234.1 | C
322130 | 1007176 | 2023 | S (Stoker Boiler) | 5000F | Natural Gas (Weighted U.S. Average) | Nitrous Oxide | 0.033 | 318497234.1 | C
322130 | 1007176 | 2023 | S (Stoker Boiler) | 5000F | Natural Gas (Weighted U.S. Average) | Nitrous Oxide (Co2 eq) | 9.9 | 318497234.1 | C
322130 | 1007176 | 2023 | S (Stoker Boiler) | 5000F | Solid Byproducts | Carbon Dioxide Biogenic | 2442.4 | 3748 | C
322130 | 1007176 | 2023 | S (Stoker Boiler) | 5000F | Solid Byproducts | Carbon Dioxide Non-Biogenic | 0 | 3748 | C
322130 | 1007176 | 2023 | S (Stoker Boiler) | 5000F | Solid Byproducts | Carbon Dioxide Total | 2442.4 | 3748 | C
322130 | 1007176 | 2023 | S (Stoker Boiler) | 5000F | Solid Byproducts | Methane | 1.02 | 3748 | C
322130 | 1007176 | 2023 | S (Stoker Boiler) | 5000F | Solid Byproducts | Methane (Co2 eq) | 25.5 | 3748 | C
322130 | 1007176 | 2023 | S (Stoker Boiler) | 5000F | Solid Byproducts | Nitrous Oxide | 0.134 | 3748 | C
322130 | 1007176 | 2023 | S (Stoker Boiler) | 5000F | Solid Byproducts | Nitrous Oxide (Co2 eq) | 39.9 | 3748 | C
322130 | 1007176 | 2023 | S (Stoker Boiler) | 5000F | Wood and Wood Residuals (dry basis) | Carbon Dioxide Biogenic | 262172.6 | 159898 | C
322130 | 1007176 | 2023 | S (Stoker Boiler) | 5000F | Wood and Wood Residuals (dry basis) | Carbon Dioxide Non-Biogenic | 0 | 159898 | C
322130 | 1007176 | 2023 | S (Stoker Boiler) | 5000F | Wood and Wood Residuals (dry basis) | Carbon Dioxide Total | 262172.6 | 159898 | C
322130 | 1007176 | 2023 | S (Stoker Boiler) | 5000F | Wood and Wood Residuals (dry basis) | Methane | 20.12 | 159898 | C
322130 | 1007176 | 2023 | S (Stoker Boiler) | 5000F | Wood and Wood Residuals (dry basis) | Methane (Co2 eq) | 503.1 | 159898 | C
322130 | 1007176 | 2023 | S (Stoker Boiler) | 5000F | Wood and Wood Residuals (dry basis) | Nitrous Oxide | 10.062 | 159898 | C
322130 | 1007176 | 2023 | S (Stoker Boiler) | 5000F | Wood and Wood Residuals (dry basis) | Nitrous Oxide (Co2 eq) | 2998.5 | 159898 | C
322130 | 1007176 | 2023 |  | GP-001 | Natural Gas (Weighted U.S. Average) | Carbon Dioxide Biogenic | 0 | 134051887.8 | C
322130 | 1007176 | 2023 |  | GP-001 | Natural Gas (Weighted U.S. Average) | Carbon Dioxide Non-Biogenic | 7301.7 | 134051887.8 | C
322130 | 1007176 | 2023 |  | GP-001 | Natural Gas (Weighted U.S. Average) | Carbon Dioxide Total | 7301.7 | 134051887.8 | C
322130 | 1007176 | 2023 |  | GP-001 | Natural Gas (Weighted U.S. Average) | Methane | 0.14 | 134051887.8 | C
322130 | 1007176 | 2023 |  | GP-001 | Natural Gas (Weighted U.S. Average) | Methane (Co2 eq) | 3.4 | 134051887.8 | C
322130 | 1007176 | 2023 |  | GP-001 | Natural Gas (Weighted U.S. Average) | Nitrous Oxide | 0.014 | 134051887.8 | C
322130 | 1007176 | 2023 |  | GP-001 | Natural Gas (Weighted U.S. Average) | Nitrous Oxide (Co2 eq) | 4.1 | 134051887.8 | C
322110 | 1007196 | 2023 | Chemical Recovery Furnace | 03 |  | Carbon Dioxide Biogenic (Spent Liquor) | 169173.4 |  | AA | [9 empty] | 55 | 1970 | ALSTOM | 2.5 |  |  |  | 760 | 625
322110 | 1007196 | 2023 | Chemical Recovery Furnace | 03 |  | Carbon Dioxide Non-Biogenic | 42444.9 |  | AA | [9 empty] | 55 | 1970 | ALSTOM | 2.5 |  |  |  | 760 | 625
322110 | 1007196 | 2023 | Chemical Recovery Furnace | 03 |  | Methane | 0.8 |  | AA | [9 empty] | 55 | 1970 | ALSTOM | 2.5 |  |  |  | 760 | 625
322110 | 1007196 | 2023 | Chemical Recovery Furnace | 03 |  | Methane Spent Liquor | 3.43 |  | AA | [9 empty] | 55 | 1970 | ALSTOM | 2.5 |  |  |  | 760 | 625
322110 | 1007196 | 2023 | Chemical Recovery Furnace | 03 |  | Nitrous Oxide | 0.08 |  | AA | [9 empty] | 55 | 1970 | ALSTOM | 2.5 |  |  |  | 760 | 625
322110 | 1007196 | 2023 | Chemical Recovery Furnace | 03 |  | Nitrous Oxide Spent Liquor | 0.757 |  | AA | [9 empty] | 55 | 1970 | ALSTOM | 2.5 |  |  |  | 760 | 625
322110 | 1007196 | 2023 | Pulp Mill Lime Kiln | 08 |  | Carbon Dioxide Biogenic (Spent Liquor) | 0 |  | AA
322110 | 1007196 | 2023 | Pulp Mill Lime Kiln | 08 |  | Carbon Dioxide Non-Biogenic | 18744.7 |  | AA
322110 | 1007196 | 2023 | Pulp Mill Lime Kiln | 08 |  | Methane | 0.95 |  | AA
322110 | 1007196 | 2023 | Pulp Mill Lime Kiln | 08 |  | Methane Spent Liquor | 0 |  | AA
322110 | 1007196 | 2023 | Pulp Mill Lime Kiln | 08 |  | Nitrous Oxide | 0 |  | AA
322110 | 1007196 | 2023 | Pulp Mill Lime Kiln | 08 |  | Nitrous Oxide Spent Liquor | 0 |  | AA
322110 | 1007196 | 2023 | OB (Boiler, other) | B01 | Natural Gas (Weighted U.S. Average) | Carbon Dioxide Biogenic | 0 | 0 | C
322110 | 1007196 | 2023 | OB (Boiler, other) | B01 | Natural Gas (Weighted U.S. Average) | Carbon Dioxide Non-Biogenic | 0 | 0 | C
322110 | 1007196 | 2023 | OB (Boiler, other) | B01 | Natural Gas (Weighted U.S. Average) | Carbon Dioxide Total | 0 | 0 | C
322110 | 1007196 | 2023 | OB (Boiler, other) | B01 | Natural Gas (Weighted U.S. Average) | Methane | 0 | 0 | C
322110 | 1007196 | 2023 | OB (Boiler, other) | B01 | Natural Gas (Weighted U.S. Average) | Methane (Co2 eq) | 0 | 0 | C
322110 | 1007196 | 2023 | OB (Boiler, other) | B01 | Natural Gas (Weighted U.S. Average) | Nitrous Oxide | 0 | 0 | C
322110 | 1007196 | 2023 | OB (Boiler, other) | B01 | Natural Gas (Weighted U.S. Average) | Nitrous Oxide (Co2 eq) | 0 | 0 | C
322110 | 1007196 | 2023 | OB (Boiler, other) | B02 | Natural Gas (Weighted U.S. Average) | Carbon Dioxide Biogenic | 0 | 0 | C
322110 | 1007196 | 2023 | OB (Boiler, other) | B02 | Natural Gas (Weighted U.S. Average) | Carbon Dioxide Non-Biogenic | 0 | 0 | C
322110 | 1007196 | 2023 | OB (Boiler, other) | B02 | Natural Gas (Weighted U.S. Average) | Carbon Dioxide Total | 0 | 0 | C
322110 | 1007196 | 2023 | OB (Boiler, other) | B02 | Natural Gas (Weighted U.S. Average) | Methane | 0 | 0 | C
322110 | 1007196 | 2023 | OB (Boiler, other) | B02 | Natural Gas (Weighted U.S. Average) | Methane (Co2 eq) | 0 | 0 | C
322110 | 1007196 | 2023 | OB (Boiler, other) | B02 | Natural Gas (Weighted U.S. Average) | Nitrous Oxide | 0 | 0 | C
322110 | 1007196 | 2023 | OB (Boiler, other) | B02 | Natural Gas (Weighted U.S. Average) | Nitrous Oxide (Co2 eq) | 0 | 0 | C
322110 | 1007196 | 2023 | S (Stoker Boiler) | B09 | Natural Gas (Weighted U.S. Average) | Carbon Dioxide Biogenic | 0 | 0 | C
322110 | 1007196 | 2023 | S (Stoker Boiler) | B09 | Natural Gas (Weighted U.S. Average) | Carbon Dioxide Non-Biogenic | 60498.4 | 0 | C
322110 | 1007196 | 2023 | S (Stoker Boiler) | B09 | Natural Gas (Weighted U.S. Average) | Carbon Dioxide Total | 60498.4 | 0 | C
322110 | 1007196 | 2023 | S (Stoker Boiler) | B09 | Natural Gas (Weighted U.S. Average) | Methane | 1.14 | 0 | C
322110 | 1007196 | 2023 | S (Stoker Boiler) | B09 | Natural Gas (Weighted U.S. Average) | Methane (Co2 eq) | 28.5 | 0 | C
322110 | 1007196 | 2023 | S (Stoker Boiler) | B09 | Natural Gas (Weighted U.S. Average) | Nitrous Oxide | 0.114 | 0 | C
322110 | 1007196 | 2023 | S (Stoker Boiler) | B09 | Natural Gas (Weighted U.S. Average) | Nitrous Oxide (Co2 eq) | 34 | 0 | C
322110 | 1007196 | 2023 | S (Stoker Boiler) | B09 | Wood and Wood Residuals (dry basis) | Carbon Dioxide Biogenic | 141064.3 | 0 | C
322110 | 1007196 | 2023 | S (Stoker Boiler) | B09 | Wood and Wood Residuals (dry basis) | Carbon Dioxide Non-Biogenic | 0 | 0 | C
322110 | 1007196 | 2023 | S (Stoker Boiler) | B09 | Wood and Wood Residuals (dry basis) | Carbon Dioxide Total | 141064.3 | 0 | C
322110 | 1007196 | 2023 | S (Stoker Boiler) | B09 | Wood and Wood Residuals (dry basis) | Methane | 10.83 | 0 | C
322110 | 1007196 | 2023 | S (Stoker Boiler) | B09 | Wood and Wood Residuals (dry basis) | Methane (Co2 eq) | 270.7 | 0 | C
322110 | 1007196 | 2023 | S (Stoker Boiler) | B09 | Wood and Wood Residuals (dry basis) | Nitrous Oxide | 5.414 | 0 | C
322110 | 1007196 | 2023 | S (Stoker Boiler) | B09 | Wood and Wood Residuals (dry basis) | Nitrous Oxide (Co2 eq) | 1613.4 | 0 | C
322110 | 1007196 | 2023 |  | GP-AGU 001 | Natural Gas (Weighted U.S. Average) | Carbon Dioxide Biogenic | 0 | 0 | C
322110 | 1007196 | 2023 |  | GP-AGU 001 | Natural Gas (Weighted U.S. Average) | Carbon Dioxide Non-Biogenic | 21159.7 | 0 | C
322110 | 1007196 | 2023 |  | GP-AGU 001 | Natural Gas (Weighted U.S. Average) | Carbon Dioxide Total | 21159.7 | 0 | C
322110 | 1007196 | 2023 |  | GP-AGU 001 | Natural Gas (Weighted U.S. Average) | Methane | 0.4 | 0 | C
322110 | 1007196 | 2023 |  | GP-AGU 001 | Natural Gas (Weighted U.S. Average) | Methane (Co2 eq) | 10 | 0 | C
322110 | 1007196 | 2023 |  | GP-AGU 001 | Natural Gas (Weighted U.S. Average) | Nitrous Oxide | 0.04 | 0 | C
322110 | 1007196 | 2023 |  | GP-AGU 001 | Natural Gas (Weighted U.S. Average) | Nitrous Oxide (Co2 eq) | 11.9 | 0 | C
322110 | 1007214 | 2023 | OCS (Other combustion source) | CP-GPAR030 | Natural Gas (Weighted U.S. Average) | Carbon Dioxide Biogenic | 0 | 1789956000 | C
322110 | 1007214 | 2023 | OCS (Other combustion source) | CP-GPAR030 | Natural Gas (Weighted U.S. Average) | Carbon Dioxide Non-Biogenic | 97235.5055 | 1789956000 | C
322110 | 1007214 | 2023 | OCS (Other combustion source) | CP-GPAR030 | Natural Gas (Weighted U.S. Average) | Carbon Dioxide Total | 97235.5055 | 1789956000 | C
322110 | 1007214 | 2023 | OCS (Other combustion source) | CP-GPAR030 | Natural Gas (Weighted U.S. Average) | Methane | 1.8326 | 1789956000 | C
322110 | 1007214 | 2023 | OCS (Other combustion source) | CP-GPAR030 | Natural Gas (Weighted U.S. Average) | Methane (Co2 eq) | 45.8139 | 1789956000 | C
322110 | 1007214 | 2023 | OCS (Other combustion source) | CP-GPAR030 | Natural Gas (Weighted U.S. Average) | Nitrous Oxide | 0.18326 | 1789956000 | C
322110 | 1007214 | 2023 | OCS (Other combustion source) | CP-GPAR030 | Natural Gas (Weighted U.S. Average) | Nitrous Oxide (Co2 eq) | 54.6102 | 1789956000 | C
311611 | 1007220 | 2023 |  | CP-Biogas | Other Biomass Gases | Carbon Dioxide Biogenic | 3197.1 | 151231082 | C
311611 | 1007220 | 2023 |  | CP-Biogas | Other Biomass Gases | Carbon Dioxide Non-Biogenic | 0 | 151231082 | C
311611 | 1007220 | 2023 |  | CP-Biogas | Other Biomass Gases | Carbon Dioxide Total | 3197.1 | 151231082 | C
311611 | 1007220 | 2023 |  | CP-Biogas | Other Biomass Gases | Methane | 0.2 | 151231082 | C
311611 | 1007220 | 2023 |  | CP-Biogas | Other Biomass Gases | Methane (Co2 eq) | 4.9 | 151231082 | C
311611 | 1007220 | 2023 |  | CP-Biogas | Other Biomass Gases | Nitrous Oxide | 0.039 | 151231082 | C
311611 | 1007220 | 2023 |  | CP-Biogas | Other Biomass Gases | Nitrous Oxide (Co2 eq) | 11.5 | 151231082 | C
311611 | 1007220 | 2023 |  | CP-Natural Gas | Natural Gas (Weighted U.S. Average) | Carbon Dioxide Biogenic | 0 | 0 | C
311611 | 1007220 | 2023 |  | CP-Natural Gas | Natural Gas (Weighted U.S. Average) | Carbon Dioxide Non-Biogenic | 55253.4 | 0 | C
311611 | 1007220 | 2023 |  | CP-Natural Gas | Natural Gas (Weighted U.S. Average) | Carbon Dioxide Total | 55253.4 | 0 | C
311611 | 1007220 | 2023 |  | CP-Natural Gas | Natural Gas (Weighted U.S. Average) | Methane | 1.04 | 0 | C
311611 | 1007220 | 2023 |  | CP-Natural Gas | Natural Gas (Weighted U.S. Average) | Methane (Co2 eq) | 26 | 0 | C
311611 | 1007220 | 2023 |  | CP-Natural Gas | Natural Gas (Weighted U.S. Average) | Nitrous Oxide | 0.104 | 0 | C
311611 | 1007220 | 2023 |  | CP-Natural Gas | Natural Gas (Weighted U.S. Average) | Nitrous Oxide (Co2 eq) | 31 | 0 | C
322110 | 1007226 | 2023 |  | GP-1 | Natural Gas (Weighted U.S. Average) | Carbon Dioxide Biogenic | 0 | 0 | C
322110 | 1007226 | 2023 |  | GP-1 | Natural Gas (Weighted U.S. Average) | Carbon Dioxide Non-Biogenic | 10446.7 | 0 | C
322110 | 1007226 | 2023 |  | GP-1 | Natural Gas (Weighted U.S. Average) | Carbon Dioxide Total | 10446.7 | 0 | C
322110 | 1007226 | 2023 |  | GP-1 | Natural Gas (Weighted U.S. Average) | Methane | 0.2 | 0 | C
322110 | 1007226 | 2023 |  | GP-1 | Natural Gas (Weighted U.S. Average) | Methane (Co2 eq) | 4.9 | 0 | C
322110 | 1007226 | 2023 |  | GP-1 | Natural Gas (Weighted U.S. Average) | Nitrous Oxide | 0.02 | 0 | C
322110 | 1007226 | 2023 |  | GP-1 | Natural Gas (Weighted U.S. Average) | Nitrous Oxide (Co2 eq) | 5.9 | 0 | C
322110 | 1007226 | 2023 | Pulp Mill Lime Kiln | LK4 |  | Carbon Dioxide Biogenic (Spent Liquor) | 0 |  | AA
322110 | 1007226 | 2023 | Pulp Mill Lime Kiln | LK4 |  | Carbon Dioxide Non-Biogenic | 68456.3 |  | AA
322110 | 1007226 | 2023 | Pulp Mill Lime Kiln | LK4 |  | Methane | 1.58 |  | AA
322110 | 1007226 | 2023 | Pulp Mill Lime Kiln | LK4 |  | Methane Spent Liquor | 0 |  | AA
322110 | 1007226 | 2023 | Pulp Mill Lime Kiln | LK4 |  | Nitrous Oxide | 0.215 |  | AA
322110 | 1007226 | 2023 | Pulp Mill Lime Kiln | LK4 |  | Nitrous Oxide Spent Liquor | 0 |  | AA
322110 | 1007226 | 2023 | S (Stoker Boiler) | PB2 | Natural Gas (Weighted U.S. Average) | Carbon Dioxide Biogenic | 0 | 0 | C
322110 | 1007226 | 2023 | S (Stoker Boiler) | PB2 | Natural Gas (Weighted U.S. Average) | Carbon Dioxide Non-Biogenic | 43865.1 | 0 | C
322110 | 1007226 | 2023 | S (Stoker Boiler) | PB2 | Natural Gas (Weighted U.S. Average) | Carbon Dioxide Total | 43865.1 | 0 | C
322110 | 1007226 | 2023 | S (Stoker Boiler) | PB2 | Natural Gas (Weighted U.S. Average) | Methane | 0.83 | 0 | C
322110 | 1007226 | 2023 | S (Stoker Boiler) | PB2 | Natural Gas (Weighted U.S. Average) | Methane (Co2 eq) | 20.7 | 0 | C
322110 | 1007226 | 2023 | S (Stoker Boiler) | PB2 | Natural Gas (Weighted U.S. Average) | Nitrous Oxide | 0.083 | 0 | C
322110 | 1007226 | 2023 | S (Stoker Boiler) | PB2 | Natural Gas (Weighted U.S. Average) | Nitrous Oxide (Co2 eq) | 24.6 | 0 | C
322110 | 1007226 | 2023 | S (Stoker Boiler) | PB2 | Wood and Wood Residuals (dry basis) | Carbon Dioxide Biogenic | 66867.7 | 0 | C
322110 | 1007226 | 2023 | S (Stoker Boiler) | PB2 | Wood and Wood Residuals (dry basis) | Carbon Dioxide Non-Biogenic | 0 | 0 | C
322110 | 1007226 | 2023 | S (Stoker Boiler) | PB2 | Wood and Wood Residuals (dry basis) | Carbon Dioxide Total | 66867.7 | 0 | C
322110 | 1007226 | 2023 | S (Stoker Boiler) | PB2 | Wood and Wood Residuals (dry basis) | Methane | 5.14 | 0 | C
322110 | 1007226 | 2023 | S (Stoker Boiler) | PB2 | Wood and Wood Residuals (dry basis) | Methane (Co2 eq) | 128.3 | 0 | C
322110 | 1007226 | 2023 | S (Stoker Boiler) | PB2 | Wood and Wood Residuals (dry basis) | Nitrous Oxide | 2.566 | 0 | C
322110 | 1007226 | 2023 | S (Stoker Boiler) | PB2 | Wood and Wood Residuals (dry basis) | Nitrous Oxide (Co2 eq) | 764.8 | 0 | C
322110 | 1007226 | 2023 | S (Stoker Boiler) | PB5 | Natural Gas (Weighted U.S. Average) | Carbon Dioxide Biogenic | 0 | 0 | C
322110 | 1007226 | 2023 | S (Stoker Boiler) | PB5 | Natural Gas (Weighted U.S. Average) | Carbon Dioxide Non-Biogenic | 58219.3 | 0 | C
322110 | 1007226 | 2023 | S (Stoker Boiler) | PB5 | Natural Gas (Weighted U.S. Average) | Carbon Dioxide Total | 58219.3 | 0 | C
322110 | 1007226 | 2023 | S (Stoker Boiler) | PB5 | Natural Gas (Weighted U.S. Average) | Methane | 1.1 | 0 | C
322110 | 1007226 | 2023 | S (Stoker Boiler) | PB5 | Natural Gas (Weighted U.S. Average) | Methane (Co2 eq) | 27.4 | 0 | C
322110 | 1007226 | 2023 | S (Stoker Boiler) | PB5 | Natural Gas (Weighted U.S. Average) | Nitrous Oxide | 0.11 | 0 | C
322110 | 1007226 | 2023 | S (Stoker Boiler) | PB5 | Natural Gas (Weighted U.S. Average) | Nitrous Oxide (Co2 eq) | 32.7 | 0 | C
322110 | 1007226 | 2023 | S (Stoker Boiler) | PB5 | Residual Fuel Oil No. 6 | Carbon Dioxide Biogenic | 0 | 0 | C
322110 | 1007226 | 2023 | S (Stoker Boiler) | PB5 | Residual Fuel Oil No. 6 | Carbon Dioxide Non-Biogenic | 21.6 | 0 | C
322110 | 1007226 | 2023 | S (Stoker Boiler) | PB5 | Residual Fuel Oil No. 6 | Carbon Dioxide Total | 21.6 | 0 | C
322110 | 1007226 | 2023 | S (Stoker Boiler) | PB5 | Residual Fuel Oil No. 6 | Methane | 0 | 0 | C
322110 | 1007226 | 2023 | S (Stoker Boiler) | PB5 | Residual Fuel Oil No. 6 | Methane (Co2 eq) | 0 | 0 | C
322110 | 1007226 | 2023 | S (Stoker Boiler) | PB5 | Residual Fuel Oil No. 6 | Nitrous Oxide | 0 | 0 | C
322110 | 1007226 | 2023 | S (Stoker Boiler) | PB5 | Residual Fuel Oil No. 6 | Nitrous Oxide (Co2 eq) | 0 | 0 | C
322110 | 1007226 | 2023 | S (Stoker Boiler) | PB5 | Wood and Wood Residuals (dry basis) | Carbon Dioxide Biogenic | 113029 | 0 | C
322110 | 1007226 | 2023 | S (Stoker Boiler) | PB5 | Wood and Wood Residuals (dry basis) | Carbon Dioxide Non-Biogenic | 0 | 0 | C
322110 | 1007226 | 2023 | S (Stoker Boiler) | PB5 | Wood and Wood Residuals (dry basis) | Carbon Dioxide Total | 113029 | 0 | C
322110 | 1007226 | 2023 | S (Stoker Boiler) | PB5 | Wood and Wood Residuals (dry basis) | Methane | 8.68 | 0 | C
322110 | 1007226 | 2023 | S (Stoker Boiler) | PB5 | Wood and Wood Residuals (dry basis) | Methane (Co2 eq) | 216.9 | 0 | C
322110 | 1007226 | 2023 | S (Stoker Boiler) | PB5 | Wood and Wood Residuals (dry basis) | Nitrous Oxide | 4.338 | 0 | C
322110 | 1007226 | 2023 | S (Stoker Boiler) | PB5 | Wood and Wood Residuals (dry basis) | Nitrous Oxide (Co2 eq) | 1292.7 | 0 | C
322110 | 1007226 | 2023 | Chemical Recovery Furnace | RB4 |  | Carbon Dioxide Biogenic (Spent Liquor) | 288268.5 |  | AA
322110 | 1007226 | 2023 | Chemical Recovery Furnace | RB4 |  | Carbon Dioxide Non-Biogenic | 10862.7 |  | AA
322110 | 1007226 | 2023 | Chemical Recovery Furnace | RB4 |  | Methane | 0.42 |  | AA
322110 | 1007226 | 2023 | Chemical Recovery Furnace | RB4 |  | Methane Spent Liquor | 5.8 |  | AA
322110 | 1007226 | 2023 | Chemical Recovery Furnace | RB4 |  | Nitrous Oxide | 0.084 |  | AA
322110 | 1007226 | 2023 | Chemical Recovery Furnace | RB4 |  | Nitrous Oxide Spent Liquor | 1.283 |  | AA
322110 | 1007226 | 2023 | Chemical Recovery Furnace | RB5 |  | Carbon Dioxide Biogenic (Spent Liquor) | 2149176.2 |  | AA | [9 empty] | 43 | 1982 | CE | 4.5 |  | 2 | D | 1130 | 890 | 825
322110 | 1007226 | 2023 | Chemical Recovery Furnace | RB5 |  | Carbon Dioxide Non-Biogenic | 6740.3 |  | AA | [9 empty] | 43 | 1982 | CE | 4.5 |  | 2 | D | 1130 | 890 | 825
322110 | 1007226 | 2023 | Chemical Recovery Furnace | RB5 |  | Methane | 0.22 |  | AA | [9 empty] | 43 | 1982 | CE | 4.5 |  | 2 | D | 1130 | 890 | 825
322110 | 1007226 | 2023 | Chemical Recovery Furnace | RB5 |  | Methane Spent Liquor | 43.26 |  | AA | [9 empty] | 43 | 1982 | CE | 4.5 |  | 2 | D | 1130 | 890 | 825
322110 | 1007226 | 2023 | Chemical Recovery Furnace | RB5 |  | Nitrous Oxide | 0.04 |  | AA | [9 empty] | 43 | 1982 | CE | 4.5 |  | 2 | D | 1130 | 890 | 825
322110 | 1007226 | 2023 | Chemical Recovery Furnace | RB5 |  | Nitrous Oxide Spent Liquor | 9.562 |  | AA | [9 empty] | 43 | 1982 | CE | 4.5 |  | 2 | D | 1130 | 890 | 825
325193 | 1007262 | 2023 |  | GP-1 | Natural Gas (Weighted U.S. Average) | Carbon Dioxide Biogenic | 0 | 0 | C
325193 | 1007262 | 2023 |  | GP-1 | Natural Gas (Weighted U.S. Average) | Carbon Dioxide Non-Biogenic | 0 | 0 | C
325193 | 1007262 | 2023 |  | GP-1 | Natural Gas (Weighted U.S. Average) | Carbon Dioxide Total | 0 | 0 | C
325193 | 1007262 | 2023 |  | GP-1 | Natural Gas (Weighted U.S. Average) | Methane | 0 | 0 | C
325193 | 1007262 | 2023 |  | GP-1 | Natural Gas (Weighted U.S. Average) | Methane (Co2 eq) | 0 | 0 | C
325193 | 1007262 | 2023 |  | GP-1 | Natural Gas (Weighted U.S. Average) | Nitrous Oxide | 0 | 0 | C
325193 | 1007262 | 2023 |  | GP-1 | Natural Gas (Weighted U.S. Average) | Nitrous Oxide (Co2 eq) | 0 | 0 | C
325193 | 1007263 | 2023 |  | GP-1 | Natural Gas (Weighted U.S. Average) | Carbon Dioxide Biogenic | 0 | 0 | C
325193 | 1007263 | 2023 |  | GP-1 | Natural Gas (Weighted U.S. Average) | Carbon Dioxide Non-Biogenic | 38570.6 | 0 | C
325193 | 1007263 | 2023 |  | GP-1 | Natural Gas (Weighted U.S. Average) | Carbon Dioxide Total | 38570.6 | 0 | C
325193 | 1007263 | 2023 |  | GP-1 | Natural Gas (Weighted U.S. Average) | Methane | 0.73 | 0 | C
325193 | 1007263 | 2023 |  | GP-1 | Natural Gas (Weighted U.S. Average) | Methane (Co2 eq) | 18.2 | 0 | C
325193 | 1007263 | 2023 |  | GP-1 | Natural Gas (Weighted U.S. Average) | Nitrous Oxide | 0.073 | 0 | C
325193 | 1007263 | 2023 |  | GP-1 | Natural Gas (Weighted U.S. Average) | Nitrous Oxide (Co2 eq) | 21.7 | 0 | C
325193 | 1007264 | 2023 |  | GP-1 | Natural Gas (Weighted U.S. Average) | Carbon Dioxide Biogenic | 0 | 0 | C
325193 | 1007264 | 2023 |  | GP-1 | Natural Gas (Weighted U.S. Average) | Carbon Dioxide Non-Biogenic | 44381 | 0 | C
325193 | 1007264 | 2023 |  | GP-1 | Natural Gas (Weighted U.S. Average) | Carbon Dioxide Total | 44381 | 0 | C
325193 | 1007264 | 2023 |  | GP-1 | Natural Gas (Weighted U.S. Average) | Methane | 0.84 | 0 | C
325193 | 1007264 | 2023 |  | GP-1 | Natural Gas (Weighted U.S. Average) | Methane (Co2 eq) | 20.9 | 0 | C
325193 | 1007264 | 2023 |  | GP-1 | Natural Gas (Weighted U.S. Average) | Nitrous Oxide | 0.084 | 0 | C
325193 | 1007264 | 2023 |  | GP-1 | Natural Gas (Weighted U.S. Average) | Nitrous Oxide (Co2 eq) | 24.9 | 0 | C
325180 | 1007270 | 2023 |  | GP- Biomass Units K & L Area | Wood and Wood Residuals (dry basis) | Carbon Dioxide Biogenic | 2478.1 | 2981 | C
325180 | 1007270 | 2023 |  | GP- Biomass Units K & L Area | Wood and Wood Residuals (dry basis) | Carbon Dioxide Non-Biogenic | 0 | 2981 | C
325180 | 1007270 | 2023 |  | GP- Biomass Units K & L Area | Wood and Wood Residuals (dry basis) | Carbon Dioxide Total | 2478.1 | 2981 | C
325180 | 1007270 | 2023 |  | GP- Biomass Units K & L Area | Wood and Wood Residuals (dry basis) | Methane | 0.19 | 2981 | C
325180 | 1007270 | 2023 |  | GP- Biomass Units K & L Area | Wood and Wood Residuals (dry basis) | Methane (Co2 eq) | 4.8 | 2981 | C
325180 | 1007270 | 2023 |  | GP- Biomass Units K & L Area | Wood and Wood Residuals (dry basis) | Nitrous Oxide | 0.095 | 2981 | C
325180 | 1007270 | 2023 |  | GP- Biomass Units K & L Area | Wood and Wood Residuals (dry basis) | Nitrous Oxide (Co2 eq) | 28.3 | 2981 | C
325180 | 1007270 | 2023 |  | GP- Burma Road Biomass Boilers | Distillate Fuel Oil No. 2 | Carbon Dioxide Biogenic | 0 | 70239 | C
325180 | 1007270 | 2023 |  | GP- Burma Road Biomass Boilers | Distillate Fuel Oil No. 2 | Carbon Dioxide Non-Biogenic | 716.9 | 70239 | C
325180 | 1007270 | 2023 |  | GP- Burma Road Biomass Boilers | Distillate Fuel Oil No. 2 | Carbon Dioxide Total | 716.9 | 70239 | C
325180 | 1007270 | 2023 |  | GP- Burma Road Biomass Boilers | Distillate Fuel Oil No. 2 | Methane | 0.03 | 70239 | C
325180 | 1007270 | 2023 |  | GP- Burma Road Biomass Boilers | Distillate Fuel Oil No. 2 | Methane (Co2 eq) | 0.7 | 70239 | C
325180 | 1007270 | 2023 |  | GP- Burma Road Biomass Boilers | Distillate Fuel Oil No. 2 | Nitrous Oxide | 0.006 | 70239 | C
325180 | 1007270 | 2023 |  | GP- Burma Road Biomass Boilers | Distillate Fuel Oil No. 2 | Nitrous Oxide (Co2 eq) | 1.7 | 70239 | C
325180 | 1007270 | 2023 |  | GP- Burma Road Biomass Boilers | Propane | Carbon Dioxide Biogenic | 0 | 161 | C
325180 | 1007270 | 2023 |  | GP- Burma Road Biomass Boilers | Propane | Carbon Dioxide Non-Biogenic | 0.9 | 161 | C
325180 | 1007270 | 2023 |  | GP- Burma Road Biomass Boilers | Propane | Carbon Dioxide Total | 0.9 | 161 | C
325180 | 1007270 | 2023 |  | GP- Burma Road Biomass Boilers | Propane | Methane | 0 | 161 | C
325180 | 1007270 | 2023 |  | GP- Burma Road Biomass Boilers | Propane | Methane (Co2 eq) | 0 | 161 | C
325180 | 1007270 | 2023 |  | GP- Burma Road Biomass Boilers | Propane | Nitrous Oxide | 0 | 161 | C
325180 | 1007270 | 2023 |  | GP- Burma Road Biomass Boilers | Propane | Nitrous Oxide (Co2 eq) | 0 | 161 | C
325180 | 1007270 | 2023 |  | GP- Burma Road Biomass Boilers | Tires | Carbon Dioxide Biogenic | 0 | 6488 | C
325180 | 1007270 | 2023 |  | GP- Burma Road Biomass Boilers | Tires | Carbon Dioxide Non-Biogenic | 15617.7 | 6488 | C
325180 | 1007270 | 2023 |  | GP- Burma Road Biomass Boilers | Tires | Carbon Dioxide Total | 15617.7 | 6488 | C
325180 | 1007270 | 2023 |  | GP- Burma Road Biomass Boilers | Tires | Methane | 5.81 | 6488 | C
325180 | 1007270 | 2023 |  | GP- Burma Road Biomass Boilers | Tires | Methane (Co2 eq) | 145.3 | 6488 | C
325180 | 1007270 | 2023 |  | GP- Burma Road Biomass Boilers | Tires | Nitrous Oxide | 0.763 | 6488 | C
325180 | 1007270 | 2023 |  | GP- Burma Road Biomass Boilers | Tires | Nitrous Oxide (Co2 eq) | 227.4 | 6488 | C
325180 | 1007270 | 2023 |  | GP- Burma Road Biomass Boilers | Wood and Wood Residuals (dry basis) | Carbon Dioxide Biogenic | 236232.4 | 250134 | C
325180 | 1007270 | 2023 |  | GP- Burma Road Biomass Boilers | Wood and Wood Residuals (dry basis) | Carbon Dioxide Non-Biogenic | 0 | 250134 | C
325180 | 1007270 | 2023 |  | GP- Burma Road Biomass Boilers | Wood and Wood Residuals (dry basis) | Carbon Dioxide Total | 236232.4 | 250134 | C
325180 | 1007270 | 2023 |  | GP- Burma Road Biomass Boilers | Wood and Wood Residuals (dry basis) | Methane | 18.13 | 250134 | C
325180 | 1007270 | 2023 |  | GP- Burma Road Biomass Boilers | Wood and Wood Residuals (dry basis) | Methane (Co2 eq) | 453.3 | 250134 | C
325180 | 1007270 | 2023 |  | GP- Burma Road Biomass Boilers | Wood and Wood Residuals (dry basis) | Nitrous Oxide | 9.066 | 250134 | C
325180 | 1007270 | 2023 |  | GP- Burma Road Biomass Boilers | Wood and Wood Residuals (dry basis) | Nitrous Oxide (Co2 eq) | 2701.8 | 250134 | C
325180 | 1007270 | 2023 |  | GP- Fuel Oil Boilers: A & B Areas | Distillate Fuel Oil No. 2 | Carbon Dioxide Biogenic | 0 | 171304 | C
325180 | 1007270 | 2023 |  | GP- Fuel Oil Boilers: A & B Areas | Distillate Fuel Oil No. 2 | Carbon Dioxide Non-Biogenic | 1748.4 | 171304 | C
325180 | 1007270 | 2023 |  | GP- Fuel Oil Boilers: A & B Areas | Distillate Fuel Oil No. 2 | Carbon Dioxide Total | 1748.4 | 171304 | C
325180 | 1007270 | 2023 |  | GP- Fuel Oil Boilers: A & B Areas | Distillate Fuel Oil No. 2 | Methane | 0.07 | 171304 | C
325180 | 1007270 | 2023 |  | GP- Fuel Oil Boilers: A & B Areas | Distillate Fuel Oil No. 2 | Methane (Co2 eq) | 1.8 | 171304 | C
325180 | 1007270 | 2023 |  | GP- Fuel Oil Boilers: A & B Areas | Distillate Fuel Oil No. 2 | Nitrous Oxide | 0.014 | 171304 | C
325180 | 1007270 | 2023 |  | GP- Fuel Oil Boilers: A & B Areas | Distillate Fuel Oil No. 2 | Nitrous Oxide (Co2 eq) | 4.2 | 171304 | C
325180 | 1007270 | 2023 |  | GP- Internal Combustion (ICE) Units | Distillate Fuel Oil No. 2 | Carbon Dioxide Biogenic | 0 | 293571 | C
325180 | 1007270 | 2023 |  | GP- Internal Combustion (ICE) Units | Distillate Fuel Oil No. 2 | Carbon Dioxide Non-Biogenic | 2996.3 | 293571 | C
325180 | 1007270 | 2023 |  | GP- Internal Combustion (ICE) Units | Distillate Fuel Oil No. 2 | Carbon Dioxide Total | 2996.3 | 293571 | C
325180 | 1007270 | 2023 |  | GP- Internal Combustion (ICE) Units | Distillate Fuel Oil No. 2 | Methane | 0.12 | 293571 | C
325180 | 1007270 | 2023 |  | GP- Internal Combustion (ICE) Units | Distillate Fuel Oil No. 2 | Methane (Co2 eq) | 3 | 293571 | C
325180 | 1007270 | 2023 |  | GP- Internal Combustion (ICE) Units | Distillate Fuel Oil No. 2 | Nitrous Oxide | 0.024 | 293571 | C
325180 | 1007270 | 2023 |  | GP- Internal Combustion (ICE) Units | Distillate Fuel Oil No. 2 | Nitrous Oxide (Co2 eq) | 7.2 | 293571 | C
325180 | 1007270 | 2023 |  | GP- Internal Combustion (ICE) Units | Motor Gasoline | Carbon Dioxide Biogenic | 0 | 232 | C
325180 | 1007270 | 2023 |  | GP- Internal Combustion (ICE) Units | Motor Gasoline | Carbon Dioxide Non-Biogenic | 2 | 232 | C
325180 | 1007270 | 2023 |  | GP- Internal Combustion (ICE) Units | Motor Gasoline | Carbon Dioxide Total | 2 | 232 | C
325180 | 1007270 | 2023 |  | GP- Internal Combustion (ICE) Units | Motor Gasoline | Methane | 0 | 232 | C
325180 | 1007270 | 2023 |  | GP- Internal Combustion (ICE) Units | Motor Gasoline | Methane (Co2 eq) | 0 | 232 | C
325180 | 1007270 | 2023 |  | GP- Internal Combustion (ICE) Units | Motor Gasoline | Nitrous Oxide | 0 | 232 | C
325180 | 1007270 | 2023 |  | GP- Internal Combustion (ICE) Units | Motor Gasoline | Nitrous Oxide (Co2 eq) | 0 | 232 | C
325180 | 1007270 | 2023 |  | GP- Internal Combustion (ICE) Units | Propane | Carbon Dioxide Biogenic | 0 | 741 | C
325180 | 1007270 | 2023 |  | GP- Internal Combustion (ICE) Units | Propane | Carbon Dioxide Non-Biogenic | 4.2 | 741 | C
325180 | 1007270 | 2023 |  | GP- Internal Combustion (ICE) Units | Propane | Carbon Dioxide Total | 4.2 | 741 | C
325180 | 1007270 | 2023 |  | GP- Internal Combustion (ICE) Units | Propane | Methane | 0 | 741 | C
325180 | 1007270 | 2023 |  | GP- Internal Combustion (ICE) Units | Propane | Methane (Co2 eq) | 0 | 741 | C
325180 | 1007270 | 2023 |  | GP- Internal Combustion (ICE) Units | Propane | Nitrous Oxide | 0 | 741 | C
325180 | 1007270 | 2023 |  | GP- Internal Combustion (ICE) Units | Propane | Nitrous Oxide (Co2 eq) | 0 | 741 | C
325180 | 1007270 | 2023 | S (Stoker Boiler) | GP-A Area Biomass | Wood and Wood Residuals (dry basis) | Carbon Dioxide Biogenic | 11985 | 13660.2 | C
325180 | 1007270 | 2023 | S (Stoker Boiler) | GP-A Area Biomass | Wood and Wood Residuals (dry basis) | Carbon Dioxide Non-Biogenic | 0 | 13660.2 | C
325180 | 1007270 | 2023 | S (Stoker Boiler) | GP-A Area Biomass | Wood and Wood Residuals (dry basis) | Carbon Dioxide Total | 11985 | 13660.2 | C
325180 | 1007270 | 2023 | S (Stoker Boiler) | GP-A Area Biomass | Wood and Wood Residuals (dry basis) | Methane | 0.92 | 13660.2 | C
325180 | 1007270 | 2023 | S (Stoker Boiler) | GP-A Area Biomass | Wood and Wood Residuals (dry basis) | Methane (Co2 eq) | 23 | 13660.2 | C
325180 | 1007270 | 2023 | S (Stoker Boiler) | GP-A Area Biomass | Wood and Wood Residuals (dry basis) | Nitrous Oxide | 0.46 | 13660.2 | C
325180 | 1007270 | 2023 | S (Stoker Boiler) | GP-A Area Biomass | Wood and Wood Residuals (dry basis) | Nitrous Oxide (Co2 eq) | 137.1 | 13660.2 | C
325412 | 1007271 | 2023 |  | GP-CUB | Distillate Fuel Oil No. 2 | Carbon Dioxide Biogenic | 0 | 0 | C
325412 | 1007271 | 2023 |  | GP-CUB | Distillate Fuel Oil No. 2 | Carbon Dioxide Non-Biogenic | 139.4 | 0 | C
325412 | 1007271 | 2023 |  | GP-CUB | Distillate Fuel Oil No. 2 | Carbon Dioxide Total | 139.4 | 0 | C
325412 | 1007271 | 2023 |  | GP-CUB | Distillate Fuel Oil No. 2 | Methane | 0.01 | 0 | C
325412 | 1007271 | 2023 |  | GP-CUB | Distillate Fuel Oil No. 2 | Methane (Co2 eq) | 0.1 | 0 | C
325412 | 1007271 | 2023 |  | GP-CUB | Distillate Fuel Oil No. 2 | Nitrous Oxide | 0.001 | 0 | C
325412 | 1007271 | 2023 |  | GP-CUB | Distillate Fuel Oil No. 2 | Nitrous Oxide (Co2 eq) | 0.3 | 0 | C
325412 | 1007271 | 2023 |  | GP-CUB | Natural Gas (Weighted U.S. Average) | Carbon Dioxide Biogenic | 0 | 0 | C
325412 | 1007271 | 2023 |  | GP-CUB | Natural Gas (Weighted U.S. Average) | Carbon Dioxide Non-Biogenic | 41378.2 | 0 | C
325412 | 1007271 | 2023 |  | GP-CUB | Natural Gas (Weighted U.S. Average) | Carbon Dioxide Total | 41378.2 | 0 | C
325412 | 1007271 | 2023 |  | GP-CUB | Natural Gas (Weighted U.S. Average) | Methane | 0.78 | 0 | C
325412 | 1007271 | 2023 |  | GP-CUB | Natural Gas (Weighted U.S. Average) | Methane (Co2 eq) | 19.5 | 0 | C
325412 | 1007271 | 2023 |  | GP-CUB | Natural Gas (Weighted U.S. Average) | Nitrous Oxide | 0.078 | 0 | C
325412 | 1007271 | 2023 |  | GP-CUB | Natural Gas (Weighted U.S. Average) | Nitrous Oxide (Co2 eq) | 23.2 | 0 | C
322120 | 1007273 | 2023 | OB (Boiler, other) | #12 Boiler (B25) | Natural Gas (Weighted U.S. Average) | Carbon Dioxide Biogenic | 0 | 262697359 | C
322120 | 1007273 | 2023 | OB (Boiler, other) | #12 Boiler (B25) | Natural Gas (Weighted U.S. Average) | Carbon Dioxide Non-Biogenic | 14301.1 | 262697359 | C
322120 | 1007273 | 2023 | OB (Boiler, other) | #12 Boiler (B25) | Natural Gas (Weighted U.S. Average) | Carbon Dioxide Total | 14301.1 | 262697359 | C
322120 | 1007273 | 2023 | OB (Boiler, other) | #12 Boiler (B25) | Natural Gas (Weighted U.S. Average) | Methane | 0.27 | 262697359 | C
322120 | 1007273 | 2023 | OB (Boiler, other) | #12 Boiler (B25) | Natural Gas (Weighted U.S. Average) | Methane (Co2 eq) | 6.7 | 262697359 | C
322120 | 1007273 | 2023 | OB (Boiler, other) | #12 Boiler (B25) | Natural Gas (Weighted U.S. Average) | Nitrous Oxide | 0.027 | 262697359 | C
322120 | 1007273 | 2023 | OB (Boiler, other) | #12 Boiler (B25) | Natural Gas (Weighted U.S. Average) | Nitrous Oxide (Co2 eq) | 8 | 262697359 | C
322120 | 1007273 | 2023 | Chemical Recovery Furnace | #14 Recovery Boiler (B21) |  | Carbon Dioxide Biogenic (Spent Liquor) | 285893.4 |  | AA | [9 empty] | 49 | 1976 | B&W | 0.79 |  |  |  | 700 | 625
322120 | 1007273 | 2023 | Chemical Recovery Furnace | #14 Recovery Boiler (B21) |  | Carbon Dioxide Non-Biogenic | 11446.5 |  | AA | [9 empty] | 49 | 1976 | B&W | 0.79 |  |  |  | 700 | 625
322120 | 1007273 | 2023 | Chemical Recovery Furnace | #14 Recovery Boiler (B21) |  | Methane | 0.26 |  | AA | [9 empty] | 49 | 1976 | B&W | 0.79 |  |  |  | 700 | 625
322120 | 1007273 | 2023 | Chemical Recovery Furnace | #14 Recovery Boiler (B21) |  | Methane Spent Liquor | 5.76 |  | AA | [9 empty] | 49 | 1976 | B&W | 0.79 |  |  |  | 700 | 625
322120 | 1007273 | 2023 | Chemical Recovery Furnace | #14 Recovery Boiler (B21) |  | Nitrous Oxide | 0.034 |  | AA | [9 empty] | 49 | 1976 | B&W | 0.79 |  |  |  | 700 | 625
322120 | 1007273 | 2023 | Chemical Recovery Furnace | #14 Recovery Boiler (B21) |  | Nitrous Oxide Spent Liquor | 1.272 |  | AA | [9 empty] | 49 | 1976 | B&W | 0.79 |  |  |  | 700 | 625
322120 | 1007273 | 2023 | S (Stoker Boiler) | #5 Power Boiler (B24) | Bituminous | Carbon Dioxide Biogenic | 0 | 14862 | C
322120 | 1007273 | 2023 | S (Stoker Boiler) | #5 Power Boiler (B24) | Bituminous | Carbon Dioxide Non-Biogenic | 34561.1 | 14862 | C
322120 | 1007273 | 2023 | S (Stoker Boiler) | #5 Power Boiler (B24) | Bituminous | Carbon Dioxide Total | 34561.1 | 14862 | C
322120 | 1007273 | 2023 | S (Stoker Boiler) | #5 Power Boiler (B24) | Bituminous | Methane | 4.08 | 14862 | C
322120 | 1007273 | 2023 | S (Stoker Boiler) | #5 Power Boiler (B24) | Bituminous | Methane (Co2 eq) | 101.9 | 14862 | C
322120 | 1007273 | 2023 | S (Stoker Boiler) | #5 Power Boiler (B24) | Bituminous | Nitrous Oxide | 0.593 | 14862 | C
322120 | 1007273 | 2023 | S (Stoker Boiler) | #5 Power Boiler (B24) | Bituminous | Nitrous Oxide (Co2 eq) | 176.7 | 14862 | C
322120 | 1007273 | 2023 | S (Stoker Boiler) | #5 Power Boiler (B24) | Wood and Wood Residuals (dry basis) | Carbon Dioxide Biogenic | 22129.3 | 26891 | C
322120 | 1007273 | 2023 | S (Stoker Boiler) | #5 Power Boiler (B24) | Wood and Wood Residuals (dry basis) | Carbon Dioxide Non-Biogenic | 0 | 26891 | C
322120 | 1007273 | 2023 | S (Stoker Boiler) | #5 Power Boiler (B24) | Wood and Wood Residuals (dry basis) | Carbon Dioxide Total | 22129.3 | 26891 | C
322120 | 1007273 | 2023 | S (Stoker Boiler) | #5 Power Boiler (B24) | Wood and Wood Residuals (dry basis) | Methane | 1.7 | 26891 | C
322120 | 1007273 | 2023 | S (Stoker Boiler) | #5 Power Boiler (B24) | Wood and Wood Residuals (dry basis) | Methane (Co2 eq) | 42.5 | 26891 | C
322120 | 1007273 | 2023 | S (Stoker Boiler) | #5 Power Boiler (B24) | Wood and Wood Residuals (dry basis) | Nitrous Oxide | 0.849 | 26891 | C
322120 | 1007273 | 2023 | S (Stoker Boiler) | #5 Power Boiler (B24) | Wood and Wood Residuals (dry basis) | Nitrous Oxide (Co2 eq) | 253.1 | 26891 | C
322120 | 1007273 | 2023 | S (Stoker Boiler) | #6 Power Boiler (B20) | Bituminous | Carbon Dioxide Biogenic | 0 | 50959 | C
322120 | 1007273 | 2023 | S (Stoker Boiler) | #6 Power Boiler (B20) | Bituminous | Carbon Dioxide Non-Biogenic | 118503.6 | 50959 | C
322120 | 1007273 | 2023 | S (Stoker Boiler) | #6 Power Boiler (B20) | Bituminous | Carbon Dioxide Total | 118503.6 | 50959 | C
322120 | 1007273 | 2023 | S (Stoker Boiler) | #6 Power Boiler (B20) | Bituminous | Methane | 13.97 | 50959 | C
322120 | 1007273 | 2023 | S (Stoker Boiler) | #6 Power Boiler (B20) | Bituminous | Methane (Co2 eq) | 349.4 | 50959 | C
322120 | 1007273 | 2023 | S (Stoker Boiler) | #6 Power Boiler (B20) | Bituminous | Nitrous Oxide | 2.033 | 50959 | C
322120 | 1007273 | 2023 | S (Stoker Boiler) | #6 Power Boiler (B20) | Bituminous | Nitrous Oxide (Co2 eq) | 605.7 | 50959 | C
322120 | 1007273 | 2023 |  | CP-1 (Office) | Natural Gas (Weighted U.S. Average) | Carbon Dioxide Biogenic | 0 | 0 | C
322120 | 1007273 | 2023 |  | CP-1 (Office) | Natural Gas (Weighted U.S. Average) | Carbon Dioxide Non-Biogenic | 0 | 0 | C
322120 | 1007273 | 2023 |  | CP-1 (Office) | Natural Gas (Weighted U.S. Average) | Carbon Dioxide Total | 0 | 0 | C
322120 | 1007273 | 2023 |  | CP-1 (Office) | Natural Gas (Weighted U.S. Average) | Methane | 0 | 0 | C
322120 | 1007273 | 2023 |  | CP-1 (Office) | Natural Gas (Weighted U.S. Average) | Methane (Co2 eq) | 0 | 0 | C
322120 | 1007273 | 2023 |  | CP-1 (Office) | Natural Gas (Weighted U.S. Average) | Nitrous Oxide | 0 | 0 | C
322120 | 1007273 | 2023 |  | CP-1 (Office) | Natural Gas (Weighted U.S. Average) | Nitrous Oxide (Co2 eq) | 0 | 0 | C
322120 | 1007273 | 2023 |  | CP-2 (#4 PM & WWTP) | Natural Gas (Weighted U.S. Average) | Carbon Dioxide Biogenic | 0 | 2912584 | C
322120 | 1007273 | 2023 |  | CP-2 (#4 PM & WWTP) | Natural Gas (Weighted U.S. Average) | Carbon Dioxide Non-Biogenic | 158.6 | 2912584 | C
322120 | 1007273 | 2023 |  | CP-2 (#4 PM & WWTP) | Natural Gas (Weighted U.S. Average) | Carbon Dioxide Total | 158.6 | 2912584 | C
322120 | 1007273 | 2023 |  | CP-2 (#4 PM & WWTP) | Natural Gas (Weighted U.S. Average) | Methane | 0 | 2912584 | C
322120 | 1007273 | 2023 |  | CP-2 (#4 PM & WWTP) | Natural Gas (Weighted U.S. Average) | Methane (Co2 eq) | 0.1 | 2912584 | C
322120 | 1007273 | 2023 |  | CP-2 (#4 PM & WWTP) | Natural Gas (Weighted U.S. Average) | Nitrous Oxide | 0 | 2912584 | C
322120 | 1007273 | 2023 |  | CP-2 (#4 PM & WWTP) | Natural Gas (Weighted U.S. Average) | Nitrous Oxide (Co2 eq) | 0.1 | 2912584 | C
322120 | 1007273 | 2023 | Pulp Mill Lime Kiln | Lime Kiln (P36) |  | Carbon Dioxide Biogenic (Spent Liquor) | 0 |  | AA
322120 | 1007273 | 2023 | Pulp Mill Lime Kiln | Lime Kiln (P36) |  | Carbon Dioxide Non-Biogenic | 9930.1 |  | AA
322120 | 1007273 | 2023 | Pulp Mill Lime Kiln | Lime Kiln (P36) |  | Methane | 0.19 |  | AA
322120 | 1007273 | 2023 | Pulp Mill Lime Kiln | Lime Kiln (P36) |  | Methane Spent Liquor | 0 |  | AA
322120 | 1007273 | 2023 | Pulp Mill Lime Kiln | Lime Kiln (P36) |  | Nitrous Oxide | 0.019 |  | AA
322120 | 1007273 | 2023 | Pulp Mill Lime Kiln | Lime Kiln (P36) |  | Nitrous Oxide Spent Liquor | 0 |  | AA
311919 | 1007277 | 2023 |  | GP-Facility | Distillate Fuel Oil No. 2 | Carbon Dioxide Biogenic | 0 | 0 | C
311919 | 1007277 | 2023 |  | GP-Facility | Distillate Fuel Oil No. 2 | Carbon Dioxide Non-Biogenic | 0 | 0 | C
311919 | 1007277 | 2023 |  | GP-Facility | Distillate Fuel Oil No. 2 | Carbon Dioxide Total | 0 | 0 | C
311919 | 1007277 | 2023 |  | GP-Facility | Distillate Fuel Oil No. 2 | Methane | 0 | 0 | C
311919 | 1007277 | 2023 |  | GP-Facility | Distillate Fuel Oil No. 2 | Methane (Co2 eq) | 0 | 0 | C
311919 | 1007277 | 2023 |  | GP-Facility | Distillate Fuel Oil No. 2 | Nitrous Oxide | 0 | 0 | C
311919 | 1007277 | 2023 |  | GP-Facility | Distillate Fuel Oil No. 2 | Nitrous Oxide (Co2 eq) | 0 | 0 | C
311919 | 1007277 | 2023 |  | GP-Facility | Natural Gas (Weighted U.S. Average) | Carbon Dioxide Biogenic | 0 | 1259327356.45 | C
311919 | 1007277 | 2023 |  | GP-Facility | Natural Gas (Weighted U.S. Average) | Carbon Dioxide Non-Biogenic | 68557.2 | 1259327356.45 | C
311919 | 1007277 | 2023 |  | GP-Facility | Natural Gas (Weighted U.S. Average) | Carbon Dioxide Total | 68557.2 | 1259327356.45 | C
311919 | 1007277 | 2023 |  | GP-Facility | Natural Gas (Weighted U.S. Average) | Methane | 1.29 | 1259327356.45 | C
311919 | 1007277 | 2023 |  | GP-Facility | Natural Gas (Weighted U.S. Average) | Methane (Co2 eq) | 32.3 | 1259327356.45 | C
311919 | 1007277 | 2023 |  | GP-Facility | Natural Gas (Weighted U.S. Average) | Nitrous Oxide | 0.129 | 1259327356.45 | C
311919 | 1007277 | 2023 |  | GP-Facility | Natural Gas (Weighted U.S. Average) | Nitrous Oxide (Co2 eq) | 38.5 | 1259327356.45 | C
325199 | 1007325 | 2023 | OB (Boiler, other) | Boiler #10 | Distillate Fuel Oil No. 2 | Carbon Dioxide Biogenic | 0 | 0 | C
325199 | 1007325 | 2023 | OB (Boiler, other) | Boiler #10 | Distillate Fuel Oil No. 2 | Carbon Dioxide Non-Biogenic | 0 | 0 | C
325199 | 1007325 | 2023 | OB (Boiler, other) | Boiler #10 | Distillate Fuel Oil No. 2 | Carbon Dioxide Total | 0 | 0 | C
325199 | 1007325 | 2023 | OB (Boiler, other) | Boiler #10 | Distillate Fuel Oil No. 2 | Methane | 0 | 0 | C
325199 | 1007325 | 2023 | OB (Boiler, other) | Boiler #10 | Distillate Fuel Oil No. 2 | Methane (Co2 eq) | 0 | 0 | C
325199 | 1007325 | 2023 | OB (Boiler, other) | Boiler #10 | Distillate Fuel Oil No. 2 | Nitrous Oxide | 0 | 0 | C
325199 | 1007325 | 2023 | OB (Boiler, other) | Boiler #10 | Distillate Fuel Oil No. 2 | Nitrous Oxide (Co2 eq) | 0 | 0 | C
325199 | 1007325 | 2023 | OB (Boiler, other) | Boiler #10 | Natural Gas (Weighted U.S. Average) | Carbon Dioxide Biogenic | 0 | 0 | C
325199 | 1007325 | 2023 | OB (Boiler, other) | Boiler #10 | Natural Gas (Weighted U.S. Average) | Carbon Dioxide Non-Biogenic | 17945.8 | 0 | C
325199 | 1007325 | 2023 | OB (Boiler, other) | Boiler #10 | Natural Gas (Weighted U.S. Average) | Carbon Dioxide Total | 17945.8 | 0 | C
325199 | 1007325 | 2023 | OB (Boiler, other) | Boiler #10 | Natural Gas (Weighted U.S. Average) | Methane | 0.34 | 0 | C
325199 | 1007325 | 2023 | OB (Boiler, other) | Boiler #10 | Natural Gas (Weighted U.S. Average) | Methane (Co2 eq) | 8.5 | 0 | C
325199 | 1007325 | 2023 | OB (Boiler, other) | Boiler #10 | Natural Gas (Weighted U.S. Average) | Nitrous Oxide | 0.034 | 0 | C
325199 | 1007325 | 2023 | OB (Boiler, other) | Boiler #10 | Natural Gas (Weighted U.S. Average) | Nitrous Oxide (Co2 eq) | 10.1 | 0 | C
325199 | 1007325 | 2023 | OB (Boiler, other) | Boiler #7 | Distillate Fuel Oil No. 2 | Carbon Dioxide Biogenic | 0 | 0 | C
325199 | 1007325 | 2023 | OB (Boiler, other) | Boiler #7 | Distillate Fuel Oil No. 2 | Carbon Dioxide Non-Biogenic | 37 | 0 | C
325199 | 1007325 | 2023 | OB (Boiler, other) | Boiler #7 | Distillate Fuel Oil No. 2 | Carbon Dioxide Total | 37 | 0 | C
325199 | 1007325 | 2023 | OB (Boiler, other) | Boiler #7 | Distillate Fuel Oil No. 2 | Methane | 0 | 0 | C
325199 | 1007325 | 2023 | OB (Boiler, other) | Boiler #7 | Distillate Fuel Oil No. 2 | Methane (Co2 eq) | 0 | 0 | C
325199 | 1007325 | 2023 | OB (Boiler, other) | Boiler #7 | Distillate Fuel Oil No. 2 | Nitrous Oxide | 0 | 0 | C
325199 | 1007325 | 2023 | OB (Boiler, other) | Boiler #7 | Distillate Fuel Oil No. 2 | Nitrous Oxide (Co2 eq) | 0.1 | 0 | C
325199 | 1007325 | 2023 | OB (Boiler, other) | Boiler #7 | Natural Gas (Weighted U.S. Average) | Carbon Dioxide Biogenic | 0 | 0 | C
325199 | 1007325 | 2023 | OB (Boiler, other) | Boiler #7 | Natural Gas (Weighted U.S. Average) | Carbon Dioxide Non-Biogenic | 43921.1 | 0 | C
325199 | 1007325 | 2023 | OB (Boiler, other) | Boiler #7 | Natural Gas (Weighted U.S. Average) | Carbon Dioxide Total | 43921.1 | 0 | C
325199 | 1007325 | 2023 | OB (Boiler, other) | Boiler #7 | Natural Gas (Weighted U.S. Average) | Methane | 0.83 | 0 | C
325199 | 1007325 | 2023 | OB (Boiler, other) | Boiler #7 | Natural Gas (Weighted U.S. Average) | Methane (Co2 eq) | 20.7 | 0 | C
325199 | 1007325 | 2023 | OB (Boiler, other) | Boiler #7 | Natural Gas (Weighted U.S. Average) | Nitrous Oxide | 0.083 | 0 | C
325199 | 1007325 | 2023 | OB (Boiler, other) | Boiler #7 | Natural Gas (Weighted U.S. Average) | Nitrous Oxide (Co2 eq) | 24.7 | 0 | C
325199 | 1007325 | 2023 | OB (Boiler, other) | Boiler #8 | Distillate Fuel Oil No. 2 | Carbon Dioxide Biogenic | 0 | 0 | C
325199 | 1007325 | 2023 | OB (Boiler, other) | Boiler #8 | Distillate Fuel Oil No. 2 | Carbon Dioxide Non-Biogenic | 4.5 | 0 | C
325199 | 1007325 | 2023 | OB (Boiler, other) | Boiler #8 | Distillate Fuel Oil No. 2 | Carbon Dioxide Total | 4.5 | 0 | C
325199 | 1007325 | 2023 | OB (Boiler, other) | Boiler #8 | Distillate Fuel Oil No. 2 | Methane | 0 | 0 | C
325199 | 1007325 | 2023 | OB (Boiler, other) | Boiler #8 | Distillate Fuel Oil No. 2 | Methane (Co2 eq) | 0 | 0 | C
325199 | 1007325 | 2023 | OB (Boiler, other) | Boiler #8 | Distillate Fuel Oil No. 2 | Nitrous Oxide | 0 | 0 | C
325199 | 1007325 | 2023 | OB (Boiler, other) | Boiler #8 | Distillate Fuel Oil No. 2 | Nitrous Oxide (Co2 eq) | 0 | 0 | C
325199 | 1007325 | 2023 | OB (Boiler, other) | Boiler #8 | Natural Gas (Weighted U.S. Average) | Carbon Dioxide Biogenic | 0 | 0 | C
325199 | 1007325 | 2023 | OB (Boiler, other) | Boiler #8 | Natural Gas (Weighted U.S. Average) | Carbon Dioxide Non-Biogenic | 49017.2 | 0 | C
325199 | 1007325 | 2023 | OB (Boiler, other) | Boiler #8 | Natural Gas (Weighted U.S. Average) | Carbon Dioxide Total | 49017.2 | 0 | C
325199 | 1007325 | 2023 | OB (Boiler, other) | Boiler #8 | Natural Gas (Weighted U.S. Average) | Methane | 0.92 | 0 | C
325199 | 1007325 | 2023 | OB (Boiler, other) | Boiler #8 | Natural Gas (Weighted U.S. Average) | Methane (Co2 eq) | 23.1 | 0 | C
325199 | 1007325 | 2023 | OB (Boiler, other) | Boiler #8 | Natural Gas (Weighted U.S. Average) | Nitrous Oxide | 0.092 | 0 | C
325199 | 1007325 | 2023 | OB (Boiler, other) | Boiler #8 | Natural Gas (Weighted U.S. Average) | Nitrous Oxide (Co2 eq) | 27.5 | 0 | C
325199 | 1007325 | 2023 | OB (Boiler, other) | Boiler #9 | Distillate Fuel Oil No. 2 | Carbon Dioxide Biogenic | 0 | 0 | C
325199 | 1007325 | 2023 | OB (Boiler, other) | Boiler #9 | Distillate Fuel Oil No. 2 | Carbon Dioxide Non-Biogenic | 7.2 | 0 | C
325199 | 1007325 | 2023 | OB (Boiler, other) | Boiler #9 | Distillate Fuel Oil No. 2 | Carbon Dioxide Total | 7.2 | 0 | C
325199 | 1007325 | 2023 | OB (Boiler, other) | Boiler #9 | Distillate Fuel Oil No. 2 | Methane | 0 | 0 | C
325199 | 1007325 | 2023 | OB (Boiler, other) | Boiler #9 | Distillate Fuel Oil No. 2 | Methane (Co2 eq) | 0 | 0 | C
325199 | 1007325 | 2023 | OB (Boiler, other) | Boiler #9 | Distillate Fuel Oil No. 2 | Nitrous Oxide | 0 | 0 | C
325199 | 1007325 | 2023 | OB (Boiler, other) | Boiler #9 | Distillate Fuel Oil No. 2 | Nitrous Oxide (Co2 eq) | 0 | 0 | C
325199 | 1007325 | 2023 | OB (Boiler, other) | Boiler #9 | Natural Gas (Weighted U.S. Average) | Carbon Dioxide Biogenic | 0 | 0 | C
325199 | 1007325 | 2023 | OB (Boiler, other) | Boiler #9 | Natural Gas (Weighted U.S. Average) | Carbon Dioxide Non-Biogenic | 43616.7 | 0 | C
325199 | 1007325 | 2023 | OB (Boiler, other) | Boiler #9 | Natural Gas (Weighted U.S. Average) | Carbon Dioxide Total | 43616.7 | 0 | C
325199 | 1007325 | 2023 | OB (Boiler, other) | Boiler #9 | Natural Gas (Weighted U.S. Average) | Methane | 0.82 | 0 | C
325199 | 1007325 | 2023 | OB (Boiler, other) | Boiler #9 | Natural Gas (Weighted U.S. Average) | Methane (Co2 eq) | 20.6 | 0 | C
325199 | 1007325 | 2023 | OB (Boiler, other) | Boiler #9 | Natural Gas (Weighted U.S. Average) | Nitrous Oxide | 0.082 | 0 | C
325199 | 1007325 | 2023 | OB (Boiler, other) | Boiler #9 | Natural Gas (Weighted U.S. Average) | Nitrous Oxide (Co2 eq) | 24.5 | 0 | C
325199 | 1007325 | 2023 |  | GP-Process Heat | Natural Gas (Weighted U.S. Average) | Carbon Dioxide Biogenic | 0 | 0 | C
325199 | 1007325 | 2023 |  | GP-Process Heat | Natural Gas (Weighted U.S. Average) | Carbon Dioxide Non-Biogenic | 7367.4 | 0 | C
325199 | 1007325 | 2023 |  | GP-Process Heat | Natural Gas (Weighted U.S. Average) | Carbon Dioxide Total | 7367.4 | 0 | C
325199 | 1007325 | 2023 |  | GP-Process Heat | Natural Gas (Weighted U.S. Average) | Methane | 0.14 | 0 | C
325199 | 1007325 | 2023 |  | GP-Process Heat | Natural Gas (Weighted U.S. Average) | Methane (Co2 eq) | 3.5 | 0 | C
325199 | 1007325 | 2023 |  | GP-Process Heat | Natural Gas (Weighted U.S. Average) | Nitrous Oxide | 0.014 | 0 | C
325199 | 1007325 | 2023 |  | GP-Process Heat | Natural Gas (Weighted U.S. Average) | Nitrous Oxide (Co2 eq) | 4.1 | 0 | C
325199 | 1007390 | 2023 | TODF (Thermal oxidizer, direct fired, no heat recovery) | 1 GP ThOx | Motor Gasoline | Carbon Dioxide Biogenic | 0 | 0 | C
325199 | 1007390 | 2023 | TODF (Thermal oxidizer, direct fired, no heat recovery) | 1 GP ThOx | Motor Gasoline | Carbon Dioxide Non-Biogenic | 47.7 | 0 | C
325199 | 1007390 | 2023 | TODF (Thermal oxidizer, direct fired, no heat recovery) | 1 GP ThOx | Motor Gasoline | Carbon Dioxide Total | 47.7 | 0 | C
325199 | 1007390 | 2023 | TODF (Thermal oxidizer, direct fired, no heat recovery) | 1 GP ThOx | Motor Gasoline | Methane | 0 | 0 | C
325199 | 1007390 | 2023 | TODF (Thermal oxidizer, direct fired, no heat recovery) | 1 GP ThOx | Motor Gasoline | Methane (Co2 eq) | 0.1 | 0 | C
325199 | 1007390 | 2023 | TODF (Thermal oxidizer, direct fired, no heat recovery) | 1 GP ThOx | Motor Gasoline | Nitrous Oxide | 0 | 0 | C
325199 | 1007390 | 2023 | TODF (Thermal oxidizer, direct fired, no heat recovery) | 1 GP ThOx | Motor Gasoline | Nitrous Oxide (Co2 eq) | 0.1 | 0 | C
325199 | 1007390 | 2023 | TODF (Thermal oxidizer, direct fired, no heat recovery) | 1 GP ThOx | Natural Gas (Weighted U.S. Average) | Carbon Dioxide Biogenic | 0 | 0 | C
325199 | 1007390 | 2023 | TODF (Thermal oxidizer, direct fired, no heat recovery) | 1 GP ThOx | Natural Gas (Weighted U.S. Average) | Carbon Dioxide Non-Biogenic | 34.4 | 0 | C
325199 | 1007390 | 2023 | TODF (Thermal oxidizer, direct fired, no heat recovery) | 1 GP ThOx | Natural Gas (Weighted U.S. Average) | Carbon Dioxide Total | 34.4 | 0 | C
325199 | 1007390 | 2023 | TODF (Thermal oxidizer, direct fired, no heat recovery) | 1 GP ThOx | Natural Gas (Weighted U.S. Average) | Methane | 0 | 0 | C
325199 | 1007390 | 2023 | TODF (Thermal oxidizer, direct fired, no heat recovery) | 1 GP ThOx | Natural Gas (Weighted U.S. Average) | Methane (Co2 eq) | 0 | 0 | C
325199 | 1007390 | 2023 | TODF (Thermal oxidizer, direct fired, no heat recovery) | 1 GP ThOx | Natural Gas (Weighted U.S. Average) | Nitrous Oxide | 0 | 0 | C
325199 | 1007390 | 2023 | TODF (Thermal oxidizer, direct fired, no heat recovery) | 1 GP ThOx | Natural Gas (Weighted U.S. Average) | Nitrous Oxide (Co2 eq) | 0 | 0 | C
325199 | 1007390 | 2023 | PRH (Process Heater) | 3HDO F55 |  | Carbon Dioxide Biogenic | 3376.5 | 0 | C
325199 | 1007390 | 2023 | PRH (Process Heater) | 3HDO F55 |  | Carbon Dioxide Non-Biogenic | 12967.2 | 0 | C
325199 | 1007390 | 2023 | PRH (Process Heater) | 3HDO F55 |  | Carbon Dioxide Total | 16343.7 | 0 | C
325199 | 1007390 | 2023 | PRH (Process Heater) | 3HDO F55 |  | Methane | 0.38 | 0 | C
325199 | 1007390 | 2023 | PRH (Process Heater) | 3HDO F55 |  | Methane (Co2 eq) | 9.6 | 0 | C
325199 | 1007390 | 2023 | PRH (Process Heater) | 3HDO F55 |  | Nitrous Oxide | 0.112 | 0 | C
325199 | 1007390 | 2023 | PRH (Process Heater) | 3HDO F55 |  | Nitrous Oxide (Co2 eq) | 33.3 | 0 | C
325199 | 1007390 | 2023 | TODF (Thermal oxidizer, direct fired, no heat recovery) | API F66 ThOx | Natural Gas (Weighted U.S. Average) | Carbon Dioxide Biogenic | 0 | 0 | C
325199 | 1007390 | 2023 | TODF (Thermal oxidizer, direct fired, no heat recovery) | API F66 ThOx | Natural Gas (Weighted U.S. Average) | Carbon Dioxide Non-Biogenic | 4607 | 0 | C
325199 | 1007390 | 2023 | TODF (Thermal oxidizer, direct fired, no heat recovery) | API F66 ThOx | Natural Gas (Weighted U.S. Average) | Carbon Dioxide Total | 4607 | 0 | C
325199 | 1007390 | 2023 | TODF (Thermal oxidizer, direct fired, no heat recovery) | API F66 ThOx | Natural Gas (Weighted U.S. Average) | Methane | 0.09 | 0 | C
325199 | 1007390 | 2023 | TODF (Thermal oxidizer, direct fired, no heat recovery) | API F66 ThOx | Natural Gas (Weighted U.S. Average) | Methane (Co2 eq) | 2.2 | 0 | C
325199 | 1007390 | 2023 | TODF (Thermal oxidizer, direct fired, no heat recovery) | API F66 ThOx | Natural Gas (Weighted U.S. Average) | Nitrous Oxide | 0.009 | 0 | C
325199 | 1007390 | 2023 | TODF (Thermal oxidizer, direct fired, no heat recovery) | API F66 ThOx | Natural Gas (Weighted U.S. Average) | Nitrous Oxide (Co2 eq) | 2.6 | 0 | C
325199 | 1007390 | 2023 |  | CP-1GP | Natural Gas (Weighted U.S. Average) | Carbon Dioxide Biogenic | 0 | 0 | C
325199 | 1007390 | 2023 |  | CP-1GP | Natural Gas (Weighted U.S. Average) | Carbon Dioxide Non-Biogenic | 1241 | 0 | C
325199 | 1007390 | 2023 |  | CP-1GP | Natural Gas (Weighted U.S. Average) | Carbon Dioxide Total | 1241 | 0 | C
325199 | 1007390 | 2023 |  | CP-1GP | Natural Gas (Weighted U.S. Average) | Methane | 0.02 | 0 | C
325199 | 1007390 | 2023 |  | CP-1GP | Natural Gas (Weighted U.S. Average) | Methane (Co2 eq) | 0.6 | 0 | C
325199 | 1007390 | 2023 |  | CP-1GP | Natural Gas (Weighted U.S. Average) | Nitrous Oxide | 0.002 | 0 | C
325199 | 1007390 | 2023 |  | CP-1GP | Natural Gas (Weighted U.S. Average) | Nitrous Oxide (Co2 eq) | 0.7 | 0 | C
325199 | 1007390 | 2023 |  | CP-1HDO & 2HCR Complex | Natural Gas (Weighted U.S. Average) | Carbon Dioxide Biogenic | 0 | 0 | C
325199 | 1007390 | 2023 |  | CP-1HDO & 2HCR Complex | Natural Gas (Weighted U.S. Average) | Carbon Dioxide Non-Biogenic | 5486.8 | 0 | C
325199 | 1007390 | 2023 |  | CP-1HDO & 2HCR Complex | Natural Gas (Weighted U.S. Average) | Carbon Dioxide Total | 5486.8 | 0 | C
325199 | 1007390 | 2023 |  | CP-1HDO & 2HCR Complex | Natural Gas (Weighted U.S. Average) | Methane | 0.1 | 0 | C
325199 | 1007390 | 2023 |  | CP-1HDO & 2HCR Complex | Natural Gas (Weighted U.S. Average) | Methane (Co2 eq) | 2.6 | 0 | C
325199 | 1007390 | 2023 |  | CP-1HDO & 2HCR Complex | Natural Gas (Weighted U.S. Average) | Nitrous Oxide | 0.01 | 0 | C
325199 | 1007390 | 2023 |  | CP-1HDO & 2HCR Complex | Natural Gas (Weighted U.S. Average) | Nitrous Oxide (Co2 eq) | 3.1 | 0 | C
325199 | 1007390 | 2023 |  | CP-1HDO & 2HCR Complex |  | Carbon Dioxide Biogenic | 0 | 0 | C
325199 | 1007390 | 2023 |  | CP-1HDO & 2HCR Complex |  | Carbon Dioxide Non-Biogenic | 69757.7 | 0 | C
325199 | 1007390 | 2023 |  | CP-1HDO & 2HCR Complex |  | Carbon Dioxide Total | 69757.7 | 0 | C
325199 | 1007390 | 2023 |  | CP-1HDO & 2HCR Complex |  | Methane | 1.59 | 0 | C
325199 | 1007390 | 2023 |  | CP-1HDO & 2HCR Complex |  | Methane (Co2 eq) | 39.6 | 0 | C
325199 | 1007390 | 2023 |  | CP-1HDO & 2HCR Complex |  | Nitrous Oxide | 0.462 | 0 | C
325199 | 1007390 | 2023 |  | CP-1HDO & 2HCR Complex |  | Nitrous Oxide (Co2 eq) | 137.8 | 0 | C
325199 | 1007390 | 2023 |  | CP-2HDO |  | Carbon Dioxide Biogenic | 79.1 | 0 | C
325199 | 1007390 | 2023 |  | CP-2HDO |  | Carbon Dioxide Non-Biogenic | 315.6 | 0 | C
325199 | 1007390 | 2023 |  | CP-2HDO |  | Carbon Dioxide Total | 394.7 | 0 | C
325199 | 1007390 | 2023 |  | CP-2HDO |  | Methane | 0.01 | 0 | C
325199 | 1007390 | 2023 |  | CP-2HDO |  | Methane (Co2 eq) | 0.2 | 0 | C
325199 | 1007390 | 2023 |  | CP-2HDO |  | Nitrous Oxide | 0.003 | 0 | C
325199 | 1007390 | 2023 |  | CP-2HDO |  | Nitrous Oxide (Co2 eq) | 0.8 | 0 | C
325199 | 1007390 | 2023 | TODF (Thermal oxidizer, direct fired, no heat recovery) | FWS F100 ThOx | Natural Gas (Weighted U.S. Average) | Carbon Dioxide Biogenic | 0 | 0 | C
325199 | 1007390 | 2023 | TODF (Thermal oxidizer, direct fired, no heat recovery) | FWS F100 ThOx | Natural Gas (Weighted U.S. Average) | Carbon Dioxide Non-Biogenic | 431.8 | 0 | C
325199 | 1007390 | 2023 | TODF (Thermal oxidizer, direct fired, no heat recovery) | FWS F100 ThOx | Natural Gas (Weighted U.S. Average) | Carbon Dioxide Total | 431.8 | 0 | C
325199 | 1007390 | 2023 | TODF (Thermal oxidizer, direct fired, no heat recovery) | FWS F100 ThOx | Natural Gas (Weighted U.S. Average) | Methane | 0.01 | 0 | C
325199 | 1007390 | 2023 | TODF (Thermal oxidizer, direct fired, no heat recovery) | FWS F100 ThOx | Natural Gas (Weighted U.S. Average) | Methane (Co2 eq) | 0.2 | 0 | C
325199 | 1007390 | 2023 | TODF (Thermal oxidizer, direct fired, no heat recovery) | FWS F100 ThOx | Natural Gas (Weighted U.S. Average) | Nitrous Oxide | 0.001 | 0 | C
325199 | 1007390 | 2023 | TODF (Thermal oxidizer, direct fired, no heat recovery) | FWS F100 ThOx | Natural Gas (Weighted U.S. Average) | Nitrous Oxide (Co2 eq) | 0.2 | 0 | C
325199 | 1007390 | 2023 |  | GP-DIESELS | Distillate Fuel Oil No. 2 | Carbon Dioxide Biogenic | 0 | 0 | C
325199 | 1007390 | 2023 |  | GP-DIESELS | Distillate Fuel Oil No. 2 | Carbon Dioxide Non-Biogenic | 8.8 | 0 | C
325199 | 1007390 | 2023 |  | GP-DIESELS | Distillate Fuel Oil No. 2 | Carbon Dioxide Total | 8.8 | 0 | C
325199 | 1007390 | 2023 |  | GP-DIESELS | Distillate Fuel Oil No. 2 | Methane | 0 | 0 | C
325199 | 1007390 | 2023 |  | GP-DIESELS | Distillate Fuel Oil No. 2 | Methane (Co2 eq) | 0 | 0 | C
325199 | 1007390 | 2023 |  | GP-DIESELS | Distillate Fuel Oil No. 2 | Nitrous Oxide | 0 | 0 | C
325199 | 1007390 | 2023 |  | GP-DIESELS | Distillate Fuel Oil No. 2 | Nitrous Oxide (Co2 eq) | 0 | 0 | C
325199 | 1007390 | 2023 | PRH (Process Heater) | Hot Oil Unit F78 |  | Carbon Dioxide Biogenic | 12158.4 | 0 | C
325199 | 1007390 | 2023 | PRH (Process Heater) | Hot Oil Unit F78 |  | Carbon Dioxide Non-Biogenic | 47534.5 | 0 | C
325199 | 1007390 | 2023 | PRH (Process Heater) | Hot Oil Unit F78 |  | Carbon Dioxide Total | 59692.9 | 0 | C
325199 | 1007390 | 2023 | PRH (Process Heater) | Hot Oil Unit F78 |  | Methane | 1.38 | 0 | C
325199 | 1007390 | 2023 | PRH (Process Heater) | Hot Oil Unit F78 |  | Methane (Co2 eq) | 34.4 | 0 | C
325199 | 1007390 | 2023 | PRH (Process Heater) | Hot Oil Unit F78 |  | Nitrous Oxide | 0.402 | 0 | C
325199 | 1007390 | 2023 | PRH (Process Heater) | Hot Oil Unit F78 |  | Nitrous Oxide (Co2 eq) | 119.7 | 0 | C
325199 | 1007390 | 2023 | F (Furnace) | Selas F37 | Natural Gas (Weighted U.S. Average) | Carbon Dioxide Biogenic | 0 | 0 | C
325199 | 1007390 | 2023 | F (Furnace) | Selas F37 | Natural Gas (Weighted U.S. Average) | Carbon Dioxide Non-Biogenic | 59201.4 | 0 | C
325199 | 1007390 | 2023 | F (Furnace) | Selas F37 | Natural Gas (Weighted U.S. Average) | Carbon Dioxide Total | 59201.4 | 0 | C
325199 | 1007390 | 2023 | F (Furnace) | Selas F37 | Natural Gas (Weighted U.S. Average) | Methane | 1.12 | 0 | C
325199 | 1007390 | 2023 | F (Furnace) | Selas F37 | Natural Gas (Weighted U.S. Average) | Methane (Co2 eq) | 27.9 | 0 | C
325199 | 1007390 | 2023 | F (Furnace) | Selas F37 | Natural Gas (Weighted U.S. Average) | Nitrous Oxide | 0.112 | 0 | C
325199 | 1007390 | 2023 | F (Furnace) | Selas F37 | Natural Gas (Weighted U.S. Average) | Nitrous Oxide (Co2 eq) | 33.2 | 0 | C
325199 | 1007390 | 2023 | F (Furnace) | Selas F37 |  | Carbon Dioxide Biogenic | 0 | 0 | C
325199 | 1007390 | 2023 | F (Furnace) | Selas F37 |  | Carbon Dioxide Non-Biogenic | 67608.9 | 0 | C
325199 | 1007390 | 2023 | F (Furnace) | Selas F37 |  | Carbon Dioxide Total | 67608.9 | 0 | C
325199 | 1007390 | 2023 | F (Furnace) | Selas F37 |  | Methane | 1.53 | 0 | C
325199 | 1007390 | 2023 | F (Furnace) | Selas F37 |  | Methane (Co2 eq) | 38.2 | 0 | C
325199 | 1007390 | 2023 | F (Furnace) | Selas F37 |  | Nitrous Oxide | 0.446 | 0 | C
325199 | 1007390 | 2023 | F (Furnace) | Selas F37 |  | Nitrous Oxide (Co2 eq) | 132.8 | 0 | C
325199 | 1007390 | 2023 | CCCT (CC (Turbine, combined cycle)) | TG1 Cogen Unit | Natural Gas (Weighted U.S. Average) | Carbon Dioxide Biogenic | 0 | 0 | C
325199 | 1007390 | 2023 | CCCT (CC (Turbine, combined cycle)) | TG1 Cogen Unit | Natural Gas (Weighted U.S. Average) | Carbon Dioxide Non-Biogenic | 157020.1 | 0 | C
325199 | 1007390 | 2023 | CCCT (CC (Turbine, combined cycle)) | TG1 Cogen Unit | Natural Gas (Weighted U.S. Average) | Carbon Dioxide Total | 157020.1 | 0 | C
325199 | 1007390 | 2023 | CCCT (CC (Turbine, combined cycle)) | TG1 Cogen Unit | Natural Gas (Weighted U.S. Average) | Methane | 2.96 | 0 | C
325199 | 1007390 | 2023 | CCCT (CC (Turbine, combined cycle)) | TG1 Cogen Unit | Natural Gas (Weighted U.S. Average) | Methane (Co2 eq) | 74 | 0 | C
325199 | 1007390 | 2023 | CCCT (CC (Turbine, combined cycle)) | TG1 Cogen Unit | Natural Gas (Weighted U.S. Average) | Nitrous Oxide | 0.296 | 0 | C
325199 | 1007390 | 2023 | CCCT (CC (Turbine, combined cycle)) | TG1 Cogen Unit | Natural Gas (Weighted U.S. Average) | Nitrous Oxide (Co2 eq) | 88.2 | 0 | C
325199 | 1007390 | 2023 | CCCT (CC (Turbine, combined cycle)) | TG2 Cogen Unit | Natural Gas (Weighted U.S. Average) | Carbon Dioxide Biogenic | 0 | 0 | C
325199 | 1007390 | 2023 | CCCT (CC (Turbine, combined cycle)) | TG2 Cogen Unit | Natural Gas (Weighted U.S. Average) | Carbon Dioxide Non-Biogenic | 176175.5 | 0 | C
325199 | 1007390 | 2023 | CCCT (CC (Turbine, combined cycle)) | TG2 Cogen Unit | Natural Gas (Weighted U.S. Average) | Carbon Dioxide Total | 176175.5 | 0 | C
325199 | 1007390 | 2023 | CCCT (CC (Turbine, combined cycle)) | TG2 Cogen Unit | Natural Gas (Weighted U.S. Average) | Methane | 3.32 | 0 | C
325199 | 1007390 | 2023 | CCCT (CC (Turbine, combined cycle)) | TG2 Cogen Unit | Natural Gas (Weighted U.S. Average) | Methane (Co2 eq) | 83 | 0 | C
325199 | 1007390 | 2023 | CCCT (CC (Turbine, combined cycle)) | TG2 Cogen Unit | Natural Gas (Weighted U.S. Average) | Nitrous Oxide | 0.332 | 0 | C
325199 | 1007390 | 2023 | CCCT (CC (Turbine, combined cycle)) | TG2 Cogen Unit | Natural Gas (Weighted U.S. Average) | Nitrous Oxide (Co2 eq) | 98.9 | 0 | C
325199 | 1007390 | 2023 | TODF (Thermal oxidizer, direct fired, no heat recovery) | Tank Centrifuge DeBusk ThOx | Crude Oil | Carbon Dioxide Biogenic | 0 | 0 | C
325199 | 1007390 | 2023 | TODF (Thermal oxidizer, direct fired, no heat recovery) | Tank Centrifuge DeBusk ThOx | Crude Oil | Carbon Dioxide Non-Biogenic | 58.7 | 0 | C
325199 | 1007390 | 2023 | TODF (Thermal oxidizer, direct fired, no heat recovery) | Tank Centrifuge DeBusk ThOx | Crude Oil | Carbon Dioxide Total | 58.7 | 0 | C
325199 | 1007390 | 2023 | TODF (Thermal oxidizer, direct fired, no heat recovery) | Tank Centrifuge DeBusk ThOx | Crude Oil | Methane | 0 | 0 | C
325199 | 1007390 | 2023 | TODF (Thermal oxidizer, direct fired, no heat recovery) | Tank Centrifuge DeBusk ThOx | Crude Oil | Methane (Co2 eq) | 0.1 | 0 | C
325199 | 1007390 | 2023 | TODF (Thermal oxidizer, direct fired, no heat recovery) | Tank Centrifuge DeBusk ThOx | Crude Oil | Nitrous Oxide | 0 | 0 | C
325199 | 1007390 | 2023 | TODF (Thermal oxidizer, direct fired, no heat recovery) | Tank Centrifuge DeBusk ThOx | Crude Oil | Nitrous Oxide (Co2 eq) | 0.1 | 0 | C
325199 | 1007390 | 2023 | TODF (Thermal oxidizer, direct fired, no heat recovery) | Tank Centrifuge DeBusk ThOx | Natural Gas (Weighted U.S. Average) | Carbon Dioxide Biogenic | 0 | 0 | C
325199 | 1007390 | 2023 | TODF (Thermal oxidizer, direct fired, no heat recovery) | Tank Centrifuge DeBusk ThOx | Natural Gas (Weighted U.S. Average) | Carbon Dioxide Non-Biogenic | 218.1 | 0 | C
325199 | 1007390 | 2023 | TODF (Thermal oxidizer, direct fired, no heat recovery) | Tank Centrifuge DeBusk ThOx | Natural Gas (Weighted U.S. Average) | Carbon Dioxide Total | 218.1 | 0 | C
325199 | 1007390 | 2023 | TODF (Thermal oxidizer, direct fired, no heat recovery) | Tank Centrifuge DeBusk ThOx | Natural Gas (Weighted U.S. Average) | Methane | 0 | 0 | C
325199 | 1007390 | 2023 | TODF (Thermal oxidizer, direct fired, no heat recovery) | Tank Centrifuge DeBusk ThOx | Natural Gas (Weighted U.S. Average) | Methane (Co2 eq) | 0.1 | 0 | C
325199 | 1007390 | 2023 | TODF (Thermal oxidizer, direct fired, no heat recovery) | Tank Centrifuge DeBusk ThOx | Natural Gas (Weighted U.S. Average) | Nitrous Oxide | 0 | 0 | C
325199 | 1007390 | 2023 | TODF (Thermal oxidizer, direct fired, no heat recovery) | Tank Centrifuge DeBusk ThOx | Natural Gas (Weighted U.S. Average) | Nitrous Oxide (Co2 eq) | 0.1 | 0 | C
325194 | 1007401 | 2023 |  | GP-01 | Natural Gas (Weighted U.S. Average) | Carbon Dioxide Biogenic | 0 | 459811105 | C
325194 | 1007401 | 2023 |  | GP-01 | Natural Gas (Weighted U.S. Average) | Carbon Dioxide Non-Biogenic | 26849.9 | 459811105 | C
325194 | 1007401 | 2023 |  | GP-01 | Natural Gas (Weighted U.S. Average) | Carbon Dioxide Total | 26849.9 | 459811105 | C
325194 | 1007401 | 2023 |  | GP-01 | Natural Gas (Weighted U.S. Average) | Methane | 0.51 | 459811105 | C
325194 | 1007401 | 2023 |  | GP-01 | Natural Gas (Weighted U.S. Average) | Methane (Co2 eq) | 12.7 | 459811105 | C
325194 | 1007401 | 2023 |  | GP-01 | Natural Gas (Weighted U.S. Average) | Nitrous Oxide | 0.051 | 459811105 | C
325194 | 1007401 | 2023 |  | GP-01 | Natural Gas (Weighted U.S. Average) | Nitrous Oxide (Co2 eq) | 15.1 | 459811105 | C
311224 | 1007402 | 2023 |  | GP-1 | Natural Gas (Weighted U.S. Average) | Carbon Dioxide Biogenic | 0 | 2046921000 | C
311224 | 1007402 | 2023 |  | GP-1 | Natural Gas (Weighted U.S. Average) | Carbon Dioxide Non-Biogenic | 112193.7 | 2046921000 | C
311224 | 1007402 | 2023 |  | GP-1 | Natural Gas (Weighted U.S. Average) | Carbon Dioxide Total | 112193.7 | 2046921000 | C
311224 | 1007402 | 2023 |  | GP-1 | Natural Gas (Weighted U.S. Average) | Methane | 2.11 | 2046921000 | C
311224 | 1007402 | 2023 |  | GP-1 | Natural Gas (Weighted U.S. Average) | Methane (Co2 eq) | 52.9 | 2046921000 | C
311224 | 1007402 | 2023 |  | GP-1 | Natural Gas (Weighted U.S. Average) | Nitrous Oxide | 0.211 | 2046921000 | C
311224 | 1007402 | 2023 |  | GP-1 | Natural Gas (Weighted U.S. Average) | Nitrous Oxide (Co2 eq) | 63 | 2046921000 | C
325199 | 1007438 | 2023 | OB (Boiler, other) | 3AWHB-B5A | Fuel Gas | Carbon Dioxide Biogenic | 0 | 0 | C
325199 | 1007438 | 2023 | OB (Boiler, other) | 3AWHB-B5A | Fuel Gas | Carbon Dioxide Non-Biogenic | 1546.1 | 0 | C
325199 | 1007438 | 2023 | OB (Boiler, other) | 3AWHB-B5A | Fuel Gas | Carbon Dioxide Total | 1546.1 | 0 | C
325199 | 1007438 | 2023 | OB (Boiler, other) | 3AWHB-B5A | Fuel Gas | Methane | 0.12 | 0 | C
325199 | 1007438 | 2023 | OB (Boiler, other) | 3AWHB-B5A | Fuel Gas | Methane (Co2 eq) | 3 | 0 | C
325199 | 1007438 | 2023 | OB (Boiler, other) | 3AWHB-B5A | Fuel Gas | Nitrous Oxide | 0.024 | 0 | C
325199 | 1007438 | 2023 | OB (Boiler, other) | 3AWHB-B5A | Fuel Gas | Nitrous Oxide (Co2 eq) | 7.2 | 0 | C
325199 | 1007438 | 2023 | OB (Boiler, other) | 3AWHB-B5B | Fuel Gas | Carbon Dioxide Biogenic | 0 | 0 | C
325199 | 1007438 | 2023 | OB (Boiler, other) | 3AWHB-B5B | Fuel Gas | Carbon Dioxide Non-Biogenic | 2766.6 | 0 | C
325199 | 1007438 | 2023 | OB (Boiler, other) | 3AWHB-B5B | Fuel Gas | Carbon Dioxide Total | 2766.6 | 0 | C
325199 | 1007438 | 2023 | OB (Boiler, other) | 3AWHB-B5B | Fuel Gas | Methane | 0.21 | 0 | C
325199 | 1007438 | 2023 | OB (Boiler, other) | 3AWHB-B5B | Fuel Gas | Methane (Co2 eq) | 5.3 | 0 | C
325199 | 1007438 | 2023 | OB (Boiler, other) | 3AWHB-B5B | Fuel Gas | Nitrous Oxide | 0.043 | 0 | C
325199 | 1007438 | 2023 | OB (Boiler, other) | 3AWHB-B5B | Fuel Gas | Nitrous Oxide (Co2 eq) | 12.8 | 0 | C
325199 | 1007438 | 2023 | PRH (Process Heater) | 3H-1A | Fuel Gas | Carbon Dioxide Biogenic | 0 | 0 | C
325199 | 1007438 | 2023 | PRH (Process Heater) | 3H-1A | Fuel Gas | Carbon Dioxide Non-Biogenic | 15474.3 | 0 | C
325199 | 1007438 | 2023 | PRH (Process Heater) | 3H-1A | Fuel Gas | Carbon Dioxide Total | 15474.3 | 0 | C
325199 | 1007438 | 2023 | PRH (Process Heater) | 3H-1A | Fuel Gas | Methane | 0.83 | 0 | C
325199 | 1007438 | 2023 | PRH (Process Heater) | 3H-1A | Fuel Gas | Methane (Co2 eq) | 20.8 | 0 | C
325199 | 1007438 | 2023 | PRH (Process Heater) | 3H-1A | Fuel Gas | Nitrous Oxide | 0.166 | 0 | C
325199 | 1007438 | 2023 | PRH (Process Heater) | 3H-1A | Fuel Gas | Nitrous Oxide (Co2 eq) | 49.5 | 0 | C
325199 | 1007438 | 2023 | PRH (Process Heater) | 3H-1B | Fuel Gas | Carbon Dioxide Biogenic | 0 | 0 | C
325199 | 1007438 | 2023 | PRH (Process Heater) | 3H-1B | Fuel Gas | Carbon Dioxide Non-Biogenic | 15359.6 | 0 | C
325199 | 1007438 | 2023 | PRH (Process Heater) | 3H-1B | Fuel Gas | Carbon Dioxide Total | 15359.6 | 0 | C
325199 | 1007438 | 2023 | PRH (Process Heater) | 3H-1B | Fuel Gas | Methane | 0.81 | 0 | C
325199 | 1007438 | 2023 | PRH (Process Heater) | 3H-1B | Fuel Gas | Methane (Co2 eq) | 20.3 | 0 | C
325199 | 1007438 | 2023 | PRH (Process Heater) | 3H-1B | Fuel Gas | Nitrous Oxide | 0.163 | 0 | C
325199 | 1007438 | 2023 | PRH (Process Heater) | 3H-1B | Fuel Gas | Nitrous Oxide (Co2 eq) | 48.6 | 0 | C
325199 | 1007438 | 2023 | PRH (Process Heater) | 3H-1C | Fuel Gas | Carbon Dioxide Biogenic | 0 | 0 | C
325199 | 1007438 | 2023 | PRH (Process Heater) | 3H-1C | Fuel Gas | Carbon Dioxide Non-Biogenic | 17173.7 | 0 | C
325199 | 1007438 | 2023 | PRH (Process Heater) | 3H-1C | Fuel Gas | Carbon Dioxide Total | 17173.7 | 0 | C
325199 | 1007438 | 2023 | PRH (Process Heater) | 3H-1C | Fuel Gas | Methane | 0.92 | 0 | C
325199 | 1007438 | 2023 | PRH (Process Heater) | 3H-1C | Fuel Gas | Methane (Co2 eq) | 23 | 0 | C
325199 | 1007438 | 2023 | PRH (Process Heater) | 3H-1C | Fuel Gas | Nitrous Oxide | 0.184 | 0 | C
325199 | 1007438 | 2023 | PRH (Process Heater) | 3H-1C | Fuel Gas | Nitrous Oxide (Co2 eq) | 54.8 | 0 | C
325199 | 1007438 | 2023 | PRH (Process Heater) | 3H-1D | Fuel Gas | Carbon Dioxide Biogenic | 0 | 0 | C
325199 | 1007438 | 2023 | PRH (Process Heater) | 3H-1D | Fuel Gas | Carbon Dioxide Non-Biogenic | 15586.6 | 0 | C
325199 | 1007438 | 2023 | PRH (Process Heater) | 3H-1D | Fuel Gas | Carbon Dioxide Total | 15586.6 | 0 | C
325199 | 1007438 | 2023 | PRH (Process Heater) | 3H-1D | Fuel Gas | Methane | 0.82 | 0 | C
325199 | 1007438 | 2023 | PRH (Process Heater) | 3H-1D | Fuel Gas | Methane (Co2 eq) | 20.5 | 0 | C
325199 | 1007438 | 2023 | PRH (Process Heater) | 3H-1D | Fuel Gas | Nitrous Oxide | 0.164 | 0 | C
325199 | 1007438 | 2023 | PRH (Process Heater) | 3H-1D | Fuel Gas | Nitrous Oxide (Co2 eq) | 48.9 | 0 | C
325199 | 1007438 | 2023 | PRH (Process Heater) | 3H-1E | Fuel Gas | Carbon Dioxide Biogenic | 0 | 0 | C
325199 | 1007438 | 2023 | PRH (Process Heater) | 3H-1E | Fuel Gas | Carbon Dioxide Non-Biogenic | 15541.9 | 0 | C
325199 | 1007438 | 2023 | PRH (Process Heater) | 3H-1E | Fuel Gas | Carbon Dioxide Total | 15541.9 | 0 | C
325199 | 1007438 | 2023 | PRH (Process Heater) | 3H-1E | Fuel Gas | Methane | 0.82 | 0 | C
325199 | 1007438 | 2023 | PRH (Process Heater) | 3H-1E | Fuel Gas | Methane (Co2 eq) | 20.5 | 0 | C
325199 | 1007438 | 2023 | PRH (Process Heater) | 3H-1E | Fuel Gas | Nitrous Oxide | 0.164 | 0 | C
325199 | 1007438 | 2023 | PRH (Process Heater) | 3H-1E | Fuel Gas | Nitrous Oxide (Co2 eq) | 48.9 | 0 | C
325199 | 1007438 | 2023 | PRH (Process Heater) | 3H-2 | Fuel Gas | Carbon Dioxide Biogenic | 0 | 0 | C
325199 | 1007438 | 2023 | PRH (Process Heater) | 3H-2 | Fuel Gas | Carbon Dioxide Non-Biogenic | 1324 | 0 | C
325199 | 1007438 | 2023 | PRH (Process Heater) | 3H-2 | Fuel Gas | Carbon Dioxide Total | 1324 | 0 | C
325199 | 1007438 | 2023 | PRH (Process Heater) | 3H-2 | Fuel Gas | Methane | 0.07 | 0 | C
325199 | 1007438 | 2023 | PRH (Process Heater) | 3H-2 | Fuel Gas | Methane (Co2 eq) | 1.8 | 0 | C
325199 | 1007438 | 2023 | PRH (Process Heater) | 3H-2 | Fuel Gas | Nitrous Oxide | 0.014 | 0 | C
325199 | 1007438 | 2023 | PRH (Process Heater) | 3H-2 | Fuel Gas | Nitrous Oxide (Co2 eq) | 4.2 | 0 | C
325199 | 1007438 | 2023 | OB (Boiler, other) | 3WHB-B5A | Fuel Gas | Carbon Dioxide Biogenic | 0 | 0 | C
325199 | 1007438 | 2023 | OB (Boiler, other) | 3WHB-B5A | Fuel Gas | Carbon Dioxide Non-Biogenic | 24235.2 | 0 | C
325199 | 1007438 | 2023 | OB (Boiler, other) | 3WHB-B5A | Fuel Gas | Carbon Dioxide Total | 24235.2 | 0 | C
325199 | 1007438 | 2023 | OB (Boiler, other) | 3WHB-B5A | Fuel Gas | Methane | 1.48 | 0 | C
325199 | 1007438 | 2023 | OB (Boiler, other) | 3WHB-B5A | Fuel Gas | Methane (Co2 eq) | 37 | 0 | C
325199 | 1007438 | 2023 | OB (Boiler, other) | 3WHB-B5A | Fuel Gas | Nitrous Oxide | 0.297 | 0 | C
325199 | 1007438 | 2023 | OB (Boiler, other) | 3WHB-B5A | Fuel Gas | Nitrous Oxide (Co2 eq) | 88.5 | 0 | C
325199 | 1007438 | 2023 | OB (Boiler, other) | 3WHB-B5B | Fuel Gas | Carbon Dioxide Biogenic | 0 | 0 | C
325199 | 1007438 | 2023 | OB (Boiler, other) | 3WHB-B5B | Fuel Gas | Carbon Dioxide Non-Biogenic | 28055.8 | 0 | C
325199 | 1007438 | 2023 | OB (Boiler, other) | 3WHB-B5B | Fuel Gas | Carbon Dioxide Total | 28055.8 | 0 | C
325199 | 1007438 | 2023 | OB (Boiler, other) | 3WHB-B5B | Fuel Gas | Methane | 1.72 | 0 | C
325199 | 1007438 | 2023 | OB (Boiler, other) | 3WHB-B5B | Fuel Gas | Methane (Co2 eq) | 43 | 0 | C
325199 | 1007438 | 2023 | OB (Boiler, other) | 3WHB-B5B | Fuel Gas | Nitrous Oxide | 0.344 | 0 | C
325199 | 1007438 | 2023 | OB (Boiler, other) | 3WHB-B5B | Fuel Gas | Nitrous Oxide (Co2 eq) | 102.5 | 0 | C
325199 | 1007438 | 2023 | CH (Comfort heater) | B-113 | Propane | Carbon Dioxide Biogenic | 0 | 0 | C
325199 | 1007438 | 2023 | CH (Comfort heater) | B-113 | Propane | Carbon Dioxide Non-Biogenic | 2.2 | 0 | C
325199 | 1007438 | 2023 | CH (Comfort heater) | B-113 | Propane | Carbon Dioxide Total | 2.2 | 0 | C
325199 | 1007438 | 2023 | CH (Comfort heater) | B-113 | Propane | Methane | 0 | 0 | C
325199 | 1007438 | 2023 | CH (Comfort heater) | B-113 | Propane | Methane (Co2 eq) | 0 | 0 | C
325199 | 1007438 | 2023 | CH (Comfort heater) | B-113 | Propane | Nitrous Oxide | 0 | 0 | C
325199 | 1007438 | 2023 | CH (Comfort heater) | B-113 | Propane | Nitrous Oxide (Co2 eq) | 0 | 0 | C
325199 | 1007438 | 2023 | CH (Comfort heater) | B-99 | Propane | Carbon Dioxide Biogenic | 0 | 0 | C
325199 | 1007438 | 2023 | CH (Comfort heater) | B-99 | Propane | Carbon Dioxide Non-Biogenic | 2 | 0 | C
325199 | 1007438 | 2023 | CH (Comfort heater) | B-99 | Propane | Carbon Dioxide Total | 2 | 0 | C
325199 | 1007438 | 2023 | CH (Comfort heater) | B-99 | Propane | Methane | 0 | 0 | C
325199 | 1007438 | 2023 | CH (Comfort heater) | B-99 | Propane | Methane (Co2 eq) | 0 | 0 | C
325199 | 1007438 | 2023 | CH (Comfort heater) | B-99 | Propane | Nitrous Oxide | 0 | 0 | C
325199 | 1007438 | 2023 | CH (Comfort heater) | B-99 | Propane | Nitrous Oxide (Co2 eq) | 0 | 0 | C
325199 | 1007438 | 2023 | OCS (Other combustion source) | CP-B52_11-12 | Fuel Gas | Carbon Dioxide Biogenic | 0 | 0 | C
325199 | 1007438 | 2023 | OCS (Other combustion source) | CP-B52_11-12 | Fuel Gas | Carbon Dioxide Non-Biogenic | 87101.6 | 0 | C
325199 | 1007438 | 2023 | OCS (Other combustion source) | CP-B52_11-12 | Fuel Gas | Carbon Dioxide Total | 87101.6 | 0 | C
325199 | 1007438 | 2023 | OCS (Other combustion source) | CP-B52_11-12 | Fuel Gas | Methane | 3.43 | 0 | C
325199 | 1007438 | 2023 | OCS (Other combustion source) | CP-B52_11-12 | Fuel Gas | Methane (Co2 eq) | 85.8 | 0 | C
325199 | 1007438 | 2023 | OCS (Other combustion source) | CP-B52_11-12 | Fuel Gas | Nitrous Oxide | 0.686 | 0 | C
325199 | 1007438 | 2023 | OCS (Other combustion source) | CP-B52_11-12 | Fuel Gas | Nitrous Oxide (Co2 eq) | 204.4 | 0 | C
325199 | 1007438 | 2023 | OCS (Other combustion source) | CP-HCC3A Furnaces | Fuel Gas | Carbon Dioxide Biogenic | 0 | 0 | C
325199 | 1007438 | 2023 | OCS (Other combustion source) | CP-HCC3A Furnaces | Fuel Gas | Carbon Dioxide Non-Biogenic | 5424.8 | 0 | C
325199 | 1007438 | 2023 | OCS (Other combustion source) | CP-HCC3A Furnaces | Fuel Gas | Carbon Dioxide Total | 5424.8 | 0 | C
325199 | 1007438 | 2023 | OCS (Other combustion source) | CP-HCC3A Furnaces | Fuel Gas | Methane | 0.33 | 0 | C
325199 | 1007438 | 2023 | OCS (Other combustion source) | CP-HCC3A Furnaces | Fuel Gas | Methane (Co2 eq) | 8.3 | 0 | C
325199 | 1007438 | 2023 | OCS (Other combustion source) | CP-HCC3A Furnaces | Fuel Gas | Nitrous Oxide | 0.066 | 0 | C
325199 | 1007438 | 2023 | OCS (Other combustion source) | CP-HCC3A Furnaces | Fuel Gas | Nitrous Oxide (Co2 eq) | 19.7 | 0 | C
325199 | 1007438 | 2023 | OCS (Other combustion source) | CP-HCC4 | Fuel Gas | Carbon Dioxide Biogenic | 0 | 0 | C
325199 | 1007438 | 2023 | OCS (Other combustion source) | CP-HCC4 | Fuel Gas | Carbon Dioxide Non-Biogenic | 108539.6 | 0 | C
325199 | 1007438 | 2023 | OCS (Other combustion source) | CP-HCC4 | Fuel Gas | Carbon Dioxide Total | 108539.6 | 0 | C
325199 | 1007438 | 2023 | OCS (Other combustion source) | CP-HCC4 | Fuel Gas | Methane | 7.68 | 0 | C
325199 | 1007438 | 2023 | OCS (Other combustion source) | CP-HCC4 | Fuel Gas | Methane (Co2 eq) | 192 | 0 | C
325199 | 1007438 | 2023 | OCS (Other combustion source) | CP-HCC4 | Fuel Gas | Nitrous Oxide | 1.536 | 0 | C
325199 | 1007438 | 2023 | OCS (Other combustion source) | CP-HCC4 | Fuel Gas | Nitrous Oxide (Co2 eq) | 457.7 | 0 | C
325199 | 1007438 | 2023 | OCS (Other combustion source) | CP-HCC4 | Natural Gas (Weighted U.S. Average) | Carbon Dioxide Biogenic | 0 | 0 | C
325199 | 1007438 | 2023 | OCS (Other combustion source) | CP-HCC4 | Natural Gas (Weighted U.S. Average) | Carbon Dioxide Non-Biogenic | 387800.1 | 0 | C
325199 | 1007438 | 2023 | OCS (Other combustion source) | CP-HCC4 | Natural Gas (Weighted U.S. Average) | Carbon Dioxide Total | 387800.1 | 0 | C
325199 | 1007438 | 2023 | OCS (Other combustion source) | CP-HCC4 | Natural Gas (Weighted U.S. Average) | Methane | 7.31 | 0 | C
325199 | 1007438 | 2023 | OCS (Other combustion source) | CP-HCC4 | Natural Gas (Weighted U.S. Average) | Methane (Co2 eq) | 182.8 | 0 | C
325199 | 1007438 | 2023 | OCS (Other combustion source) | CP-HCC4 | Natural Gas (Weighted U.S. Average) | Nitrous Oxide | 0.731 | 0 | C
325199 | 1007438 | 2023 | OCS (Other combustion source) | CP-HCC4 | Natural Gas (Weighted U.S. Average) | Nitrous Oxide (Co2 eq) | 217.8 | 0 | C
325199 | 1007438 | 2023 | OCS (Other combustion source) | CP-NG | Natural Gas (Weighted U.S. Average) | Carbon Dioxide Biogenic | 0 | 0 | C
325199 | 1007438 | 2023 | OCS (Other combustion source) | CP-NG | Natural Gas (Weighted U.S. Average) | Carbon Dioxide Non-Biogenic | 37374.5 | 0 | C
325199 | 1007438 | 2023 | OCS (Other combustion source) | CP-NG | Natural Gas (Weighted U.S. Average) | Carbon Dioxide Total | 37374.5 | 0 | C
325199 | 1007438 | 2023 | OCS (Other combustion source) | CP-NG | Natural Gas (Weighted U.S. Average) | Methane | 0.7 | 0 | C
325199 | 1007438 | 2023 | OCS (Other combustion source) | CP-NG | Natural Gas (Weighted U.S. Average) | Methane (Co2 eq) | 17.5 | 0 | C
325199 | 1007438 | 2023 | OCS (Other combustion source) | CP-NG | Natural Gas (Weighted U.S. Average) | Nitrous Oxide | 0.07 | 0 | C
325199 | 1007438 | 2023 | OCS (Other combustion source) | CP-NG | Natural Gas (Weighted U.S. Average) | Nitrous Oxide (Co2 eq) | 20.9 | 0 | C
325199 | 1007438 | 2023 | Petrochemical process unit | EO Plant No. 1 |  | Carbon Dioxide | 84 |  | X
325199 | 1007438 | 2023 | Petrochemical process unit | EO Plant No. 2 |  | Carbon Dioxide | 2232 |  | X
325199 | 1007438 | 2023 | PRH (Process Heater) | HCl Recovery Unit | Ethylene | Carbon Dioxide Biogenic | 0 | 0 | C
325199 | 1007438 | 2023 | PRH (Process Heater) | HCl Recovery Unit | Ethylene | Carbon Dioxide Non-Biogenic | 750.5 | 0 | C
325199 | 1007438 | 2023 | PRH (Process Heater) | HCl Recovery Unit | Ethylene | Carbon Dioxide Total | 750.5 | 0 | C
325199 | 1007438 | 2023 | PRH (Process Heater) | HCl Recovery Unit | Ethylene | Methane | 0.03 | 0 | C
325199 | 1007438 | 2023 | PRH (Process Heater) | HCl Recovery Unit | Ethylene | Methane (Co2 eq) | 0.8 | 0 | C
325199 | 1007438 | 2023 | PRH (Process Heater) | HCl Recovery Unit | Ethylene | Nitrous Oxide | 0.007 | 0 | C
325199 | 1007438 | 2023 | PRH (Process Heater) | HCl Recovery Unit | Ethylene | Nitrous Oxide (Co2 eq) | 2.1 | 0 | C
325199 | 1007438 | 2023 | PRH (Process Heater) | HCl Recovery Unit | Natural Gas (Weighted U.S. Average) | Carbon Dioxide Biogenic | 0 | 0 | C
325199 | 1007438 | 2023 | PRH (Process Heater) | HCl Recovery Unit | Natural Gas (Weighted U.S. Average) | Carbon Dioxide Non-Biogenic | 1596 | 0 | C
325199 | 1007438 | 2023 | PRH (Process Heater) | HCl Recovery Unit | Natural Gas (Weighted U.S. Average) | Carbon Dioxide Total | 1596 | 0 | C
325199 | 1007438 | 2023 | PRH (Process Heater) | HCl Recovery Unit | Natural Gas (Weighted U.S. Average) | Methane | 0.03 | 0 | C
325199 | 1007438 | 2023 | PRH (Process Heater) | HCl Recovery Unit | Natural Gas (Weighted U.S. Average) | Methane (Co2 eq) | 0.8 | 0 | C
325199 | 1007438 | 2023 | PRH (Process Heater) | HCl Recovery Unit | Natural Gas (Weighted U.S. Average) | Nitrous Oxide | 0.003 | 0 | C
325199 | 1007438 | 2023 | PRH (Process Heater) | HCl Recovery Unit | Natural Gas (Weighted U.S. Average) | Nitrous Oxide (Co2 eq) | 0.9 | 0 | C
325199 | 1007438 | 2023 | Flare | OL170FL1 |  | Carbon Dioxide | 9551.5 |  | X
325199 | 1007438 | 2023 | Flare | OL170FL1 |  | Methane | 28.8 |  | X
325199 | 1007438 | 2023 | Flare | OL170FL1 |  | Nitrous Oxide | 0.1 |  | X
325199 | 1007438 | 2023 | Flare | OL170FL2 |  | Carbon Dioxide | 23.5 |  | X
325199 | 1007438 | 2023 | Flare | OL170FL2 |  | Methane | 0.1 |  | X
325199 | 1007438 | 2023 | Flare | OL170FL2 |  | Nitrous Oxide | 0 |  | X
325199 | 1007438 | 2023 | Flare | OL225FL1 |  | Carbon Dioxide | 36950.2 |  | X
325199 | 1007438 | 2023 | Flare | OL225FL1 |  | Methane | 111.5 |  | X
325199 | 1007438 | 2023 | Flare | OL225FL1 |  | Nitrous Oxide | 0.4 |  | X
325199 | 1007438 | 2023 | Flare | OL233FL1 |  | Carbon Dioxide | 6067.6 |  | X
325199 | 1007438 | 2023 | Flare | OL233FL1 |  | Methane | 18.3 |  | X
325199 | 1007438 | 2023 | Flare | OL233FL1 |  | Nitrous Oxide | 0.1 |  | X
325199 | 1007438 | 2023 | ICI (Incinerator, commercial and industrial) | RKI | Ethylene | Carbon Dioxide Biogenic | 0 | 0 | C
325199 | 1007438 | 2023 | ICI (Incinerator, commercial and industrial) | RKI | Ethylene | Carbon Dioxide Non-Biogenic | 159 | 0 | C
325199 | 1007438 | 2023 | ICI (Incinerator, commercial and industrial) | RKI | Ethylene | Carbon Dioxide Total | 159 | 0 | C
325199 | 1007438 | 2023 | ICI (Incinerator, commercial and industrial) | RKI | Ethylene | Methane | 0.01 | 0 | C
325199 | 1007438 | 2023 | ICI (Incinerator, commercial and industrial) | RKI | Ethylene | Methane (Co2 eq) | 0.3 | 0 | C
325199 | 1007438 | 2023 | ICI (Incinerator, commercial and industrial) | RKI | Ethylene | Nitrous Oxide | 0.001 | 0 | C
325199 | 1007438 | 2023 | ICI (Incinerator, commercial and industrial) | RKI | Ethylene | Nitrous Oxide (Co2 eq) | 0.3 | 0 | C
325199 | 1007438 | 2023 | ICI (Incinerator, commercial and industrial) | RKI | Natural Gas (Weighted U.S. Average) | Carbon Dioxide Biogenic | 0 | 0 | C
325199 | 1007438 | 2023 | ICI (Incinerator, commercial and industrial) | RKI | Natural Gas (Weighted U.S. Average) | Carbon Dioxide Non-Biogenic | 9256 | 0 | C
325199 | 1007438 | 2023 | ICI (Incinerator, commercial and industrial) | RKI | Natural Gas (Weighted U.S. Average) | Carbon Dioxide Total | 9256 | 0 | C
325199 | 1007438 | 2023 | ICI (Incinerator, commercial and industrial) | RKI | Natural Gas (Weighted U.S. Average) | Methane | 0.17 | 0 | C
325199 | 1007438 | 2023 | ICI (Incinerator, commercial and industrial) | RKI | Natural Gas (Weighted U.S. Average) | Methane (Co2 eq) | 4.3 | 0 | C
325199 | 1007438 | 2023 | ICI (Incinerator, commercial and industrial) | RKI | Natural Gas (Weighted U.S. Average) | Nitrous Oxide | 0.017 | 0 | C
325199 | 1007438 | 2023 | ICI (Incinerator, commercial and industrial) | RKI | Natural Gas (Weighted U.S. Average) | Nitrous Oxide (Co2 eq) | 5.1 | 0 | C
322120 | 1007453 | 2023 | CFB (Boiler, circulating fluidized bed) | BO01 Tier 4 | Bituminous | Carbon Dioxide Biogenic | 0 | 0 | C
322120 | 1007453 | 2023 | CFB (Boiler, circulating fluidized bed) | BO01 Tier 4 | Bituminous | Carbon Dioxide Non-Biogenic | 0 | 0 | C
322120 | 1007453 | 2023 | CFB (Boiler, circulating fluidized bed) | BO01 Tier 4 | Bituminous | Carbon Dioxide Total | 0 | 0 | C
322120 | 1007453 | 2023 | CFB (Boiler, circulating fluidized bed) | BO01 Tier 4 | Bituminous | Methane | 6.17 | 0 | C
322120 | 1007453 | 2023 | CFB (Boiler, circulating fluidized bed) | BO01 Tier 4 | Bituminous | Methane (Co2 eq) | 154.3 | 0 | C
322120 | 1007453 | 2023 | CFB (Boiler, circulating fluidized bed) | BO01 Tier 4 | Bituminous | Nitrous Oxide | 0.898 | 0 | C
322120 | 1007453 | 2023 | CFB (Boiler, circulating fluidized bed) | BO01 Tier 4 | Bituminous | Nitrous Oxide (Co2 eq) | 267.6 | 0 | C
322120 | 1007453 | 2023 | CFB (Boiler, circulating fluidized bed) | BO01 Tier 4 | Distillate Fuel Oil No. 2 | Carbon Dioxide Biogenic | 0 | 0 | C
322120 | 1007453 | 2023 | CFB (Boiler, circulating fluidized bed) | BO01 Tier 4 | Distillate Fuel Oil No. 2 | Carbon Dioxide Non-Biogenic | 0 | 0 | C
322120 | 1007453 | 2023 | CFB (Boiler, circulating fluidized bed) | BO01 Tier 4 | Distillate Fuel Oil No. 2 | Carbon Dioxide Total | 0 | 0 | C
322120 | 1007453 | 2023 | CFB (Boiler, circulating fluidized bed) | BO01 Tier 4 | Distillate Fuel Oil No. 2 | Methane | 0 | 0 | C
322120 | 1007453 | 2023 | CFB (Boiler, circulating fluidized bed) | BO01 Tier 4 | Distillate Fuel Oil No. 2 | Methane (Co2 eq) | 0.1 | 0 | C
322120 | 1007453 | 2023 | CFB (Boiler, circulating fluidized bed) | BO01 Tier 4 | Distillate Fuel Oil No. 2 | Nitrous Oxide | 0.001 | 0 | C
322120 | 1007453 | 2023 | CFB (Boiler, circulating fluidized bed) | BO01 Tier 4 | Distillate Fuel Oil No. 2 | Nitrous Oxide (Co2 eq) | 0.2 | 0 | C
322120 | 1007453 | 2023 | CFB (Boiler, circulating fluidized bed) | BO01 Tier 4 | Petroleum Coke | Carbon Dioxide Biogenic | 0 | 0 | C
322120 | 1007453 | 2023 | CFB (Boiler, circulating fluidized bed) | BO01 Tier 4 | Petroleum Coke | Carbon Dioxide Non-Biogenic | 0 | 0 | C
322120 | 1007453 | 2023 | CFB (Boiler, circulating fluidized bed) | BO01 Tier 4 | Petroleum Coke | Carbon Dioxide Total | 0 | 0 | C
322120 | 1007453 | 2023 | CFB (Boiler, circulating fluidized bed) | BO01 Tier 4 | Petroleum Coke | Methane | 4.83 | 0 | C
322120 | 1007453 | 2023 | CFB (Boiler, circulating fluidized bed) | BO01 Tier 4 | Petroleum Coke | Methane (Co2 eq) | 120.8 | 0 | C
322120 | 1007453 | 2023 | CFB (Boiler, circulating fluidized bed) | BO01 Tier 4 | Petroleum Coke | Nitrous Oxide | 0.966 | 0 | C
322120 | 1007453 | 2023 | CFB (Boiler, circulating fluidized bed) | BO01 Tier 4 | Petroleum Coke | Nitrous Oxide (Co2 eq) | 288 | 0 | C
322120 | 1007453 | 2023 | CFB (Boiler, circulating fluidized bed) | BO01 Tier 4 | Tires | Carbon Dioxide Biogenic | 0 | 0 | C
322120 | 1007453 | 2023 | CFB (Boiler, circulating fluidized bed) | BO01 Tier 4 | Tires | Carbon Dioxide Non-Biogenic | 0 | 0 | C
322120 | 1007453 | 2023 | CFB (Boiler, circulating fluidized bed) | BO01 Tier 4 | Tires | Carbon Dioxide Total | 0 | 0 | C
322120 | 1007453 | 2023 | CFB (Boiler, circulating fluidized bed) | BO01 Tier 4 | Tires | Methane | 4.48 | 0 | C
322120 | 1007453 | 2023 | CFB (Boiler, circulating fluidized bed) | BO01 Tier 4 | Tires | Methane (Co2 eq) | 111.9 | 0 | C
322120 | 1007453 | 2023 | CFB (Boiler, circulating fluidized bed) | BO01 Tier 4 | Tires | Nitrous Oxide | 0.588 | 0 | C
322120 | 1007453 | 2023 | CFB (Boiler, circulating fluidized bed) | BO01 Tier 4 | Tires | Nitrous Oxide (Co2 eq) | 175.1 | 0 | C
322120 | 1007453 | 2023 | CFB (Boiler, circulating fluidized bed) | BO01 Tier 4 | Wood and Wood Residuals (dry basis) | Carbon Dioxide Biogenic | 0 | 0 | C
322120 | 1007453 | 2023 | CFB (Boiler, circulating fluidized bed) | BO01 Tier 4 | Wood and Wood Residuals (dry basis) | Carbon Dioxide Non-Biogenic | 0 | 0 | C
322120 | 1007453 | 2023 | CFB (Boiler, circulating fluidized bed) | BO01 Tier 4 | Wood and Wood Residuals (dry basis) | Carbon Dioxide Total | 0 | 0 | C
322120 | 1007453 | 2023 | CFB (Boiler, circulating fluidized bed) | BO01 Tier 4 | Wood and Wood Residuals (dry basis) | Methane | 0 | 0 | C
322120 | 1007453 | 2023 | CFB (Boiler, circulating fluidized bed) | BO01 Tier 4 | Wood and Wood Residuals (dry basis) | Methane (Co2 eq) | 0 | 0 | C
322120 | 1007453 | 2023 | CFB (Boiler, circulating fluidized bed) | BO01 Tier 4 | Wood and Wood Residuals (dry basis) | Nitrous Oxide | 0 | 0 | C
322120 | 1007453 | 2023 | CFB (Boiler, circulating fluidized bed) | BO01 Tier 4 | Wood and Wood Residuals (dry basis) | Nitrous Oxide (Co2 eq) | 0 | 0 | C
322120 | 1007453 | 2023 | CFB (Boiler, circulating fluidized bed) | BO03 | Bituminous | Carbon Dioxide Biogenic | 0 | 0 | C
322120 | 1007453 | 2023 | CFB (Boiler, circulating fluidized bed) | BO03 | Bituminous | Carbon Dioxide Non-Biogenic | 0 | 0 | C
322120 | 1007453 | 2023 | CFB (Boiler, circulating fluidized bed) | BO03 | Bituminous | Carbon Dioxide Total | 0 | 0 | C
322120 | 1007453 | 2023 | CFB (Boiler, circulating fluidized bed) | BO03 | Bituminous | Methane | 3.05 | 0 | C
322120 | 1007453 | 2023 | CFB (Boiler, circulating fluidized bed) | BO03 | Bituminous | Methane (Co2 eq) | 76.2 | 0 | C
322120 | 1007453 | 2023 | CFB (Boiler, circulating fluidized bed) | BO03 | Bituminous | Nitrous Oxide | 0.443 | 0 | C
322120 | 1007453 | 2023 | CFB (Boiler, circulating fluidized bed) | BO03 | Bituminous | Nitrous Oxide (Co2 eq) | 132.1 | 0 | C
322120 | 1007453 | 2023 | CFB (Boiler, circulating fluidized bed) | BO03 | Distillate Fuel Oil No. 2 | Carbon Dioxide Biogenic | 0 | 0 | C
322120 | 1007453 | 2023 | CFB (Boiler, circulating fluidized bed) | BO03 | Distillate Fuel Oil No. 2 | Carbon Dioxide Non-Biogenic | 0 | 0 | C
322120 | 1007453 | 2023 | CFB (Boiler, circulating fluidized bed) | BO03 | Distillate Fuel Oil No. 2 | Carbon Dioxide Total | 0 | 0 | C
322120 | 1007453 | 2023 | CFB (Boiler, circulating fluidized bed) | BO03 | Distillate Fuel Oil No. 2 | Methane | 0.01 | 0 | C
322120 | 1007453 | 2023 | CFB (Boiler, circulating fluidized bed) | BO03 | Distillate Fuel Oil No. 2 | Methane (Co2 eq) | 0.2 | 0 | C
322120 | 1007453 | 2023 | CFB (Boiler, circulating fluidized bed) | BO03 | Distillate Fuel Oil No. 2 | Nitrous Oxide | 0.001 | 0 | C
322120 | 1007453 | 2023 | CFB (Boiler, circulating fluidized bed) | BO03 | Distillate Fuel Oil No. 2 | Nitrous Oxide (Co2 eq) | 0.4 | 0 | C
322120 | 1007453 | 2023 | CFB (Boiler, circulating fluidized bed) | BO03 | Petroleum Coke | Carbon Dioxide Biogenic | 0 | 0 | C
322120 | 1007453 | 2023 | CFB (Boiler, circulating fluidized bed) | BO03 | Petroleum Coke | Carbon Dioxide Non-Biogenic | 0 | 0 | C
322120 | 1007453 | 2023 | CFB (Boiler, circulating fluidized bed) | BO03 | Petroleum Coke | Carbon Dioxide Total | 0 | 0 | C
322120 | 1007453 | 2023 | CFB (Boiler, circulating fluidized bed) | BO03 | Petroleum Coke | Methane | 2.47 | 0 | C
322120 | 1007453 | 2023 | CFB (Boiler, circulating fluidized bed) | BO03 | Petroleum Coke | Methane (Co2 eq) | 61.6 | 0 | C
322120 | 1007453 | 2023 | CFB (Boiler, circulating fluidized bed) | BO03 | Petroleum Coke | Nitrous Oxide | 0.493 | 0 | C
322120 | 1007453 | 2023 | CFB (Boiler, circulating fluidized bed) | BO03 | Petroleum Coke | Nitrous Oxide (Co2 eq) | 146.9 | 0 | C
322120 | 1007453 | 2023 | CFB (Boiler, circulating fluidized bed) | BO03 | Tires | Carbon Dioxide Biogenic | 0 | 0 | C
322120 | 1007453 | 2023 | CFB (Boiler, circulating fluidized bed) | BO03 | Tires | Carbon Dioxide Non-Biogenic | 0 | 0 | C
322120 | 1007453 | 2023 | CFB (Boiler, circulating fluidized bed) | BO03 | Tires | Carbon Dioxide Total | 0 | 0 | C
322120 | 1007453 | 2023 | CFB (Boiler, circulating fluidized bed) | BO03 | Tires | Methane | 2.44 | 0 | C
322120 | 1007453 | 2023 | CFB (Boiler, circulating fluidized bed) | BO03 | Tires | Methane (Co2 eq) | 60.9 | 0 | C
322120 | 1007453 | 2023 | CFB (Boiler, circulating fluidized bed) | BO03 | Tires | Nitrous Oxide | 0.32 | 0 | C
322120 | 1007453 | 2023 | CFB (Boiler, circulating fluidized bed) | BO03 | Tires | Nitrous Oxide (Co2 eq) | 95.3 | 0 | C
322120 | 1007453 | 2023 | CFB (Boiler, circulating fluidized bed) | BO03 | Wood and Wood Residuals (dry basis) | Carbon Dioxide Biogenic | 0 | 0 | C
322120 | 1007453 | 2023 | CFB (Boiler, circulating fluidized bed) | BO03 | Wood and Wood Residuals (dry basis) | Carbon Dioxide Non-Biogenic | 0 | 0 | C
322120 | 1007453 | 2023 | CFB (Boiler, circulating fluidized bed) | BO03 | Wood and Wood Residuals (dry basis) | Carbon Dioxide Total | 0 | 0 | C
322120 | 1007453 | 2023 | CFB (Boiler, circulating fluidized bed) | BO03 | Wood and Wood Residuals (dry basis) | Methane | 0 | 0 | C
322120 | 1007453 | 2023 | CFB (Boiler, circulating fluidized bed) | BO03 | Wood and Wood Residuals (dry basis) | Methane (Co2 eq) | 0 | 0 | C
322120 | 1007453 | 2023 | CFB (Boiler, circulating fluidized bed) | BO03 | Wood and Wood Residuals (dry basis) | Nitrous Oxide | 0 | 0 | C
322120 | 1007453 | 2023 | CFB (Boiler, circulating fluidized bed) | BO03 | Wood and Wood Residuals (dry basis) | Nitrous Oxide (Co2 eq) | 0 | 0 | C
322120 | 1007453 | 2023 | SCCT (CT (Turbine, simple cycle combustion)) | CT01 | Natural Gas (Weighted U.S. Average) | Carbon Dioxide Biogenic | 0 | 0 | C
322120 | 1007453 | 2023 | SCCT (CT (Turbine, simple cycle combustion)) | CT01 | Natural Gas (Weighted U.S. Average) | Carbon Dioxide Non-Biogenic | 54881.3 | 0 | C
322120 | 1007453 | 2023 | SCCT (CT (Turbine, simple cycle combustion)) | CT01 | Natural Gas (Weighted U.S. Average) | Carbon Dioxide Total | 54881.3 | 0 | C
322120 | 1007453 | 2023 | SCCT (CT (Turbine, simple cycle combustion)) | CT01 | Natural Gas (Weighted U.S. Average) | Methane | 1.03 | 0 | C
322120 | 1007453 | 2023 | SCCT (CT (Turbine, simple cycle combustion)) | CT01 | Natural Gas (Weighted U.S. Average) | Methane (Co2 eq) | 25.9 | 0 | C
322120 | 1007453 | 2023 | SCCT (CT (Turbine, simple cycle combustion)) | CT01 | Natural Gas (Weighted U.S. Average) | Nitrous Oxide | 0.103 | 0 | C
322120 | 1007453 | 2023 | SCCT (CT (Turbine, simple cycle combustion)) | CT01 | Natural Gas (Weighted U.S. Average) | Nitrous Oxide (Co2 eq) | 30.8 | 0 | C
322120 | 1007453 | 2023 |  | GP-CE01 | Distillate Fuel Oil No. 2 | Carbon Dioxide Biogenic | 0 | 0 | C
322120 | 1007453 | 2023 |  | GP-CE01 | Distillate Fuel Oil No. 2 | Carbon Dioxide Non-Biogenic | 56.4 | 0 | C
322120 | 1007453 | 2023 |  | GP-CE01 | Distillate Fuel Oil No. 2 | Carbon Dioxide Total | 56.4 | 0 | C
322120 | 1007453 | 2023 |  | GP-CE01 | Distillate Fuel Oil No. 2 | Methane | 0 | 0 | C
322120 | 1007453 | 2023 |  | GP-CE01 | Distillate Fuel Oil No. 2 | Methane (Co2 eq) | 0.1 | 0 | C
322120 | 1007453 | 2023 |  | GP-CE01 | Distillate Fuel Oil No. 2 | Nitrous Oxide | 0 | 0 | C
322120 | 1007453 | 2023 |  | GP-CE01 | Distillate Fuel Oil No. 2 | Nitrous Oxide (Co2 eq) | 0.1 | 0 | C
322120 | 1007453 | 2023 |  | GP-PM01-PM05 | Natural Gas (Weighted U.S. Average) | Carbon Dioxide Biogenic | 0 | 0 | C
322120 | 1007453 | 2023 |  | GP-PM01-PM05 | Natural Gas (Weighted U.S. Average) | Carbon Dioxide Non-Biogenic | 59743.5 | 0 | C
322120 | 1007453 | 2023 |  | GP-PM01-PM05 | Natural Gas (Weighted U.S. Average) | Carbon Dioxide Total | 59743.5 | 0 | C
322120 | 1007453 | 2023 |  | GP-PM01-PM05 | Natural Gas (Weighted U.S. Average) | Methane | 1.13 | 0 | C
322120 | 1007453 | 2023 |  | GP-PM01-PM05 | Natural Gas (Weighted U.S. Average) | Methane (Co2 eq) | 28.1 | 0 | C
322120 | 1007453 | 2023 |  | GP-PM01-PM05 | Natural Gas (Weighted U.S. Average) | Nitrous Oxide | 0.113 | 0 | C
322120 | 1007453 | 2023 |  | GP-PM01-PM05 | Natural Gas (Weighted U.S. Average) | Nitrous Oxide (Co2 eq) | 33.6 | 0 | C
322120 | 1007453 | 2023 | OB (Boiler, other) | RGB01 | Natural Gas (Weighted U.S. Average) | Carbon Dioxide Biogenic | 0 | 0 | C
322120 | 1007453 | 2023 | OB (Boiler, other) | RGB01 | Natural Gas (Weighted U.S. Average) | Carbon Dioxide Non-Biogenic | 19020.5 | 0 | C
322120 | 1007453 | 2023 | OB (Boiler, other) | RGB01 | Natural Gas (Weighted U.S. Average) | Carbon Dioxide Total | 19020.5 | 0 | C
322120 | 1007453 | 2023 | OB (Boiler, other) | RGB01 | Natural Gas (Weighted U.S. Average) | Methane | 0.36 | 0 | C
322120 | 1007453 | 2023 | OB (Boiler, other) | RGB01 | Natural Gas (Weighted U.S. Average) | Methane (Co2 eq) | 9 | 0 | C
322120 | 1007453 | 2023 | OB (Boiler, other) | RGB01 | Natural Gas (Weighted U.S. Average) | Nitrous Oxide | 0.036 | 0 | C
322120 | 1007453 | 2023 | OB (Boiler, other) | RGB01 | Natural Gas (Weighted U.S. Average) | Nitrous Oxide (Co2 eq) | 10.7 | 0 | C
322120 | 1007453 | 2023 | OB (Boiler, other) | RGB02 | Natural Gas (Weighted U.S. Average) | Carbon Dioxide Biogenic | 0 | 0 | C
322120 | 1007453 | 2023 | OB (Boiler, other) | RGB02 | Natural Gas (Weighted U.S. Average) | Carbon Dioxide Non-Biogenic | 17253.1 | 0 | C
322120 | 1007453 | 2023 | OB (Boiler, other) | RGB02 | Natural Gas (Weighted U.S. Average) | Carbon Dioxide Total | 17253.1 | 0 | C
322120 | 1007453 | 2023 | OB (Boiler, other) | RGB02 | Natural Gas (Weighted U.S. Average) | Methane | 0.33 | 0 | C
322120 | 1007453 | 2023 | OB (Boiler, other) | RGB02 | Natural Gas (Weighted U.S. Average) | Methane (Co2 eq) | 8.1 | 0 | C
322120 | 1007453 | 2023 | OB (Boiler, other) | RGB02 | Natural Gas (Weighted U.S. Average) | Nitrous Oxide | 0.033 | 0 | C
322120 | 1007453 | 2023 | OB (Boiler, other) | RGB02 | Natural Gas (Weighted U.S. Average) | Nitrous Oxide (Co2 eq) | 9.7 | 0 | C
322120 | 1007453 | 2023 | OB (Boiler, other) | WHB1 | Natural Gas (Weighted U.S. Average) | Carbon Dioxide Biogenic | 0 | 0 | C
322120 | 1007453 | 2023 | OB (Boiler, other) | WHB1 | Natural Gas (Weighted U.S. Average) | Carbon Dioxide Non-Biogenic | 748.8 | 0 | C
322120 | 1007453 | 2023 | OB (Boiler, other) | WHB1 | Natural Gas (Weighted U.S. Average) | Carbon Dioxide Total | 748.8 | 0 | C
322120 | 1007453 | 2023 | OB (Boiler, other) | WHB1 | Natural Gas (Weighted U.S. Average) | Methane | 0.01 | 0 | C
322120 | 1007453 | 2023 | OB (Boiler, other) | WHB1 | Natural Gas (Weighted U.S. Average) | Methane (Co2 eq) | 0.4 | 0 | C
322120 | 1007453 | 2023 | OB (Boiler, other) | WHB1 | Natural Gas (Weighted U.S. Average) | Nitrous Oxide | 0.001 | 0 | C
322120 | 1007453 | 2023 | OB (Boiler, other) | WHB1 | Natural Gas (Weighted U.S. Average) | Nitrous Oxide (Co2 eq) | 0.4 | 0 | C
311421 | 1007461 | 2023 |  | GP-BOILERS | Natural Gas (Weighted U.S. Average) | Carbon Dioxide Biogenic | 0 | 0 | C
311421 | 1007461 | 2023 |  | GP-BOILERS | Natural Gas (Weighted U.S. Average) | Carbon Dioxide Non-Biogenic | 64724.6 | 0 | C
311421 | 1007461 | 2023 |  | GP-BOILERS | Natural Gas (Weighted U.S. Average) | Carbon Dioxide Total | 64724.6 | 0 | C
311421 | 1007461 | 2023 |  | GP-BOILERS | Natural Gas (Weighted U.S. Average) | Methane | 1.22 | 0 | C
311421 | 1007461 | 2023 |  | GP-BOILERS | Natural Gas (Weighted U.S. Average) | Methane (Co2 eq) | 30.5 | 0 | C
311421 | 1007461 | 2023 |  | GP-BOILERS | Natural Gas (Weighted U.S. Average) | Nitrous Oxide | 0.122 | 0 | C
311421 | 1007461 | 2023 |  | GP-BOILERS | Natural Gas (Weighted U.S. Average) | Nitrous Oxide (Co2 eq) | 36.4 | 0 | C
325211 | 1007511 | 2023 |  | CP-COGEN Area | Natural Gas (Weighted U.S. Average) | Carbon Dioxide Biogenic | 0 | 0 | C
325211 | 1007511 | 2023 |  | CP-COGEN Area | Natural Gas (Weighted U.S. Average) | Carbon Dioxide Non-Biogenic | 489726.5 | 0 | C
325211 | 1007511 | 2023 |  | CP-COGEN Area | Natural Gas (Weighted U.S. Average) | Carbon Dioxide Total | 489726.5 | 0 | C
325211 | 1007511 | 2023 |  | CP-COGEN Area | Natural Gas (Weighted U.S. Average) | Methane | 9.23 | 0 | C
325211 | 1007511 | 2023 |  | CP-COGEN Area | Natural Gas (Weighted U.S. Average) | Methane (Co2 eq) | 230.7 | 0 | C
325211 | 1007511 | 2023 |  | CP-COGEN Area | Natural Gas (Weighted U.S. Average) | Nitrous Oxide | 0.923 | 0 | C
325211 | 1007511 | 2023 |  | CP-COGEN Area | Natural Gas (Weighted U.S. Average) | Nitrous Oxide (Co2 eq) | 275 | 0 | C
325211 | 1007511 | 2023 |  | CP-Natural Gas | Natural Gas (Weighted U.S. Average) | Carbon Dioxide Biogenic | 0 | 0 | C
325211 | 1007511 | 2023 |  | CP-Natural Gas | Natural Gas (Weighted U.S. Average) | Carbon Dioxide Non-Biogenic | 67412.6 | 0 | C
325211 | 1007511 | 2023 |  | CP-Natural Gas | Natural Gas (Weighted U.S. Average) | Carbon Dioxide Total | 67412.6 | 0 | C
325211 | 1007511 | 2023 |  | CP-Natural Gas | Natural Gas (Weighted U.S. Average) | Methane | 1.27 | 0 | C
325211 | 1007511 | 2023 |  | CP-Natural Gas | Natural Gas (Weighted U.S. Average) | Methane (Co2 eq) | 31.8 | 0 | C
325211 | 1007511 | 2023 |  | CP-Natural Gas | Natural Gas (Weighted U.S. Average) | Nitrous Oxide | 0.127 | 0 | C
325211 | 1007511 | 2023 |  | CP-Natural Gas | Natural Gas (Weighted U.S. Average) | Nitrous Oxide (Co2 eq) | 37.9 | 0 | C
325194 | 1007512 | 2023 | OCS (Other combustion source) | GP-CHSCHEM | Natural Gas (Weighted U.S. Average) | Carbon Dioxide Biogenic | 0 | 466167000 | C
325194 | 1007512 | 2023 | OCS (Other combustion source) | GP-CHSCHEM | Natural Gas (Weighted U.S. Average) | Carbon Dioxide Non-Biogenic | 25427.4 | 466167000 | C
325194 | 1007512 | 2023 | OCS (Other combustion source) | GP-CHSCHEM | Natural Gas (Weighted U.S. Average) | Carbon Dioxide Total | 25427.4 | 466167000 | C
325194 | 1007512 | 2023 | OCS (Other combustion source) | GP-CHSCHEM | Natural Gas (Weighted U.S. Average) | Methane | 0.48 | 466167000 | C
325194 | 1007512 | 2023 | OCS (Other combustion source) | GP-CHSCHEM | Natural Gas (Weighted U.S. Average) | Methane (Co2 eq) | 12 | 466167000 | C
325194 | 1007512 | 2023 | OCS (Other combustion source) | GP-CHSCHEM | Natural Gas (Weighted U.S. Average) | Nitrous Oxide | 0.048 | 466167000 | C
325194 | 1007512 | 2023 | OCS (Other combustion source) | GP-CHSCHEM | Natural Gas (Weighted U.S. Average) | Nitrous Oxide (Co2 eq) | 14.3 | 466167000 | C
325412 | 1007514 | 2023 | RICE (Reciprocating internal combustion engine) | Cogeneration Unit 1 | Distillate Fuel Oil No. 2 | Carbon Dioxide Biogenic | 0 | 0 | C
325412 | 1007514 | 2023 | RICE (Reciprocating internal combustion engine) | Cogeneration Unit 1 | Distillate Fuel Oil No. 2 | Carbon Dioxide Non-Biogenic | 2136.4 | 0 | C
325412 | 1007514 | 2023 | RICE (Reciprocating internal combustion engine) | Cogeneration Unit 1 | Distillate Fuel Oil No. 2 | Carbon Dioxide Total | 2136.4 | 0 | C
325412 | 1007514 | 2023 | RICE (Reciprocating internal combustion engine) | Cogeneration Unit 1 | Distillate Fuel Oil No. 2 | Methane | 0.09 | 0 | C
325412 | 1007514 | 2023 | RICE (Reciprocating internal combustion engine) | Cogeneration Unit 1 | Distillate Fuel Oil No. 2 | Methane (Co2 eq) | 2.2 | 0 | C
325412 | 1007514 | 2023 | RICE (Reciprocating internal combustion engine) | Cogeneration Unit 1 | Distillate Fuel Oil No. 2 | Nitrous Oxide | 0.017 | 0 | C
325412 | 1007514 | 2023 | RICE (Reciprocating internal combustion engine) | Cogeneration Unit 1 | Distillate Fuel Oil No. 2 | Nitrous Oxide (Co2 eq) | 5.2 | 0 | C
325412 | 1007514 | 2023 | RICE (Reciprocating internal combustion engine) | Cogeneration Unit 1 | Natural Gas (Weighted U.S. Average) | Carbon Dioxide Biogenic | 0 | 0 | C
325412 | 1007514 | 2023 | RICE (Reciprocating internal combustion engine) | Cogeneration Unit 1 | Natural Gas (Weighted U.S. Average) | Carbon Dioxide Non-Biogenic | 26458 | 0 | C
325412 | 1007514 | 2023 | RICE (Reciprocating internal combustion engine) | Cogeneration Unit 1 | Natural Gas (Weighted U.S. Average) | Carbon Dioxide Total | 26458 | 0 | C
325412 | 1007514 | 2023 | RICE (Reciprocating internal combustion engine) | Cogeneration Unit 1 | Natural Gas (Weighted U.S. Average) | Methane | 0.5 | 0 | C
325412 | 1007514 | 2023 | RICE (Reciprocating internal combustion engine) | Cogeneration Unit 1 | Natural Gas (Weighted U.S. Average) | Methane (Co2 eq) | 12.5 | 0 | C
325412 | 1007514 | 2023 | RICE (Reciprocating internal combustion engine) | Cogeneration Unit 1 | Natural Gas (Weighted U.S. Average) | Nitrous Oxide | 0.05 | 0 | C
325412 | 1007514 | 2023 | RICE (Reciprocating internal combustion engine) | Cogeneration Unit 1 | Natural Gas (Weighted U.S. Average) | Nitrous Oxide (Co2 eq) | 14.9 | 0 | C
325412 | 1007514 | 2023 | RICE (Reciprocating internal combustion engine) | Cogeneration Unit 2 | Distillate Fuel Oil No. 2 | Carbon Dioxide Biogenic | 0 | 0 | C
325412 | 1007514 | 2023 | RICE (Reciprocating internal combustion engine) | Cogeneration Unit 2 | Distillate Fuel Oil No. 2 | Carbon Dioxide Non-Biogenic | 1084.4 | 0 | C
325412 | 1007514 | 2023 | RICE (Reciprocating internal combustion engine) | Cogeneration Unit 2 | Distillate Fuel Oil No. 2 | Carbon Dioxide Total | 1084.4 | 0 | C
325412 | 1007514 | 2023 | RICE (Reciprocating internal combustion engine) | Cogeneration Unit 2 | Distillate Fuel Oil No. 2 | Methane | 0.04 | 0 | C
325412 | 1007514 | 2023 | RICE (Reciprocating internal combustion engine) | Cogeneration Unit 2 | Distillate Fuel Oil No. 2 | Methane (Co2 eq) | 1.1 | 0 | C
325412 | 1007514 | 2023 | RICE (Reciprocating internal combustion engine) | Cogeneration Unit 2 | Distillate Fuel Oil No. 2 | Nitrous Oxide | 0.009 | 0 | C
325412 | 1007514 | 2023 | RICE (Reciprocating internal combustion engine) | Cogeneration Unit 2 | Distillate Fuel Oil No. 2 | Nitrous Oxide (Co2 eq) | 2.6 | 0 | C
325412 | 1007514 | 2023 | RICE (Reciprocating internal combustion engine) | Cogeneration Unit 2 | Natural Gas (Weighted U.S. Average) | Carbon Dioxide Biogenic | 0 | 0 | C
325412 | 1007514 | 2023 | RICE (Reciprocating internal combustion engine) | Cogeneration Unit 2 | Natural Gas (Weighted U.S. Average) | Carbon Dioxide Non-Biogenic | 25799 | 0 | C
325412 | 1007514 | 2023 | RICE (Reciprocating internal combustion engine) | Cogeneration Unit 2 | Natural Gas (Weighted U.S. Average) | Carbon Dioxide Total | 25799 | 0 | C
325412 | 1007514 | 2023 | RICE (Reciprocating internal combustion engine) | Cogeneration Unit 2 | Natural Gas (Weighted U.S. Average) | Methane | 0.49 | 0 | C
325412 | 1007514 | 2023 | RICE (Reciprocating internal combustion engine) | Cogeneration Unit 2 | Natural Gas (Weighted U.S. Average) | Methane (Co2 eq) | 12.2 | 0 | C
325412 | 1007514 | 2023 | RICE (Reciprocating internal combustion engine) | Cogeneration Unit 2 | Natural Gas (Weighted U.S. Average) | Nitrous Oxide | 0.049 | 0 | C
325412 | 1007514 | 2023 | RICE (Reciprocating internal combustion engine) | Cogeneration Unit 2 | Natural Gas (Weighted U.S. Average) | Nitrous Oxide (Co2 eq) | 14.5 | 0 | C
325412 | 1007514 | 2023 |  | GP-North Plant Boilers | Distillate Fuel Oil No. 2 | Carbon Dioxide Biogenic | 0 | 0 | C
325412 | 1007514 | 2023 |  | GP-North Plant Boilers | Distillate Fuel Oil No. 2 | Carbon Dioxide Non-Biogenic | 29.2 | 0 | C
325412 | 1007514 | 2023 |  | GP-North Plant Boilers | Distillate Fuel Oil No. 2 | Carbon Dioxide Total | 29.2 | 0 | C
325412 | 1007514 | 2023 |  | GP-North Plant Boilers | Distillate Fuel Oil No. 2 | Methane | 0 | 0 | C
325412 | 1007514 | 2023 |  | GP-North Plant Boilers | Distillate Fuel Oil No. 2 | Methane (Co2 eq) | 0 | 0 | C
325412 | 1007514 | 2023 |  | GP-North Plant Boilers | Distillate Fuel Oil No. 2 | Nitrous Oxide | 0 | 0 | C
325412 | 1007514 | 2023 |  | GP-North Plant Boilers | Distillate Fuel Oil No. 2 | Nitrous Oxide (Co2 eq) | 0.1 | 0 | C
325412 | 1007514 | 2023 |  | GP-North Plant Boilers | Natural Gas (Weighted U.S. Average) | Carbon Dioxide Biogenic | 0 | 0 | C
325412 | 1007514 | 2023 |  | GP-North Plant Boilers | Natural Gas (Weighted U.S. Average) | Carbon Dioxide Non-Biogenic | 2249.9 | 0 | C
325412 | 1007514 | 2023 |  | GP-North Plant Boilers | Natural Gas (Weighted U.S. Average) | Carbon Dioxide Total | 2249.9 | 0 | C
325412 | 1007514 | 2023 |  | GP-North Plant Boilers | Natural Gas (Weighted U.S. Average) | Methane | 0.04 | 0 | C
325412 | 1007514 | 2023 |  | GP-North Plant Boilers | Natural Gas (Weighted U.S. Average) | Methane (Co2 eq) | 1.1 | 0 | C
325412 | 1007514 | 2023 |  | GP-North Plant Boilers | Natural Gas (Weighted U.S. Average) | Nitrous Oxide | 0.004 | 0 | C
325412 | 1007514 | 2023 |  | GP-North Plant Boilers | Natural Gas (Weighted U.S. Average) | Nitrous Oxide (Co2 eq) | 1.3 | 0 | C
325412 | 1007514 | 2023 |  | GP-South Boilers | Distillate Fuel Oil No. 2 | Carbon Dioxide Biogenic | 0 | 0 | C
325412 | 1007514 | 2023 |  | GP-South Boilers | Distillate Fuel Oil No. 2 | Carbon Dioxide Non-Biogenic | 757.6 | 0 | C
325412 | 1007514 | 2023 |  | GP-South Boilers | Distillate Fuel Oil No. 2 | Carbon Dioxide Total | 757.6 | 0 | C
325412 | 1007514 | 2023 |  | GP-South Boilers | Distillate Fuel Oil No. 2 | Methane | 0.03 | 0 | C
325412 | 1007514 | 2023 |  | GP-South Boilers | Distillate Fuel Oil No. 2 | Methane (Co2 eq) | 0.8 | 0 | C
325412 | 1007514 | 2023 |  | GP-South Boilers | Distillate Fuel Oil No. 2 | Nitrous Oxide | 0.006 | 0 | C
325412 | 1007514 | 2023 |  | GP-South Boilers | Distillate Fuel Oil No. 2 | Nitrous Oxide (Co2 eq) | 1.8 | 0 | C
325412 | 1007514 | 2023 |  | GP-South Boilers | Natural Gas (Weighted U.S. Average) | Carbon Dioxide Biogenic | 0 | 0 | C
325412 | 1007514 | 2023 |  | GP-South Boilers | Natural Gas (Weighted U.S. Average) | Carbon Dioxide Non-Biogenic | 3111.7 | 0 | C
325412 | 1007514 | 2023 |  | GP-South Boilers | Natural Gas (Weighted U.S. Average) | Carbon Dioxide Total | 3111.7 | 0 | C
325412 | 1007514 | 2023 |  | GP-South Boilers | Natural Gas (Weighted U.S. Average) | Methane | 0.06 | 0 | C
325412 | 1007514 | 2023 |  | GP-South Boilers | Natural Gas (Weighted U.S. Average) | Methane (Co2 eq) | 1.5 | 0 | C
325412 | 1007514 | 2023 |  | GP-South Boilers | Natural Gas (Weighted U.S. Average) | Nitrous Oxide | 0.006 | 0 | C
325412 | 1007514 | 2023 |  | GP-South Boilers | Natural Gas (Weighted U.S. Average) | Nitrous Oxide (Co2 eq) | 1.7 | 0 | C
311511 | 1007515 | 2023 |  | GP-Winchester Stationary Combustion | Natural Gas (Weighted U.S. Average) | Carbon Dioxide Biogenic | 0 | 1384694006 | C
311511 | 1007515 | 2023 |  | GP-Winchester Stationary Combustion | Natural Gas (Weighted U.S. Average) | Carbon Dioxide Non-Biogenic | 75835.2 | 1384694006 | C
311511 | 1007515 | 2023 |  | GP-Winchester Stationary Combustion | Natural Gas (Weighted U.S. Average) | Carbon Dioxide Total | 75835.2 | 1384694006 | C
311511 | 1007515 | 2023 |  | GP-Winchester Stationary Combustion | Natural Gas (Weighted U.S. Average) | Methane | 1.43 | 1384694006 | C
311511 | 1007515 | 2023 |  | GP-Winchester Stationary Combustion | Natural Gas (Weighted U.S. Average) | Methane (Co2 eq) | 35.7 | 1384694006 | C
311511 | 1007515 | 2023 |  | GP-Winchester Stationary Combustion | Natural Gas (Weighted U.S. Average) | Nitrous Oxide | 0.143 | 1384694006 | C
311511 | 1007515 | 2023 |  | GP-Winchester Stationary Combustion | Natural Gas (Weighted U.S. Average) | Nitrous Oxide (Co2 eq) | 42.6 | 1384694006 | C
311511 | 1007515 | 2023 |  | GP-Winchester Stationary Combustion | Other Biomass Gases | Carbon Dioxide Biogenic | 2229.2 | 64040422 | C
311511 | 1007515 | 2023 |  | GP-Winchester Stationary Combustion | Other Biomass Gases | Carbon Dioxide Non-Biogenic | 0 | 64040422 | C
311511 | 1007515 | 2023 |  | GP-Winchester Stationary Combustion | Other Biomass Gases | Carbon Dioxide Total | 2229.2 | 64040422 | C
311511 | 1007515 | 2023 |  | GP-Winchester Stationary Combustion | Other Biomass Gases | Methane | 0.14 | 64040422 | C
311511 | 1007515 | 2023 |  | GP-Winchester Stationary Combustion | Other Biomass Gases | Methane (Co2 eq) | 3.4 | 64040422 | C
311511 | 1007515 | 2023 |  | GP-Winchester Stationary Combustion | Other Biomass Gases | Nitrous Oxide | 0.027 | 64040422 | C
311511 | 1007515 | 2023 |  | GP-Winchester Stationary Combustion | Other Biomass Gases | Nitrous Oxide (Co2 eq) | 8 | 64040422 | C
325193 | 1007523 | 2023 |  | GP-Rentals | Natural Gas (Weighted U.S. Average) | Carbon Dioxide Biogenic | 0 | 0 | C
325193 | 1007523 | 2023 |  | GP-Rentals | Natural Gas (Weighted U.S. Average) | Carbon Dioxide Non-Biogenic | 22589.3 | 0 | C
325193 | 1007523 | 2023 |  | GP-Rentals | Natural Gas (Weighted U.S. Average) | Carbon Dioxide Total | 22589.3 | 0 | C
325193 | 1007523 | 2023 |  | GP-Rentals | Natural Gas (Weighted U.S. Average) | Methane | 0.43 | 0 | C
325193 | 1007523 | 2023 |  | GP-Rentals | Natural Gas (Weighted U.S. Average) | Methane (Co2 eq) | 10.6 | 0 | C
325193 | 1007523 | 2023 |  | GP-Rentals | Natural Gas (Weighted U.S. Average) | Nitrous Oxide | 0.043 | 0 | C
325193 | 1007523 | 2023 |  | GP-Rentals | Natural Gas (Weighted U.S. Average) | Nitrous Oxide (Co2 eq) | 12.7 | 0 | C
325193 | 1007523 | 2023 | OB (Boiler, other) | Natural Gas Boiler (Victory) | Natural Gas (Weighted U.S. Average) | Carbon Dioxide Biogenic | 0 | 0 | C
325193 | 1007523 | 2023 | OB (Boiler, other) | Natural Gas Boiler (Victory) | Natural Gas (Weighted U.S. Average) | Carbon Dioxide Non-Biogenic | 29802 | 0 | C
325193 | 1007523 | 2023 | OB (Boiler, other) | Natural Gas Boiler (Victory) | Natural Gas (Weighted U.S. Average) | Carbon Dioxide Total | 29802 | 0 | C
325193 | 1007523 | 2023 | OB (Boiler, other) | Natural Gas Boiler (Victory) | Natural Gas (Weighted U.S. Average) | Methane | 0.56 | 0 | C
325193 | 1007523 | 2023 | OB (Boiler, other) | Natural Gas Boiler (Victory) | Natural Gas (Weighted U.S. Average) | Methane (Co2 eq) | 14 | 0 | C
325193 | 1007523 | 2023 | OB (Boiler, other) | Natural Gas Boiler (Victory) | Natural Gas (Weighted U.S. Average) | Nitrous Oxide | 0.056 | 0 | C
325193 | 1007523 | 2023 | OB (Boiler, other) | Natural Gas Boiler (Victory) | Natural Gas (Weighted U.S. Average) | Nitrous Oxide (Co2 eq) | 16.7 | 0 | C
325193 | 1007523 | 2023 | OB (Boiler, other) | Superior #5002 | Natural Gas (Weighted U.S. Average) | Carbon Dioxide Biogenic | 0 | 0 | C
325193 | 1007523 | 2023 | OB (Boiler, other) | Superior #5002 | Natural Gas (Weighted U.S. Average) | Carbon Dioxide Non-Biogenic | 19074.1 | 0 | C
325193 | 1007523 | 2023 | OB (Boiler, other) | Superior #5002 | Natural Gas (Weighted U.S. Average) | Carbon Dioxide Total | 19074.1 | 0 | C
325193 | 1007523 | 2023 | OB (Boiler, other) | Superior #5002 | Natural Gas (Weighted U.S. Average) | Methane | 0.36 | 0 | C
325193 | 1007523 | 2023 | OB (Boiler, other) | Superior #5002 | Natural Gas (Weighted U.S. Average) | Methane (Co2 eq) | 9 | 0 | C
325193 | 1007523 | 2023 | OB (Boiler, other) | Superior #5002 | Natural Gas (Weighted U.S. Average) | Nitrous Oxide | 0.036 | 0 | C
325193 | 1007523 | 2023 | OB (Boiler, other) | Superior #5002 | Natural Gas (Weighted U.S. Average) | Nitrous Oxide (Co2 eq) | 10.7 | 0 | C
325193 | 1007525 | 2023 |  | CP-Entire Facility | Natural Gas (Weighted U.S. Average) | Carbon Dioxide Biogenic | 0 | 0 | C
325193 | 1007525 | 2023 |  | CP-Entire Facility | Natural Gas (Weighted U.S. Average) | Carbon Dioxide Non-Biogenic | 122877.8 | 0 | C
325193 | 1007525 | 2023 |  | CP-Entire Facility | Natural Gas (Weighted U.S. Average) | Carbon Dioxide Total | 122877.8 | 0 | C
325193 | 1007525 | 2023 |  | CP-Entire Facility | Natural Gas (Weighted U.S. Average) | Methane | 2.32 | 0 | C
325193 | 1007525 | 2023 |  | CP-Entire Facility | Natural Gas (Weighted U.S. Average) | Methane (Co2 eq) | 57.9 | 0 | C
325193 | 1007525 | 2023 |  | CP-Entire Facility | Natural Gas (Weighted U.S. Average) | Nitrous Oxide | 0.232 | 0 | C
325193 | 1007525 | 2023 |  | CP-Entire Facility | Natural Gas (Weighted U.S. Average) | Nitrous Oxide (Co2 eq) | 69 | 0 | C
325193 | 1007529 | 2023 |  | CP-1 | Natural Gas (Weighted U.S. Average) | Carbon Dioxide Biogenic | 0 | 0 | C
325193 | 1007529 | 2023 |  | CP-1 | Natural Gas (Weighted U.S. Average) | Carbon Dioxide Non-Biogenic | 51937.3 | 0 | C
325193 | 1007529 | 2023 |  | CP-1 | Natural Gas (Weighted U.S. Average) | Carbon Dioxide Total | 51937.3 | 0 | C
325193 | 1007529 | 2023 |  | CP-1 | Natural Gas (Weighted U.S. Average) | Methane | 0.98 | 0 | C
325193 | 1007529 | 2023 |  | CP-1 | Natural Gas (Weighted U.S. Average) | Methane (Co2 eq) | 24.5 | 0 | C
325193 | 1007529 | 2023 |  | CP-1 | Natural Gas (Weighted U.S. Average) | Nitrous Oxide | 0.098 | 0 | C
325193 | 1007529 | 2023 |  | CP-1 | Natural Gas (Weighted U.S. Average) | Nitrous Oxide (Co2 eq) | 29.2 | 0 | C
325180 | 1007539 | 2023 |  | CP-1 | Natural Gas (Weighted U.S. Average) | Carbon Dioxide Biogenic | 0 | 0 | C
325180 | 1007539 | 2023 |  | CP-1 | Natural Gas (Weighted U.S. Average) | Carbon Dioxide Non-Biogenic | 35771.6 | 0 | C
325180 | 1007539 | 2023 |  | CP-1 | Natural Gas (Weighted U.S. Average) | Carbon Dioxide Total | 35771.6 | 0 | C
325180 | 1007539 | 2023 |  | CP-1 | Natural Gas (Weighted U.S. Average) | Methane | 0.67 | 0 | C
325180 | 1007539 | 2023 |  | CP-1 | Natural Gas (Weighted U.S. Average) | Methane (Co2 eq) | 16.9 | 0 | C
325180 | 1007539 | 2023 |  | CP-1 | Natural Gas (Weighted U.S. Average) | Nitrous Oxide | 0.067 | 0 | C
325180 | 1007539 | 2023 |  | CP-1 | Natural Gas (Weighted U.S. Average) | Nitrous Oxide (Co2 eq) | 20.1 | 0 | C
325212 | 1007548 | 2023 | RICE (Reciprocating internal combustion engine) | EQT0058 (PE-10 Effluent Pump) | Distillate Fuel Oil No. 2 | Carbon Dioxide Biogenic | 0 | 13 | C
325212 | 1007548 | 2023 | RICE (Reciprocating internal combustion engine) | EQT0058 (PE-10 Effluent Pump) | Distillate Fuel Oil No. 2 | Carbon Dioxide Non-Biogenic | 0.1 | 13 | C
325212 | 1007548 | 2023 | RICE (Reciprocating internal combustion engine) | EQT0058 (PE-10 Effluent Pump) | Distillate Fuel Oil No. 2 | Carbon Dioxide Total | 0.1 | 13 | C
325212 | 1007548 | 2023 | RICE (Reciprocating internal combustion engine) | EQT0058 (PE-10 Effluent Pump) | Distillate Fuel Oil No. 2 | Methane | 0 | 13 | C
325212 | 1007548 | 2023 | RICE (Reciprocating internal combustion engine) | EQT0058 (PE-10 Effluent Pump) | Distillate Fuel Oil No. 2 | Methane (Co2 eq) | 0 | 13 | C
325212 | 1007548 | 2023 | RICE (Reciprocating internal combustion engine) | EQT0058 (PE-10 Effluent Pump) | Distillate Fuel Oil No. 2 | Nitrous Oxide | 0 | 13 | C
325212 | 1007548 | 2023 | RICE (Reciprocating internal combustion engine) | EQT0058 (PE-10 Effluent Pump) | Distillate Fuel Oil No. 2 | Nitrous Oxide (Co2 eq) | 0 | 13 | C
325212 | 1007548 | 2023 |  | GP-1 | Natural Gas (Weighted U.S. Average) | Carbon Dioxide Biogenic | 0 | 0 | C
325212 | 1007548 | 2023 |  | GP-1 | Natural Gas (Weighted U.S. Average) | Carbon Dioxide Non-Biogenic | 81204.6 | 0 | C
325212 | 1007548 | 2023 |  | GP-1 | Natural Gas (Weighted U.S. Average) | Carbon Dioxide Total | 81204.6 | 0 | C
325212 | 1007548 | 2023 |  | GP-1 | Natural Gas (Weighted U.S. Average) | Methane | 1.53 | 0 | C
325212 | 1007548 | 2023 |  | GP-1 | Natural Gas (Weighted U.S. Average) | Methane (Co2 eq) | 38.3 | 0 | C
325212 | 1007548 | 2023 |  | GP-1 | Natural Gas (Weighted U.S. Average) | Nitrous Oxide | 0.153 | 0 | C
325212 | 1007548 | 2023 |  | GP-1 | Natural Gas (Weighted U.S. Average) | Nitrous Oxide (Co2 eq) | 45.6 | 0 | C
311313 | 1007561 | 2023 |  | GP-NATURAL GAS UNITS | Natural Gas (Weighted U.S. Average) | Carbon Dioxide Biogenic | 0 | 0 | C
311313 | 1007561 | 2023 |  | GP-NATURAL GAS UNITS | Natural Gas (Weighted U.S. Average) | Carbon Dioxide Non-Biogenic | 25956.5 | 0 | C
311313 | 1007561 | 2023 |  | GP-NATURAL GAS UNITS | Natural Gas (Weighted U.S. Average) | Carbon Dioxide Total | 25956.5 | 0 | C
311313 | 1007561 | 2023 |  | GP-NATURAL GAS UNITS | Natural Gas (Weighted U.S. Average) | Methane | 0.49 | 0 | C
311313 | 1007561 | 2023 |  | GP-NATURAL GAS UNITS | Natural Gas (Weighted U.S. Average) | Methane (Co2 eq) | 12.2 | 0 | C
311313 | 1007561 | 2023 |  | GP-NATURAL GAS UNITS | Natural Gas (Weighted U.S. Average) | Nitrous Oxide | 0.049 | 0 | C
311313 | 1007561 | 2023 |  | GP-NATURAL GAS UNITS | Natural Gas (Weighted U.S. Average) | Nitrous Oxide (Co2 eq) | 14.6 | 0 | C
311313 | 1007561 | 2023 | K (Kiln) | Lime Kiln Coal | Anthracite | Carbon Dioxide Biogenic | 0 | 0 | C
311313 | 1007561 | 2023 | K (Kiln) | Lime Kiln Coal | Anthracite | Carbon Dioxide Non-Biogenic | 3382.1 | 0 | C
311313 | 1007561 | 2023 | K (Kiln) | Lime Kiln Coal | Anthracite | Carbon Dioxide Total | 3382.1 | 0 | C
311313 | 1007561 | 2023 | K (Kiln) | Lime Kiln Coal | Anthracite | Methane | 0.36 | 0 | C
311313 | 1007561 | 2023 | K (Kiln) | Lime Kiln Coal | Anthracite | Methane (Co2 eq) | 9 | 0 | C
311313 | 1007561 | 2023 | K (Kiln) | Lime Kiln Coal | Anthracite | Nitrous Oxide | 0.052 | 0 | C
311313 | 1007561 | 2023 | K (Kiln) | Lime Kiln Coal | Anthracite | Nitrous Oxide (Co2 eq) | 15.6 | 0 | C
325110 | 1007562 | 2023 | OB (Boiler, other) | Boiler 1 | Natural Gas (Weighted U.S. Average) | Carbon Dioxide Biogenic | 0 | 0 | C
325110 | 1007562 | 2023 | OB (Boiler, other) | Boiler 1 | Natural Gas (Weighted U.S. Average) | Carbon Dioxide Non-Biogenic | 27349.5 | 0 | C
325110 | 1007562 | 2023 | OB (Boiler, other) | Boiler 1 | Natural Gas (Weighted U.S. Average) | Carbon Dioxide Total | 27349.5 | 0 | C
325110 | 1007562 | 2023 | OB (Boiler, other) | Boiler 1 | Natural Gas (Weighted U.S. Average) | Methane | 0.52 | 0 | C
325110 | 1007562 | 2023 | OB (Boiler, other) | Boiler 1 | Natural Gas (Weighted U.S. Average) | Methane (Co2 eq) | 12.9 | 0 | C
325110 | 1007562 | 2023 | OB (Boiler, other) | Boiler 1 | Natural Gas (Weighted U.S. Average) | Nitrous Oxide | 0.052 | 0 | C
325110 | 1007562 | 2023 | OB (Boiler, other) | Boiler 1 | Natural Gas (Weighted U.S. Average) | Nitrous Oxide (Co2 eq) | 15.4 | 0 | C
325110 | 1007562 | 2023 | OB (Boiler, other) | Boiler 2 | Natural Gas (Weighted U.S. Average) | Carbon Dioxide Biogenic | 0 | 0 | C
325110 | 1007562 | 2023 | OB (Boiler, other) | Boiler 2 | Natural Gas (Weighted U.S. Average) | Carbon Dioxide Non-Biogenic | 27349.5 | 0 | C
325110 | 1007562 | 2023 | OB (Boiler, other) | Boiler 2 | Natural Gas (Weighted U.S. Average) | Carbon Dioxide Total | 27349.5 | 0 | C
325110 | 1007562 | 2023 | OB (Boiler, other) | Boiler 2 | Natural Gas (Weighted U.S. Average) | Methane | 0.52 | 0 | C
325110 | 1007562 | 2023 | OB (Boiler, other) | Boiler 2 | Natural Gas (Weighted U.S. Average) | Methane (Co2 eq) | 12.9 | 0 | C
325110 | 1007562 | 2023 | OB (Boiler, other) | Boiler 2 | Natural Gas (Weighted U.S. Average) | Nitrous Oxide | 0.052 | 0 | C
325110 | 1007562 | 2023 | OB (Boiler, other) | Boiler 2 | Natural Gas (Weighted U.S. Average) | Nitrous Oxide (Co2 eq) | 15.4 | 0 | C
325110 | 1007562 | 2023 | OB (Boiler, other) | Boiler 3 | Natural Gas (Weighted U.S. Average) | Carbon Dioxide Biogenic | 0 | 0 | C
325110 | 1007562 | 2023 | OB (Boiler, other) | Boiler 3 | Natural Gas (Weighted U.S. Average) | Carbon Dioxide Non-Biogenic | 27349.5 | 0 | C
325110 | 1007562 | 2023 | OB (Boiler, other) | Boiler 3 | Natural Gas (Weighted U.S. Average) | Carbon Dioxide Total | 27349.5 | 0 | C
325110 | 1007562 | 2023 | OB (Boiler, other) | Boiler 3 | Natural Gas (Weighted U.S. Average) | Methane | 0.52 | 0 | C
325110 | 1007562 | 2023 | OB (Boiler, other) | Boiler 3 | Natural Gas (Weighted U.S. Average) | Methane (Co2 eq) | 12.9 | 0 | C
325110 | 1007562 | 2023 | OB (Boiler, other) | Boiler 3 | Natural Gas (Weighted U.S. Average) | Nitrous Oxide | 0.052 | 0 | C
325110 | 1007562 | 2023 | OB (Boiler, other) | Boiler 3 | Natural Gas (Weighted U.S. Average) | Nitrous Oxide (Co2 eq) | 15.4 | 0 | C
325110 | 1007562 | 2023 | OB (Boiler, other) | Boiler A | Natural Gas (Weighted U.S. Average) | Carbon Dioxide Biogenic | 0 | 0 | C
325110 | 1007562 | 2023 | OB (Boiler, other) | Boiler A | Natural Gas (Weighted U.S. Average) | Carbon Dioxide Non-Biogenic | 82470 | 0 | C
325110 | 1007562 | 2023 | OB (Boiler, other) | Boiler A | Natural Gas (Weighted U.S. Average) | Carbon Dioxide Total | 82470 | 0 | C
325110 | 1007562 | 2023 | OB (Boiler, other) | Boiler A | Natural Gas (Weighted U.S. Average) | Methane | 1.55 | 0 | C
325110 | 1007562 | 2023 | OB (Boiler, other) | Boiler A | Natural Gas (Weighted U.S. Average) | Methane (Co2 eq) | 38.9 | 0 | C
325110 | 1007562 | 2023 | OB (Boiler, other) | Boiler A | Natural Gas (Weighted U.S. Average) | Nitrous Oxide | 0.155 | 0 | C
325110 | 1007562 | 2023 | OB (Boiler, other) | Boiler A | Natural Gas (Weighted U.S. Average) | Nitrous Oxide (Co2 eq) | 46.3 | 0 | C
325110 | 1007562 | 2023 | OB (Boiler, other) | Boiler B | Natural Gas (Weighted U.S. Average) | Carbon Dioxide Biogenic | 0 | 0 | C
325110 | 1007562 | 2023 | OB (Boiler, other) | Boiler B | Natural Gas (Weighted U.S. Average) | Carbon Dioxide Non-Biogenic | 79302.4 | 0 | C
325110 | 1007562 | 2023 | OB (Boiler, other) | Boiler B | Natural Gas (Weighted U.S. Average) | Carbon Dioxide Total | 79302.4 | 0 | C
325110 | 1007562 | 2023 | OB (Boiler, other) | Boiler B | Natural Gas (Weighted U.S. Average) | Methane | 1.49 | 0 | C
325110 | 1007562 | 2023 | OB (Boiler, other) | Boiler B | Natural Gas (Weighted U.S. Average) | Methane (Co2 eq) | 37.4 | 0 | C
325110 | 1007562 | 2023 | OB (Boiler, other) | Boiler B | Natural Gas (Weighted U.S. Average) | Nitrous Oxide | 0.149 | 0 | C
325110 | 1007562 | 2023 | OB (Boiler, other) | Boiler B | Natural Gas (Weighted U.S. Average) | Nitrous Oxide (Co2 eq) | 44.5 | 0 | C
325110 | 1007562 | 2023 | ICI (Incinerator, commercial and industrial) | CRU | Natural Gas (Weighted U.S. Average) | Carbon Dioxide Biogenic | 0 | 0 | C
325110 | 1007562 | 2023 | ICI (Incinerator, commercial and industrial) | CRU | Natural Gas (Weighted U.S. Average) | Carbon Dioxide Non-Biogenic | 703.8 | 0 | C
325110 | 1007562 | 2023 | ICI (Incinerator, commercial and industrial) | CRU | Natural Gas (Weighted U.S. Average) | Carbon Dioxide Total | 703.8 | 0 | C
325110 | 1007562 | 2023 | ICI (Incinerator, commercial and industrial) | CRU | Natural Gas (Weighted U.S. Average) | Methane | 0.01 | 0 | C
325110 | 1007562 | 2023 | ICI (Incinerator, commercial and industrial) | CRU | Natural Gas (Weighted U.S. Average) | Methane (Co2 eq) | 0.3 | 0 | C
325110 | 1007562 | 2023 | ICI (Incinerator, commercial and industrial) | CRU | Natural Gas (Weighted U.S. Average) | Nitrous Oxide | 0.001 | 0 | C
325110 | 1007562 | 2023 | ICI (Incinerator, commercial and industrial) | CRU | Natural Gas (Weighted U.S. Average) | Nitrous Oxide (Co2 eq) | 0.4 | 0 | C
325110 | 1007562 | 2023 | RICE (Reciprocating internal combustion engine) | ENG1POSM2 | Distillate Fuel Oil No. 4 | Carbon Dioxide Biogenic | 0 | 0 | C
325110 | 1007562 | 2023 | RICE (Reciprocating internal combustion engine) | ENG1POSM2 | Distillate Fuel Oil No. 4 | Carbon Dioxide Non-Biogenic | 6.6 | 0 | C
325110 | 1007562 | 2023 | RICE (Reciprocating internal combustion engine) | ENG1POSM2 | Distillate Fuel Oil No. 4 | Carbon Dioxide Total | 6.6 | 0 | C
325110 | 1007562 | 2023 | RICE (Reciprocating internal combustion engine) | ENG1POSM2 | Distillate Fuel Oil No. 4 | Methane | 0 | 0 | C
325110 | 1007562 | 2023 | RICE (Reciprocating internal combustion engine) | ENG1POSM2 | Distillate Fuel Oil No. 4 | Methane (Co2 eq) | 0 | 0 | C
325110 | 1007562 | 2023 | RICE (Reciprocating internal combustion engine) | ENG1POSM2 | Distillate Fuel Oil No. 4 | Nitrous Oxide | 0 | 0 | C
325110 | 1007562 | 2023 | RICE (Reciprocating internal combustion engine) | ENG1POSM2 | Distillate Fuel Oil No. 4 | Nitrous Oxide (Co2 eq) | 0 | 0 | C
325110 | 1007562 | 2023 | RICE (Reciprocating internal combustion engine) | ENGUT1 | Distillate Fuel Oil No. 4 | Carbon Dioxide Biogenic | 0 | 0 | C
325110 | 1007562 | 2023 | RICE (Reciprocating internal combustion engine) | ENGUT1 | Distillate Fuel Oil No. 4 | Carbon Dioxide Non-Biogenic | 79.4 | 0 | C
325110 | 1007562 | 2023 | RICE (Reciprocating internal combustion engine) | ENGUT1 | Distillate Fuel Oil No. 4 | Carbon Dioxide Total | 79.4 | 0 | C
325110 | 1007562 | 2023 | RICE (Reciprocating internal combustion engine) | ENGUT1 | Distillate Fuel Oil No. 4 | Methane | 0 | 0 | C
325110 | 1007562 | 2023 | RICE (Reciprocating internal combustion engine) | ENGUT1 | Distillate Fuel Oil No. 4 | Methane (Co2 eq) | 0.1 | 0 | C
325110 | 1007562 | 2023 | RICE (Reciprocating internal combustion engine) | ENGUT1 | Distillate Fuel Oil No. 4 | Nitrous Oxide | 0.001 | 0 | C
325110 | 1007562 | 2023 | RICE (Reciprocating internal combustion engine) | ENGUT1 | Distillate Fuel Oil No. 4 | Nitrous Oxide (Co2 eq) | 0.2 | 0 | C
325110 | 1007562 | 2023 | HMH (Heater, heat medium for heat exchange) | F-57180 | Natural Gas (Weighted U.S. Average) | Carbon Dioxide Biogenic | 0 | 0 | C
325110 | 1007562 | 2023 | HMH (Heater, heat medium for heat exchange) | F-57180 | Natural Gas (Weighted U.S. Average) | Carbon Dioxide Non-Biogenic | 1335.6 | 0 | C
325110 | 1007562 | 2023 | HMH (Heater, heat medium for heat exchange) | F-57180 | Natural Gas (Weighted U.S. Average) | Carbon Dioxide Total | 1335.6 | 0 | C
325110 | 1007562 | 2023 | HMH (Heater, heat medium for heat exchange) | F-57180 | Natural Gas (Weighted U.S. Average) | Methane | 0.03 | 0 | C
325110 | 1007562 | 2023 | HMH (Heater, heat medium for heat exchange) | F-57180 | Natural Gas (Weighted U.S. Average) | Methane (Co2 eq) | 0.6 | 0 | C
325110 | 1007562 | 2023 | HMH (Heater, heat medium for heat exchange) | F-57180 | Natural Gas (Weighted U.S. Average) | Nitrous Oxide | 0.003 | 0 | C
325110 | 1007562 | 2023 | HMH (Heater, heat medium for heat exchange) | F-57180 | Natural Gas (Weighted U.S. Average) | Nitrous Oxide (Co2 eq) | 0.8 | 0 | C
325110 | 1007562 | 2023 | F (Furnace) | F-6101 | Fuel Gas | Carbon Dioxide Biogenic | 0 | 0 | C
325110 | 1007562 | 2023 | F (Furnace) | F-6101 | Fuel Gas | Carbon Dioxide Non-Biogenic | 11990.4 | 0 | C
325110 | 1007562 | 2023 | F (Furnace) | F-6101 | Fuel Gas | Carbon Dioxide Total | 11990.4 | 0 | C
325110 | 1007562 | 2023 | F (Furnace) | F-6101 | Fuel Gas | Methane | 0.62 | 0 | C
325110 | 1007562 | 2023 | F (Furnace) | F-6101 | Fuel Gas | Methane (Co2 eq) | 15.4 | 0 | C
325110 | 1007562 | 2023 | F (Furnace) | F-6101 | Fuel Gas | Nitrous Oxide | 0.123 | 0 | C
325110 | 1007562 | 2023 | F (Furnace) | F-6101 | Fuel Gas | Nitrous Oxide (Co2 eq) | 36.7 | 0 | C
325110 | 1007562 | 2023 | F (Furnace) | F-6102 | Fuel Gas | Carbon Dioxide Biogenic | 0 | 0 | C
325110 | 1007562 | 2023 | F (Furnace) | F-6102 | Fuel Gas | Carbon Dioxide Non-Biogenic | 12083 | 0 | C
325110 | 1007562 | 2023 | F (Furnace) | F-6102 | Fuel Gas | Carbon Dioxide Total | 12083 | 0 | C
325110 | 1007562 | 2023 | F (Furnace) | F-6102 | Fuel Gas | Methane | 0.62 | 0 | C
325110 | 1007562 | 2023 | F (Furnace) | F-6102 | Fuel Gas | Methane (Co2 eq) | 15.5 | 0 | C
325110 | 1007562 | 2023 | F (Furnace) | F-6102 | Fuel Gas | Nitrous Oxide | 0.124 | 0 | C
325110 | 1007562 | 2023 | F (Furnace) | F-6102 | Fuel Gas | Nitrous Oxide (Co2 eq) | 36.9 | 0 | C
325110 | 1007562 | 2023 | F (Furnace) | F-6103 | Fuel Gas | Carbon Dioxide Biogenic | 0 | 0 | C
325110 | 1007562 | 2023 | F (Furnace) | F-6103 | Fuel Gas | Carbon Dioxide Non-Biogenic | 4303.6 | 0 | C
325110 | 1007562 | 2023 | F (Furnace) | F-6103 | Fuel Gas | Carbon Dioxide Total | 4303.6 | 0 | C
325110 | 1007562 | 2023 | F (Furnace) | F-6103 | Fuel Gas | Methane | 0.22 | 0 | C
325110 | 1007562 | 2023 | F (Furnace) | F-6103 | Fuel Gas | Methane (Co2 eq) | 5.5 | 0 | C
325110 | 1007562 | 2023 | F (Furnace) | F-6103 | Fuel Gas | Nitrous Oxide | 0.044 | 0 | C
325110 | 1007562 | 2023 | F (Furnace) | F-6103 | Fuel Gas | Nitrous Oxide (Co2 eq) | 13.1 | 0 | C
325110 | 1007562 | 2023 | F (Furnace) | F-6104 | Fuel Gas | Carbon Dioxide Biogenic | 0 | 0 | C
325110 | 1007562 | 2023 | F (Furnace) | F-6104 | Fuel Gas | Carbon Dioxide Non-Biogenic | 4697.4 | 0 | C
325110 | 1007562 | 2023 | F (Furnace) | F-6104 | Fuel Gas | Carbon Dioxide Total | 4697.4 | 0 | C
325110 | 1007562 | 2023 | F (Furnace) | F-6104 | Fuel Gas | Methane | 0.24 | 0 | C
325110 | 1007562 | 2023 | F (Furnace) | F-6104 | Fuel Gas | Methane (Co2 eq) | 6 | 0 | C
325110 | 1007562 | 2023 | F (Furnace) | F-6104 | Fuel Gas | Nitrous Oxide | 0.048 | 0 | C
325110 | 1007562 | 2023 | F (Furnace) | F-6104 | Fuel Gas | Nitrous Oxide (Co2 eq) | 14.3 | 0 | C
325110 | 1007562 | 2023 | F (Furnace) | F-6105 | Fuel Gas | Carbon Dioxide Biogenic | 0 | 0 | C
325110 | 1007562 | 2023 | F (Furnace) | F-6105 | Fuel Gas | Carbon Dioxide Non-Biogenic | 14350.5 | 0 | C
325110 | 1007562 | 2023 | F (Furnace) | F-6105 | Fuel Gas | Carbon Dioxide Total | 14350.5 | 0 | C
325110 | 1007562 | 2023 | F (Furnace) | F-6105 | Fuel Gas | Methane | 0.73 | 0 | C
325110 | 1007562 | 2023 | F (Furnace) | F-6105 | Fuel Gas | Methane (Co2 eq) | 18.4 | 0 | C
325110 | 1007562 | 2023 | F (Furnace) | F-6105 | Fuel Gas | Nitrous Oxide | 0.147 | 0 | C
325110 | 1007562 | 2023 | F (Furnace) | F-6105 | Fuel Gas | Nitrous Oxide (Co2 eq) | 43.8 | 0 | C
325110 | 1007562 | 2023 | ICI (Incinerator, commercial and industrial) | F-64170 | Natural Gas (Weighted U.S. Average) | Carbon Dioxide Biogenic | 0 | 0 | C
325110 | 1007562 | 2023 | ICI (Incinerator, commercial and industrial) | F-64170 | Natural Gas (Weighted U.S. Average) | Carbon Dioxide Non-Biogenic | 2476.1 | 0 | C
325110 | 1007562 | 2023 | ICI (Incinerator, commercial and industrial) | F-64170 | Natural Gas (Weighted U.S. Average) | Carbon Dioxide Total | 2476.1 | 0 | C
325110 | 1007562 | 2023 | ICI (Incinerator, commercial and industrial) | F-64170 | Natural Gas (Weighted U.S. Average) | Methane | 0.05 | 0 | C
325110 | 1007562 | 2023 | ICI (Incinerator, commercial and industrial) | F-64170 | Natural Gas (Weighted U.S. Average) | Methane (Co2 eq) | 1.2 | 0 | C
325110 | 1007562 | 2023 | ICI (Incinerator, commercial and industrial) | F-64170 | Natural Gas (Weighted U.S. Average) | Nitrous Oxide | 0.005 | 0 | C
325110 | 1007562 | 2023 | ICI (Incinerator, commercial and industrial) | F-64170 | Natural Gas (Weighted U.S. Average) | Nitrous Oxide (Co2 eq) | 1.4 | 0 | C
325110 | 1007562 | 2023 | HMH (Heater, heat medium for heat exchange) | F-65630 | Fuel Gas | Carbon Dioxide Biogenic | 0 | 0 | C
325110 | 1007562 | 2023 | HMH (Heater, heat medium for heat exchange) | F-65630 | Fuel Gas | Carbon Dioxide Non-Biogenic | 4065.5 | 0 | C
325110 | 1007562 | 2023 | HMH (Heater, heat medium for heat exchange) | F-65630 | Fuel Gas | Carbon Dioxide Total | 4065.5 | 0 | C
325110 | 1007562 | 2023 | HMH (Heater, heat medium for heat exchange) | F-65630 | Fuel Gas | Methane | 0.18 | 0 | C
325110 | 1007562 | 2023 | HMH (Heater, heat medium for heat exchange) | F-65630 | Fuel Gas | Methane (Co2 eq) | 4.4 | 0 | C
325110 | 1007562 | 2023 | HMH (Heater, heat medium for heat exchange) | F-65630 | Fuel Gas | Nitrous Oxide | 0.035 | 0 | C
325110 | 1007562 | 2023 | HMH (Heater, heat medium for heat exchange) | F-65630 | Fuel Gas | Nitrous Oxide (Co2 eq) | 10.5 | 0 | C
325110 | 1007562 | 2023 | HMH (Heater, heat medium for heat exchange) | F-65630 | Natural Gas (Weighted U.S. Average) | Carbon Dioxide Biogenic | 0 | 0 | C
325110 | 1007562 | 2023 | HMH (Heater, heat medium for heat exchange) | F-65630 | Natural Gas (Weighted U.S. Average) | Carbon Dioxide Non-Biogenic | 12747.3 | 0 | C
325110 | 1007562 | 2023 | HMH (Heater, heat medium for heat exchange) | F-65630 | Natural Gas (Weighted U.S. Average) | Carbon Dioxide Total | 12747.3 | 0 | C
325110 | 1007562 | 2023 | HMH (Heater, heat medium for heat exchange) | F-65630 | Natural Gas (Weighted U.S. Average) | Methane | 0.24 | 0 | C
325110 | 1007562 | 2023 | HMH (Heater, heat medium for heat exchange) | F-65630 | Natural Gas (Weighted U.S. Average) | Methane (Co2 eq) | 6 | 0 | C
325110 | 1007562 | 2023 | HMH (Heater, heat medium for heat exchange) | F-65630 | Natural Gas (Weighted U.S. Average) | Nitrous Oxide | 0.024 | 0 | C
325110 | 1007562 | 2023 | HMH (Heater, heat medium for heat exchange) | F-65630 | Natural Gas (Weighted U.S. Average) | Nitrous Oxide (Co2 eq) | 7.2 | 0 | C
325110 | 1007562 | 2023 | HMH (Heater, heat medium for heat exchange) | F-65630 | Natural Gasoline | Carbon Dioxide Biogenic | 0 | 0 | C
325110 | 1007562 | 2023 | HMH (Heater, heat medium for heat exchange) | F-65630 | Natural Gasoline | Carbon Dioxide Non-Biogenic | 4898.2 | 0 | C
325110 | 1007562 | 2023 | HMH (Heater, heat medium for heat exchange) | F-65630 | Natural Gasoline | Carbon Dioxide Total | 4898.2 | 0 | C
325110 | 1007562 | 2023 | HMH (Heater, heat medium for heat exchange) | F-65630 | Natural Gasoline | Methane | 0.55 | 0 | C
325110 | 1007562 | 2023 | HMH (Heater, heat medium for heat exchange) | F-65630 | Natural Gasoline | Methane (Co2 eq) | 13.8 | 0 | C
325110 | 1007562 | 2023 | HMH (Heater, heat medium for heat exchange) | F-65630 | Natural Gasoline | Nitrous Oxide | 0.111 | 0 | C
325110 | 1007562 | 2023 | HMH (Heater, heat medium for heat exchange) | F-65630 | Natural Gasoline | Nitrous Oxide (Co2 eq) | 32.9 | 0 | C
325110 | 1007562 | 2023 | F (Furnace) | F-66850 | Natural Gas (Weighted U.S. Average) | Carbon Dioxide Biogenic | 0 | 0 | C
325110 | 1007562 | 2023 | F (Furnace) | F-66850 | Natural Gas (Weighted U.S. Average) | Carbon Dioxide Non-Biogenic | 32336.4 | 0 | C
325110 | 1007562 | 2023 | F (Furnace) | F-66850 | Natural Gas (Weighted U.S. Average) | Carbon Dioxide Total | 32336.4 | 0 | C
325110 | 1007562 | 2023 | F (Furnace) | F-66850 | Natural Gas (Weighted U.S. Average) | Methane | 0.61 | 0 | C
325110 | 1007562 | 2023 | F (Furnace) | F-66850 | Natural Gas (Weighted U.S. Average) | Methane (Co2 eq) | 15.2 | 0 | C
325110 | 1007562 | 2023 | F (Furnace) | F-66850 | Natural Gas (Weighted U.S. Average) | Nitrous Oxide | 0.061 | 0 | C
325110 | 1007562 | 2023 | F (Furnace) | F-66850 | Natural Gas (Weighted U.S. Average) | Nitrous Oxide (Co2 eq) | 18.2 | 0 | C
325110 | 1007562 | 2023 | F (Furnace) | F-67800 | Fuel Gas | Carbon Dioxide Biogenic | 0 | 0 | C
325110 | 1007562 | 2023 | F (Furnace) | F-67800 | Fuel Gas | Carbon Dioxide Non-Biogenic | 52997.2 | 0 | C
325110 | 1007562 | 2023 | F (Furnace) | F-67800 | Fuel Gas | Carbon Dioxide Total | 52997.2 | 0 | C
325110 | 1007562 | 2023 | F (Furnace) | F-67800 | Fuel Gas | Methane | 5.29 | 0 | C
325110 | 1007562 | 2023 | F (Furnace) | F-67800 | Fuel Gas | Methane (Co2 eq) | 132.2 | 0 | C
325110 | 1007562 | 2023 | F (Furnace) | F-67800 | Fuel Gas | Nitrous Oxide | 1.058 | 0 | C
325110 | 1007562 | 2023 | F (Furnace) | F-67800 | Fuel Gas | Nitrous Oxide (Co2 eq) | 315.3 | 0 | C
325110 | 1007562 | 2023 | F (Furnace) | F-67830 | Natural Gas (Weighted U.S. Average) | Carbon Dioxide Biogenic | 0 | 0 | C
325110 | 1007562 | 2023 | F (Furnace) | F-67830 | Natural Gas (Weighted U.S. Average) | Carbon Dioxide Non-Biogenic | 15604 | 0 | C
325110 | 1007562 | 2023 | F (Furnace) | F-67830 | Natural Gas (Weighted U.S. Average) | Carbon Dioxide Total | 15604 | 0 | C
325110 | 1007562 | 2023 | F (Furnace) | F-67830 | Natural Gas (Weighted U.S. Average) | Methane | 0.29 | 0 | C
325110 | 1007562 | 2023 | F (Furnace) | F-67830 | Natural Gas (Weighted U.S. Average) | Methane (Co2 eq) | 7.4 | 0 | C
325110 | 1007562 | 2023 | F (Furnace) | F-67830 | Natural Gas (Weighted U.S. Average) | Nitrous Oxide | 0.029 | 0 | C
325110 | 1007562 | 2023 | F (Furnace) | F-67830 | Natural Gas (Weighted U.S. Average) | Nitrous Oxide (Co2 eq) | 8.8 | 0 | C
325110 | 1007562 | 2023 | F (Furnace) | F-96800 | Fuel Gas | Carbon Dioxide Biogenic | 0 | 0 | C
325110 | 1007562 | 2023 | F (Furnace) | F-96800 | Fuel Gas | Carbon Dioxide Non-Biogenic | 26937.5 | 0 | C
325110 | 1007562 | 2023 | F (Furnace) | F-96800 | Fuel Gas | Carbon Dioxide Total | 26937.5 | 0 | C
325110 | 1007562 | 2023 | F (Furnace) | F-96800 | Fuel Gas | Methane | 1.34 | 0 | C
325110 | 1007562 | 2023 | F (Furnace) | F-96800 | Fuel Gas | Methane (Co2 eq) | 33.4 | 0 | C
325110 | 1007562 | 2023 | F (Furnace) | F-96800 | Fuel Gas | Nitrous Oxide | 0.268 | 0 | C
325110 | 1007562 | 2023 | F (Furnace) | F-96800 | Fuel Gas | Nitrous Oxide (Co2 eq) | 79.7 | 0 | C
325110 | 1007562 | 2023 | F (Furnace) | F-96890 | Natural Gas (Weighted U.S. Average) | Carbon Dioxide Biogenic | 0 | 0 | C
325110 | 1007562 | 2023 | F (Furnace) | F-96890 | Natural Gas (Weighted U.S. Average) | Carbon Dioxide Non-Biogenic | 91.1 | 0 | C
325110 | 1007562 | 2023 | F (Furnace) | F-96890 | Natural Gas (Weighted U.S. Average) | Carbon Dioxide Total | 91.1 | 0 | C
325110 | 1007562 | 2023 | F (Furnace) | F-96890 | Natural Gas (Weighted U.S. Average) | Methane | 0 | 0 | C
325110 | 1007562 | 2023 | F (Furnace) | F-96890 | Natural Gas (Weighted U.S. Average) | Methane (Co2 eq) | 0 | 0 | C
325110 | 1007562 | 2023 | F (Furnace) | F-96890 | Natural Gas (Weighted U.S. Average) | Nitrous Oxide | 0 | 0 | C
325110 | 1007562 | 2023 | F (Furnace) | F-96890 | Natural Gas (Weighted U.S. Average) | Nitrous Oxide (Co2 eq) | 0.1 | 0 | C
325110 | 1007562 | 2023 | ICI (Incinerator, commercial and industrial) | F-97950 | Natural Gas (Weighted U.S. Average) | Carbon Dioxide Biogenic | 0 | 0 | C
325110 | 1007562 | 2023 | ICI (Incinerator, commercial and industrial) | F-97950 | Natural Gas (Weighted U.S. Average) | Carbon Dioxide Non-Biogenic | 2578.9 | 0 | C
325110 | 1007562 | 2023 | ICI (Incinerator, commercial and industrial) | F-97950 | Natural Gas (Weighted U.S. Average) | Carbon Dioxide Total | 2578.9 | 0 | C
325110 | 1007562 | 2023 | ICI (Incinerator, commercial and industrial) | F-97950 | Natural Gas (Weighted U.S. Average) | Methane | 0.05 | 0 | C
325110 | 1007562 | 2023 | ICI (Incinerator, commercial and industrial) | F-97950 | Natural Gas (Weighted U.S. Average) | Methane (Co2 eq) | 1.2 | 0 | C
325110 | 1007562 | 2023 | ICI (Incinerator, commercial and industrial) | F-97950 | Natural Gas (Weighted U.S. Average) | Nitrous Oxide | 0.005 | 0 | C
325110 | 1007562 | 2023 | ICI (Incinerator, commercial and industrial) | F-97950 | Natural Gas (Weighted U.S. Average) | Nitrous Oxide (Co2 eq) | 1.4 | 0 | C
325193 | 1007565 | 2023 |  | GP-TO/Dryers | Natural Gas (Weighted U.S. Average) | Carbon Dioxide Biogenic | 0 | 0 | C
325193 | 1007565 | 2023 |  | GP-TO/Dryers | Natural Gas (Weighted U.S. Average) | Carbon Dioxide Non-Biogenic | 72785.1 | 0 | C
325193 | 1007565 | 2023 |  | GP-TO/Dryers | Natural Gas (Weighted U.S. Average) | Carbon Dioxide Total | 72785.1 | 0 | C
325193 | 1007565 | 2023 |  | GP-TO/Dryers | Natural Gas (Weighted U.S. Average) | Methane | 1.37 | 0 | C
325193 | 1007565 | 2023 |  | GP-TO/Dryers | Natural Gas (Weighted U.S. Average) | Methane (Co2 eq) | 34.3 | 0 | C
325193 | 1007565 | 2023 |  | GP-TO/Dryers | Natural Gas (Weighted U.S. Average) | Nitrous Oxide | 0.137 | 0 | C
325193 | 1007565 | 2023 |  | GP-TO/Dryers | Natural Gas (Weighted U.S. Average) | Nitrous Oxide (Co2 eq) | 40.9 | 0 | C
311613 | 1007571 | 2023 |  | GP- Fayetteville | Natural Gas (Weighted U.S. Average) | Carbon Dioxide Biogenic | 0 | 0 | C
311613 | 1007571 | 2023 |  | GP- Fayetteville | Natural Gas (Weighted U.S. Average) | Carbon Dioxide Non-Biogenic | 68729.6 | 0 | C
311613 | 1007571 | 2023 |  | GP- Fayetteville | Natural Gas (Weighted U.S. Average) | Carbon Dioxide Total | 68729.6 | 0 | C
311613 | 1007571 | 2023 |  | GP- Fayetteville | Natural Gas (Weighted U.S. Average) | Methane | 1.3 | 0 | C
311613 | 1007571 | 2023 |  | GP- Fayetteville | Natural Gas (Weighted U.S. Average) | Methane (Co2 eq) | 32.4 | 0 | C
311613 | 1007571 | 2023 |  | GP- Fayetteville | Natural Gas (Weighted U.S. Average) | Nitrous Oxide | 0.13 | 0 | C
311613 | 1007571 | 2023 |  | GP- Fayetteville | Natural Gas (Weighted U.S. Average) | Nitrous Oxide (Co2 eq) | 38.6 | 0 | C
325211 | 1007574 | 2023 | OB (Boiler, other) | 120 | Natural Gas (Weighted U.S. Average) | Carbon Dioxide Biogenic | 0 | 0 | C
325211 | 1007574 | 2023 | OB (Boiler, other) | 120 | Natural Gas (Weighted U.S. Average) | Carbon Dioxide Non-Biogenic | 18613.6 | 0 | C
325211 | 1007574 | 2023 | OB (Boiler, other) | 120 | Natural Gas (Weighted U.S. Average) | Carbon Dioxide Total | 18613.6 | 0 | C
325211 | 1007574 | 2023 | OB (Boiler, other) | 120 | Natural Gas (Weighted U.S. Average) | Methane | 0.35 | 0 | C
325211 | 1007574 | 2023 | OB (Boiler, other) | 120 | Natural Gas (Weighted U.S. Average) | Methane (Co2 eq) | 8.8 | 0 | C
325211 | 1007574 | 2023 | OB (Boiler, other) | 120 | Natural Gas (Weighted U.S. Average) | Nitrous Oxide | 0.035 | 0 | C
325211 | 1007574 | 2023 | OB (Boiler, other) | 120 | Natural Gas (Weighted U.S. Average) | Nitrous Oxide (Co2 eq) | 10.5 | 0 | C
325211 | 1007574 | 2023 | OB (Boiler, other) | 120 |  | Carbon Dioxide Biogenic | 0 | 0 | C
325211 | 1007574 | 2023 | OB (Boiler, other) | 120 |  | Carbon Dioxide Non-Biogenic | 5417.2 | 0 | C
325211 | 1007574 | 2023 | OB (Boiler, other) | 120 |  | Carbon Dioxide Total | 5417.2 | 0 | C
325211 | 1007574 | 2023 | OB (Boiler, other) | 120 |  | Methane | 0.24 | 0 | C
325211 | 1007574 | 2023 | OB (Boiler, other) | 120 |  | Methane (Co2 eq) | 6 | 0 | C
325211 | 1007574 | 2023 | OB (Boiler, other) | 120 |  | Nitrous Oxide | 0.048 | 0 | C
325211 | 1007574 | 2023 | OB (Boiler, other) | 120 |  | Nitrous Oxide (Co2 eq) | 14.3 | 0 | C
325211 | 1007574 | 2023 |  | GP-NGFB | Natural Gas (Weighted U.S. Average) | Carbon Dioxide Biogenic | 0 | 0 | C
325211 | 1007574 | 2023 |  | GP-NGFB | Natural Gas (Weighted U.S. Average) | Carbon Dioxide Non-Biogenic | 12707.4 | 0 | C
325211 | 1007574 | 2023 |  | GP-NGFB | Natural Gas (Weighted U.S. Average) | Carbon Dioxide Total | 12707.4 | 0 | C
325211 | 1007574 | 2023 |  | GP-NGFB | Natural Gas (Weighted U.S. Average) | Methane | 0.24 | 0 | C
325211 | 1007574 | 2023 |  | GP-NGFB | Natural Gas (Weighted U.S. Average) | Methane (Co2 eq) | 6 | 0 | C
325211 | 1007574 | 2023 |  | GP-NGFB | Natural Gas (Weighted U.S. Average) | Nitrous Oxide | 0.024 | 0 | C
325211 | 1007574 | 2023 |  | GP-NGFB | Natural Gas (Weighted U.S. Average) | Nitrous Oxide (Co2 eq) | 7.1 | 0 | C
322110 | 1007603 | 2023 | PRH (Process Heater) | Natural Gas Boiler #635-93A | Natural Gas (Weighted U.S. Average) | Carbon Dioxide Biogenic | 0 | 0 | C
322110 | 1007603 | 2023 | PRH (Process Heater) | Natural Gas Boiler #635-93A | Natural Gas (Weighted U.S. Average) | Carbon Dioxide Non-Biogenic | 15735.4 | 0 | C
322110 | 1007603 | 2023 | PRH (Process Heater) | Natural Gas Boiler #635-93A | Natural Gas (Weighted U.S. Average) | Carbon Dioxide Total | 15735.4 | 0 | C
322110 | 1007603 | 2023 | PRH (Process Heater) | Natural Gas Boiler #635-93A | Natural Gas (Weighted U.S. Average) | Methane | 0.3 | 0 | C
322110 | 1007603 | 2023 | PRH (Process Heater) | Natural Gas Boiler #635-93A | Natural Gas (Weighted U.S. Average) | Methane (Co2 eq) | 7.4 | 0 | C
322110 | 1007603 | 2023 | PRH (Process Heater) | Natural Gas Boiler #635-93A | Natural Gas (Weighted U.S. Average) | Nitrous Oxide | 0.03 | 0 | C
322110 | 1007603 | 2023 | PRH (Process Heater) | Natural Gas Boiler #635-93A | Natural Gas (Weighted U.S. Average) | Nitrous Oxide (Co2 eq) | 8.8 | 0 | C
325180 | 1007626 | 2023 |  | GP-1 | Natural Gas (Weighted U.S. Average) | Carbon Dioxide Biogenic | 0 | 0 | C
325180 | 1007626 | 2023 |  | GP-1 | Natural Gas (Weighted U.S. Average) | Carbon Dioxide Non-Biogenic | 1144.3 | 0 | C
325180 | 1007626 | 2023 |  | GP-1 | Natural Gas (Weighted U.S. Average) | Carbon Dioxide Total | 1144.3 | 0 | C
325180 | 1007626 | 2023 |  | GP-1 | Natural Gas (Weighted U.S. Average) | Methane | 0.02 | 0 | C
325180 | 1007626 | 2023 |  | GP-1 | Natural Gas (Weighted U.S. Average) | Methane (Co2 eq) | 0.5 | 0 | C
325180 | 1007626 | 2023 |  | GP-1 | Natural Gas (Weighted U.S. Average) | Nitrous Oxide | 0.002 | 0 | C
325180 | 1007626 | 2023 |  | GP-1 | Natural Gas (Weighted U.S. Average) | Nitrous Oxide (Co2 eq) | 0.6 | 0 | C
325180 | 1007626 | 2023 | Petrochemical process unit | Unit 2 |  | Carbon Dioxide | 55174.7 |  | X
325180 | 1007626 | 2023 | Petrochemical process unit | Unit 3 |  | Carbon Dioxide | 43371 |  | X
325180 | 1007626 | 2023 | Petrochemical process unit | Unit 4 |  | Carbon Dioxide | 43596.2 |  | X
325180 | 1007626 | 2023 | Petrochemical process unit | Unit 5 |  | Carbon Dioxide | 37881.3 |  | X
322130 | 1007627 | 2023 | Chemical Recovery Furnace | #1 Recovery Boiler |  | Carbon Dioxide Biogenic (Spent Liquor) | 401084.1 |  | AA | [9 empty] | 58 | 1967 | ALSTOM | 2.4 | 3.2 | 2 | D | 1035 | 875 | 825
322130 | 1007627 | 2023 | Chemical Recovery Furnace | #1 Recovery Boiler |  | Carbon Dioxide Non-Biogenic | 12548.6 |  | AA | [9 empty] | 58 | 1967 | ALSTOM | 2.4 | 3.2 | 2 | D | 1035 | 875 | 825
322130 | 1007627 | 2023 | Chemical Recovery Furnace | #1 Recovery Boiler |  | Methane | 0.24 |  | AA | [9 empty] | 58 | 1967 | ALSTOM | 2.4 | 3.2 | 2 | D | 1035 | 875 | 825
322130 | 1007627 | 2023 | Chemical Recovery Furnace | #1 Recovery Boiler |  | Methane Spent Liquor | 8.07 |  | AA | [9 empty] | 58 | 1967 | ALSTOM | 2.4 | 3.2 | 2 | D | 1035 | 875 | 825
322130 | 1007627 | 2023 | Chemical Recovery Furnace | #1 Recovery Boiler |  | Nitrous Oxide | 0.024 |  | AA | [9 empty] | 58 | 1967 | ALSTOM | 2.4 | 3.2 | 2 | D | 1035 | 875 | 825
322130 | 1007627 | 2023 | Chemical Recovery Furnace | #1 Recovery Boiler |  | Nitrous Oxide Spent Liquor | 1.784 |  | AA | [9 empty] | 58 | 1967 | ALSTOM | 2.4 | 3.2 | 2 | D | 1035 | 875 | 825
322130 | 1007627 | 2023 | Chemical Recovery Furnace | #2 Recovery Boiler |  | Carbon Dioxide Biogenic (Spent Liquor) | 403381 |  | AA | [9 empty] | 57 | 1968 | ALSTOM | 2.4 | 3.2 | 2 | D | 1035 | 875 | 825
322130 | 1007627 | 2023 | Chemical Recovery Furnace | #2 Recovery Boiler |  | Carbon Dioxide Non-Biogenic | 12537.7 |  | AA | [9 empty] | 57 | 1968 | ALSTOM | 2.4 | 3.2 | 2 | D | 1035 | 875 | 825
322130 | 1007627 | 2023 | Chemical Recovery Furnace | #2 Recovery Boiler |  | Methane | 0.24 |  | AA | [9 empty] | 57 | 1968 | ALSTOM | 2.4 | 3.2 | 2 | D | 1035 | 875 | 825
322130 | 1007627 | 2023 | Chemical Recovery Furnace | #2 Recovery Boiler |  | Methane Spent Liquor | 8.12 |  | AA | [9 empty] | 57 | 1968 | ALSTOM | 2.4 | 3.2 | 2 | D | 1035 | 875 | 825
322130 | 1007627 | 2023 | Chemical Recovery Furnace | #2 Recovery Boiler |  | Nitrous Oxide | 0.024 |  | AA | [9 empty] | 57 | 1968 | ALSTOM | 2.4 | 3.2 | 2 | D | 1035 | 875 | 825
322130 | 1007627 | 2023 | Chemical Recovery Furnace | #2 Recovery Boiler |  | Nitrous Oxide Spent Liquor | 1.795 |  | AA | [9 empty] | 57 | 1968 | ALSTOM | 2.4 | 3.2 | 2 | D | 1035 | 875 | 825
322130 | 1007627 | 2023 | S (Stoker Boiler) | Combination Boiler | Natural Gas (Weighted U.S. Average) | Carbon Dioxide Biogenic | 0 | 0 | C
322130 | 1007627 | 2023 | S (Stoker Boiler) | Combination Boiler | Natural Gas (Weighted U.S. Average) | Carbon Dioxide Non-Biogenic | 138235.1 | 0 | C
322130 | 1007627 | 2023 | S (Stoker Boiler) | Combination Boiler | Natural Gas (Weighted U.S. Average) | Carbon Dioxide Total | 138235.1 | 0 | C
322130 | 1007627 | 2023 | S (Stoker Boiler) | Combination Boiler | Natural Gas (Weighted U.S. Average) | Methane | 2.61 | 0 | C
322130 | 1007627 | 2023 | S (Stoker Boiler) | Combination Boiler | Natural Gas (Weighted U.S. Average) | Methane (Co2 eq) | 65.1 | 0 | C
322130 | 1007627 | 2023 | S (Stoker Boiler) | Combination Boiler | Natural Gas (Weighted U.S. Average) | Nitrous Oxide | 0.261 | 0 | C
322130 | 1007627 | 2023 | S (Stoker Boiler) | Combination Boiler | Natural Gas (Weighted U.S. Average) | Nitrous Oxide (Co2 eq) | 77.6 | 0 | C
322130 | 1007627 | 2023 | S (Stoker Boiler) | Combination Boiler | Wood and Wood Residuals (dry basis) | Carbon Dioxide Biogenic | 218317.6 | 0 | C
322130 | 1007627 | 2023 | S (Stoker Boiler) | Combination Boiler | Wood and Wood Residuals (dry basis) | Carbon Dioxide Non-Biogenic | 0 | 0 | C
322130 | 1007627 | 2023 | S (Stoker Boiler) | Combination Boiler | Wood and Wood Residuals (dry basis) | Carbon Dioxide Total | 218317.6 | 0 | C
322130 | 1007627 | 2023 | S (Stoker Boiler) | Combination Boiler | Wood and Wood Residuals (dry basis) | Methane | 16.76 | 0 | C
322130 | 1007627 | 2023 | S (Stoker Boiler) | Combination Boiler | Wood and Wood Residuals (dry basis) | Methane (Co2 eq) | 419 | 0 | C
322130 | 1007627 | 2023 | S (Stoker Boiler) | Combination Boiler | Wood and Wood Residuals (dry basis) | Nitrous Oxide | 8.379 | 0 | C
322130 | 1007627 | 2023 | S (Stoker Boiler) | Combination Boiler | Wood and Wood Residuals (dry basis) | Nitrous Oxide (Co2 eq) | 2496.9 | 0 | C
322130 | 1007627 | 2023 | S (Stoker Boiler) | Combination Boiler |  | Carbon Dioxide Biogenic | 0 | 0 | C
322130 | 1007627 | 2023 | S (Stoker Boiler) | Combination Boiler |  | Carbon Dioxide Non-Biogenic | 14884.5 | 0 | C
322130 | 1007627 | 2023 | S (Stoker Boiler) | Combination Boiler |  | Carbon Dioxide Total | 14884.5 | 0 | C
322130 | 1007627 | 2023 | S (Stoker Boiler) | Combination Boiler |  | Methane | 0 | 0 | C
322130 | 1007627 | 2023 | S (Stoker Boiler) | Combination Boiler |  | Methane (Co2 eq) | 0 | 0 | C
322130 | 1007627 | 2023 | S (Stoker Boiler) | Combination Boiler |  | Nitrous Oxide | 0 | 0 | C
322130 | 1007627 | 2023 | S (Stoker Boiler) | Combination Boiler |  | Nitrous Oxide (Co2 eq) | 0 | 0 | C
322130 | 1007627 | 2023 | Pulp Mill Lime Kiln | Lime Kiln |  | Carbon Dioxide Biogenic (Spent Liquor) | 0 |  | AA
322130 | 1007627 | 2023 | Pulp Mill Lime Kiln | Lime Kiln |  | Carbon Dioxide Non-Biogenic | 53399.1 |  | AA
322130 | 1007627 | 2023 | Pulp Mill Lime Kiln | Lime Kiln |  | Methane | 1.01 |  | AA
322130 | 1007627 | 2023 | Pulp Mill Lime Kiln | Lime Kiln |  | Methane Spent Liquor | 0 |  | AA
322130 | 1007627 | 2023 | Pulp Mill Lime Kiln | Lime Kiln |  | Nitrous Oxide | 0.101 |  | AA
322130 | 1007627 | 2023 | Pulp Mill Lime Kiln | Lime Kiln |  | Nitrous Oxide Spent Liquor | 0 |  | AA
322130 | 1007627 | 2023 | OB (Boiler, other) | Power Boiler | Natural Gas (Weighted U.S. Average) | Carbon Dioxide Biogenic | 0 | 0 | C
322130 | 1007627 | 2023 | OB (Boiler, other) | Power Boiler | Natural Gas (Weighted U.S. Average) | Carbon Dioxide Non-Biogenic | 244903.8 | 0 | C
322130 | 1007627 | 2023 | OB (Boiler, other) | Power Boiler | Natural Gas (Weighted U.S. Average) | Carbon Dioxide Total | 244903.8 | 0 | C
322130 | 1007627 | 2023 | OB (Boiler, other) | Power Boiler | Natural Gas (Weighted U.S. Average) | Methane | 4.62 | 0 | C
322130 | 1007627 | 2023 | OB (Boiler, other) | Power Boiler | Natural Gas (Weighted U.S. Average) | Methane (Co2 eq) | 115.4 | 0 | C
322130 | 1007627 | 2023 | OB (Boiler, other) | Power Boiler | Natural Gas (Weighted U.S. Average) | Nitrous Oxide | 0.462 | 0 | C
322130 | 1007627 | 2023 | OB (Boiler, other) | Power Boiler | Natural Gas (Weighted U.S. Average) | Nitrous Oxide (Co2 eq) | 137.5 | 0 | C
325199 | 1007694 | 2023 |  | GP-Natural Gas Fired Sources | Natural Gas (Weighted U.S. Average) | Carbon Dioxide Biogenic | 0 | 0 | C
325199 | 1007694 | 2023 |  | GP-Natural Gas Fired Sources | Natural Gas (Weighted U.S. Average) | Carbon Dioxide Non-Biogenic | 141589 | 0 | C
325199 | 1007694 | 2023 |  | GP-Natural Gas Fired Sources | Natural Gas (Weighted U.S. Average) | Carbon Dioxide Total | 141589 | 0 | C
325199 | 1007694 | 2023 |  | GP-Natural Gas Fired Sources | Natural Gas (Weighted U.S. Average) | Methane | 2.67 | 0 | C
325199 | 1007694 | 2023 |  | GP-Natural Gas Fired Sources | Natural Gas (Weighted U.S. Average) | Methane (Co2 eq) | 66.7 | 0 | C
325199 | 1007694 | 2023 |  | GP-Natural Gas Fired Sources | Natural Gas (Weighted U.S. Average) | Nitrous Oxide | 0.267 | 0 | C
325199 | 1007694 | 2023 |  | GP-Natural Gas Fired Sources | Natural Gas (Weighted U.S. Average) | Nitrous Oxide (Co2 eq) | 79.5 | 0 | C
325120 | 1007715 | 2023 |  | GP-01 | Propane Gas | Carbon Dioxide Biogenic | 0 | 0 | C
325120 | 1007715 | 2023 |  | GP-01 | Propane Gas | Carbon Dioxide Non-Biogenic | 824.9 | 0 | C
325120 | 1007715 | 2023 |  | GP-01 | Propane Gas | Carbon Dioxide Total | 824.9 | 0 | C
325120 | 1007715 | 2023 |  | GP-01 | Propane Gas | Methane | 0.04 | 0 | C
325120 | 1007715 | 2023 |  | GP-01 | Propane Gas | Methane (Co2 eq) | 1 | 0 | C
325120 | 1007715 | 2023 |  | GP-01 | Propane Gas | Nitrous Oxide | 0.008 | 0 | C
325120 | 1007715 | 2023 |  | GP-01 | Propane Gas | Nitrous Oxide (Co2 eq) | 2.4 | 0 | C
325193 | 1007730 | 2023 |  | CP-LEI-NaturalGas | Distillate Fuel Oil No. 2 | Carbon Dioxide Biogenic | 0 | 2110.5 | C
325193 | 1007730 | 2023 |  | CP-LEI-NaturalGas | Distillate Fuel Oil No. 2 | Carbon Dioxide Non-Biogenic | 21.5 | 2110.5 | C
325193 | 1007730 | 2023 |  | CP-LEI-NaturalGas | Distillate Fuel Oil No. 2 | Carbon Dioxide Total | 21.5 | 2110.5 | C
325193 | 1007730 | 2023 |  | CP-LEI-NaturalGas | Distillate Fuel Oil No. 2 | Methane | 0 | 2110.5 | C
325193 | 1007730 | 2023 |  | CP-LEI-NaturalGas | Distillate Fuel Oil No. 2 | Methane (Co2 eq) | 0 | 2110.5 | C
325193 | 1007730 | 2023 |  | CP-LEI-NaturalGas | Distillate Fuel Oil No. 2 | Nitrous Oxide | 0 | 2110.5 | C
325193 | 1007730 | 2023 |  | CP-LEI-NaturalGas | Distillate Fuel Oil No. 2 | Nitrous Oxide (Co2 eq) | 0.1 | 2110.5 | C
325193 | 1007730 | 2023 |  | CP-LEI-NaturalGas | Natural Gas (Weighted U.S. Average) | Carbon Dioxide Biogenic | 0 | 0 | C
325193 | 1007730 | 2023 |  | CP-LEI-NaturalGas | Natural Gas (Weighted U.S. Average) | Carbon Dioxide Non-Biogenic | 127831.3 | 0 | C
325193 | 1007730 | 2023 |  | CP-LEI-NaturalGas | Natural Gas (Weighted U.S. Average) | Carbon Dioxide Total | 127831.3 | 0 | C
325193 | 1007730 | 2023 |  | CP-LEI-NaturalGas | Natural Gas (Weighted U.S. Average) | Methane | 2.41 | 0 | C
325193 | 1007730 | 2023 |  | CP-LEI-NaturalGas | Natural Gas (Weighted U.S. Average) | Methane (Co2 eq) | 60.2 | 0 | C
325193 | 1007730 | 2023 |  | CP-LEI-NaturalGas | Natural Gas (Weighted U.S. Average) | Nitrous Oxide | 0.241 | 0 | C
325193 | 1007730 | 2023 |  | CP-LEI-NaturalGas | Natural Gas (Weighted U.S. Average) | Nitrous Oxide (Co2 eq) | 71.8 | 0 | C
325110 | 1007750 | 2023 |  | CP-Fuel Gas Header | Natural Gas (Weighted U.S. Average) | Carbon Dioxide Biogenic | 0 | 0 | C
325110 | 1007750 | 2023 |  | CP-Fuel Gas Header | Natural Gas (Weighted U.S. Average) | Carbon Dioxide Non-Biogenic | 57825 | 0 | C
325110 | 1007750 | 2023 |  | CP-Fuel Gas Header | Natural Gas (Weighted U.S. Average) | Carbon Dioxide Total | 57825 | 0 | C
325110 | 1007750 | 2023 |  | CP-Fuel Gas Header | Natural Gas (Weighted U.S. Average) | Methane | 1.09 | 0 | C
325110 | 1007750 | 2023 |  | CP-Fuel Gas Header | Natural Gas (Weighted U.S. Average) | Methane (Co2 eq) | 27.2 | 0 | C
325110 | 1007750 | 2023 |  | CP-Fuel Gas Header | Natural Gas (Weighted U.S. Average) | Nitrous Oxide | 0.109 | 0 | C
325110 | 1007750 | 2023 |  | CP-Fuel Gas Header | Natural Gas (Weighted U.S. Average) | Nitrous Oxide (Co2 eq) | 32.5 | 0 | C
325110 | 1007750 | 2023 | RICE (Reciprocating internal combustion engine) | EPG-1 | Distillate Fuel Oil No. 2 | Carbon Dioxide Biogenic | 0 | 0 | C
325110 | 1007750 | 2023 | RICE (Reciprocating internal combustion engine) | EPG-1 | Distillate Fuel Oil No. 2 | Carbon Dioxide Non-Biogenic | 4.2 | 0 | C
325110 | 1007750 | 2023 | RICE (Reciprocating internal combustion engine) | EPG-1 | Distillate Fuel Oil No. 2 | Carbon Dioxide Total | 4.2 | 0 | C
325110 | 1007750 | 2023 | RICE (Reciprocating internal combustion engine) | EPG-1 | Distillate Fuel Oil No. 2 | Methane | 0 | 0 | C
325110 | 1007750 | 2023 | RICE (Reciprocating internal combustion engine) | EPG-1 | Distillate Fuel Oil No. 2 | Methane (Co2 eq) | 0 | 0 | C
325110 | 1007750 | 2023 | RICE (Reciprocating internal combustion engine) | EPG-1 | Distillate Fuel Oil No. 2 | Nitrous Oxide | 0 | 0 | C
325110 | 1007750 | 2023 | RICE (Reciprocating internal combustion engine) | EPG-1 | Distillate Fuel Oil No. 2 | Nitrous Oxide (Co2 eq) | 0 | 0 | C
325110 | 1007750 | 2023 | RICE (Reciprocating internal combustion engine) | EPG-2 | Distillate Fuel Oil No. 2 | Carbon Dioxide Biogenic | 0 | 0 | C
325110 | 1007750 | 2023 | RICE (Reciprocating internal combustion engine) | EPG-2 | Distillate Fuel Oil No. 2 | Carbon Dioxide Non-Biogenic | 1.1 | 0 | C
325110 | 1007750 | 2023 | RICE (Reciprocating internal combustion engine) | EPG-2 | Distillate Fuel Oil No. 2 | Carbon Dioxide Total | 1.1 | 0 | C
325110 | 1007750 | 2023 | RICE (Reciprocating internal combustion engine) | EPG-2 | Distillate Fuel Oil No. 2 | Methane | 0 | 0 | C
325110 | 1007750 | 2023 | RICE (Reciprocating internal combustion engine) | EPG-2 | Distillate Fuel Oil No. 2 | Methane (Co2 eq) | 0 | 0 | C
325110 | 1007750 | 2023 | RICE (Reciprocating internal combustion engine) | EPG-2 | Distillate Fuel Oil No. 2 | Nitrous Oxide | 0 | 0 | C
325110 | 1007750 | 2023 | RICE (Reciprocating internal combustion engine) | EPG-2 | Distillate Fuel Oil No. 2 | Nitrous Oxide (Co2 eq) | 0 | 0 | C
325110 | 1007750 | 2023 | RICE (Reciprocating internal combustion engine) | EPG-3 | Distillate Fuel Oil No. 2 | Carbon Dioxide Biogenic | 0 | 0 | C
325110 | 1007750 | 2023 | RICE (Reciprocating internal combustion engine) | EPG-3 | Distillate Fuel Oil No. 2 | Carbon Dioxide Non-Biogenic | 0.4 | 0 | C
325110 | 1007750 | 2023 | RICE (Reciprocating internal combustion engine) | EPG-3 | Distillate Fuel Oil No. 2 | Carbon Dioxide Total | 0.4 | 0 | C
325110 | 1007750 | 2023 | RICE (Reciprocating internal combustion engine) | EPG-3 | Distillate Fuel Oil No. 2 | Methane | 0 | 0 | C
325110 | 1007750 | 2023 | RICE (Reciprocating internal combustion engine) | EPG-3 | Distillate Fuel Oil No. 2 | Methane (Co2 eq) | 0 | 0 | C
325110 | 1007750 | 2023 | RICE (Reciprocating internal combustion engine) | EPG-3 | Distillate Fuel Oil No. 2 | Nitrous Oxide | 0 | 0 | C
325110 | 1007750 | 2023 | RICE (Reciprocating internal combustion engine) | EPG-3 | Distillate Fuel Oil No. 2 | Nitrous Oxide (Co2 eq) | 0 | 0 | C
325110 | 1007750 | 2023 | Petrochemical process unit | VCM Unit |  | Carbon Dioxide | 9026.1 |  | X
325180 | 1007767 | 2023 | PD (Product or intermediate product dryer) | AB-13 | Natural Gas (Weighted U.S. Average) | Carbon Dioxide Biogenic | 0 | 13259000 | C
325180 | 1007767 | 2023 | PD (Product or intermediate product dryer) | AB-13 | Natural Gas (Weighted U.S. Average) | Carbon Dioxide Non-Biogenic | 721.8 | 13259000 | C
325180 | 1007767 | 2023 | PD (Product or intermediate product dryer) | AB-13 | Natural Gas (Weighted U.S. Average) | Carbon Dioxide Total | 721.8 | 13259000 | C
325180 | 1007767 | 2023 | PD (Product or intermediate product dryer) | AB-13 | Natural Gas (Weighted U.S. Average) | Methane | 0.01 | 13259000 | C
325180 | 1007767 | 2023 | PD (Product or intermediate product dryer) | AB-13 | Natural Gas (Weighted U.S. Average) | Methane (Co2 eq) | 0.3 | 13259000 | C
325180 | 1007767 | 2023 | PD (Product or intermediate product dryer) | AB-13 | Natural Gas (Weighted U.S. Average) | Nitrous Oxide | 0.001 | 13259000 | C
325180 | 1007767 | 2023 | PD (Product or intermediate product dryer) | AB-13 | Natural Gas (Weighted U.S. Average) | Nitrous Oxide (Co2 eq) | 0.4 | 13259000 | C
325180 | 1007767 | 2023 | OB (Boiler, other) | BOILER AB-011 | Natural Gas (Weighted U.S. Average) | Carbon Dioxide Biogenic | 0 | 609851248 | C
325180 | 1007767 | 2023 | OB (Boiler, other) | BOILER AB-011 | Natural Gas (Weighted U.S. Average) | Carbon Dioxide Non-Biogenic | 33200 | 609851248 | C
325180 | 1007767 | 2023 | OB (Boiler, other) | BOILER AB-011 | Natural Gas (Weighted U.S. Average) | Carbon Dioxide Total | 33200 | 609851248 | C
325180 | 1007767 | 2023 | OB (Boiler, other) | BOILER AB-011 | Natural Gas (Weighted U.S. Average) | Methane | 0.63 | 609851248 | C
325180 | 1007767 | 2023 | OB (Boiler, other) | BOILER AB-011 | Natural Gas (Weighted U.S. Average) | Methane (Co2 eq) | 15.6 | 609851248 | C
325180 | 1007767 | 2023 | OB (Boiler, other) | BOILER AB-011 | Natural Gas (Weighted U.S. Average) | Nitrous Oxide | 0.063 | 609851248 | C
325180 | 1007767 | 2023 | OB (Boiler, other) | BOILER AB-011 | Natural Gas (Weighted U.S. Average) | Nitrous Oxide (Co2 eq) | 18.6 | 609851248 | C
325311 | 1007770 | 2023 | RICE (Reciprocating internal combustion engine) | Emergency Firewater Pump Engine | Distillate Fuel Oil No. 2 | Carbon Dioxide Biogenic | 0 | 0 | C
325311 | 1007770 | 2023 | RICE (Reciprocating internal combustion engine) | Emergency Firewater Pump Engine | Distillate Fuel Oil No. 2 | Carbon Dioxide Non-Biogenic | 3.4 | 0 | C
325311 | 1007770 | 2023 | RICE (Reciprocating internal combustion engine) | Emergency Firewater Pump Engine | Distillate Fuel Oil No. 2 | Carbon Dioxide Total | 3.4 | 0 | C
325311 | 1007770 | 2023 | RICE (Reciprocating internal combustion engine) | Emergency Firewater Pump Engine | Distillate Fuel Oil No. 2 | Methane | 0 | 0 | C
325311 | 1007770 | 2023 | RICE (Reciprocating internal combustion engine) | Emergency Firewater Pump Engine | Distillate Fuel Oil No. 2 | Methane (Co2 eq) | 0 | 0 | C
325311 | 1007770 | 2023 | RICE (Reciprocating internal combustion engine) | Emergency Firewater Pump Engine | Distillate Fuel Oil No. 2 | Nitrous Oxide | 0 | 0 | C
325311 | 1007770 | 2023 | RICE (Reciprocating internal combustion engine) | Emergency Firewater Pump Engine | Distillate Fuel Oil No. 2 | Nitrous Oxide (Co2 eq) | 0 | 0 | C
325311 | 1007770 | 2023 |  | GP-Nat Gas Fired Equip (<100 MMBtu/hr) | Natural Gas (Weighted U.S. Average) | Carbon Dioxide Biogenic | 0 | 0 | C
325311 | 1007770 | 2023 |  | GP-Nat Gas Fired Equip (<100 MMBtu/hr) | Natural Gas (Weighted U.S. Average) | Carbon Dioxide Non-Biogenic | 23983.5 | 0 | C
325311 | 1007770 | 2023 |  | GP-Nat Gas Fired Equip (<100 MMBtu/hr) | Natural Gas (Weighted U.S. Average) | Carbon Dioxide Total | 23983.5 | 0 | C
325311 | 1007770 | 2023 |  | GP-Nat Gas Fired Equip (<100 MMBtu/hr) | Natural Gas (Weighted U.S. Average) | Methane | 0.45 | 0 | C
325311 | 1007770 | 2023 |  | GP-Nat Gas Fired Equip (<100 MMBtu/hr) | Natural Gas (Weighted U.S. Average) | Methane (Co2 eq) | 11.3 | 0 | C
325311 | 1007770 | 2023 |  | GP-Nat Gas Fired Equip (<100 MMBtu/hr) | Natural Gas (Weighted U.S. Average) | Nitrous Oxide | 0.045 | 0 | C
325311 | 1007770 | 2023 |  | GP-Nat Gas Fired Equip (<100 MMBtu/hr) | Natural Gas (Weighted U.S. Average) | Nitrous Oxide (Co2 eq) | 13.5 | 0 | C
325311 | 1007770 | 2023 |  | No. 1 Nitric Acid Plant Train |  | Nitrous Oxide | 0 |  | V
325311 | 1007770 | 2023 |  | No. 2 Nitric Acid Plant Train |  | Nitrous Oxide | 570.7867 |  | V
325311 | 1007770 | 2023 |  | Syn Ammonia Plant-Nat Gas Feedstock |  | Carbon Dioxide | 193859.4 |  | G
325311 | 1007770 | 2023 | PRH (Process Heater) | Synthetic Ammonia Plant Reformer | Natural Gas (Weighted U.S. Average) | Carbon Dioxide Biogenic | 0 | 0 | C
325311 | 1007770 | 2023 | PRH (Process Heater) | Synthetic Ammonia Plant Reformer | Natural Gas (Weighted U.S. Average) | Carbon Dioxide Non-Biogenic | 97446.8 | 0 | C
325311 | 1007770 | 2023 | PRH (Process Heater) | Synthetic Ammonia Plant Reformer | Natural Gas (Weighted U.S. Average) | Carbon Dioxide Total | 97446.8 | 0 | C
325311 | 1007770 | 2023 | PRH (Process Heater) | Synthetic Ammonia Plant Reformer | Natural Gas (Weighted U.S. Average) | Methane | 1.84 | 0 | C
325311 | 1007770 | 2023 | PRH (Process Heater) | Synthetic Ammonia Plant Reformer | Natural Gas (Weighted U.S. Average) | Methane (Co2 eq) | 45.9 | 0 | C
325311 | 1007770 | 2023 | PRH (Process Heater) | Synthetic Ammonia Plant Reformer | Natural Gas (Weighted U.S. Average) | Nitrous Oxide | 0.184 | 0 | C
325311 | 1007770 | 2023 | PRH (Process Heater) | Synthetic Ammonia Plant Reformer | Natural Gas (Weighted U.S. Average) | Nitrous Oxide (Co2 eq) | 54.7 | 0 | C
322130 | 1007804 | 2023 | CH (Comfort heater) | 1 | Propane | Carbon Dioxide Biogenic | 0 | 0 | C
322130 | 1007804 | 2023 | CH (Comfort heater) | 1 | Propane | Carbon Dioxide Non-Biogenic | 8.4 | 0 | C
322130 | 1007804 | 2023 | CH (Comfort heater) | 1 | Propane | Carbon Dioxide Total | 8.4 | 0 | C
322130 | 1007804 | 2023 | CH (Comfort heater) | 1 | Propane | Methane | 0 | 0 | C
322130 | 1007804 | 2023 | CH (Comfort heater) | 1 | Propane | Methane (Co2 eq) | 0 | 0 | C
322130 | 1007804 | 2023 | CH (Comfort heater) | 1 | Propane | Nitrous Oxide | 0 | 0 | C
322130 | 1007804 | 2023 | CH (Comfort heater) | 1 | Propane | Nitrous Oxide (Co2 eq) | 0 | 0 | C
322130 | 1007804 | 2023 |  | GP-01 | Natural Gas (Weighted U.S. Average) | Carbon Dioxide Biogenic | 0 | 0 | C
322130 | 1007804 | 2023 |  | GP-01 | Natural Gas (Weighted U.S. Average) | Carbon Dioxide Non-Biogenic | 38474.7 | 0 | C
322130 | 1007804 | 2023 |  | GP-01 | Natural Gas (Weighted U.S. Average) | Carbon Dioxide Total | 38474.7 | 0 | C
322130 | 1007804 | 2023 |  | GP-01 | Natural Gas (Weighted U.S. Average) | Methane | 0.73 | 0 | C
322130 | 1007804 | 2023 |  | GP-01 | Natural Gas (Weighted U.S. Average) | Methane (Co2 eq) | 18.1 | 0 | C
322130 | 1007804 | 2023 |  | GP-01 | Natural Gas (Weighted U.S. Average) | Nitrous Oxide | 0.073 | 0 | C
322130 | 1007804 | 2023 |  | GP-01 | Natural Gas (Weighted U.S. Average) | Nitrous Oxide (Co2 eq) | 21.6 | 0 | C
322130 | 1007804 | 2023 |  | GP-01 | Residual Fuel Oil No. 6 | Carbon Dioxide Biogenic | 0 | 0 | C
322130 | 1007804 | 2023 |  | GP-01 | Residual Fuel Oil No. 6 | Carbon Dioxide Non-Biogenic | 0 | 0 | C
322130 | 1007804 | 2023 |  | GP-01 | Residual Fuel Oil No. 6 | Carbon Dioxide Total | 0 | 0 | C
322130 | 1007804 | 2023 |  | GP-01 | Residual Fuel Oil No. 6 | Methane | 0 | 0 | C
322130 | 1007804 | 2023 |  | GP-01 | Residual Fuel Oil No. 6 | Methane (Co2 eq) | 0 | 0 | C
322130 | 1007804 | 2023 |  | GP-01 | Residual Fuel Oil No. 6 | Nitrous Oxide | 0 | 0 | C
322130 | 1007804 | 2023 |  | GP-01 | Residual Fuel Oil No. 6 | Nitrous Oxide (Co2 eq) | 0 | 0 | C
325199 | 1007805 | 2023 |  | CP- Natural Gas Use | Natural Gas (Weighted U.S. Average) | Carbon Dioxide Biogenic | 0 | 0 | C
325199 | 1007805 | 2023 |  | CP- Natural Gas Use | Natural Gas (Weighted U.S. Average) | Carbon Dioxide Non-Biogenic | 26193.9 | 0 | C
325199 | 1007805 | 2023 |  | CP- Natural Gas Use | Natural Gas (Weighted U.S. Average) | Carbon Dioxide Total | 26193.9 | 0 | C
325199 | 1007805 | 2023 |  | CP- Natural Gas Use | Natural Gas (Weighted U.S. Average) | Methane | 0.49 | 0 | C
325199 | 1007805 | 2023 |  | CP- Natural Gas Use | Natural Gas (Weighted U.S. Average) | Methane (Co2 eq) | 12.3 | 0 | C
325199 | 1007805 | 2023 |  | CP- Natural Gas Use | Natural Gas (Weighted U.S. Average) | Nitrous Oxide | 0.049 | 0 | C
325199 | 1007805 | 2023 |  | CP- Natural Gas Use | Natural Gas (Weighted U.S. Average) | Nitrous Oxide (Co2 eq) | 14.7 | 0 | C
325199 | 1007805 | 2023 |  | GP- Diesel Usage | Distillate Fuel Oil No. 2 | Carbon Dioxide Biogenic | 0 | 0 | C
325199 | 1007805 | 2023 |  | GP- Diesel Usage | Distillate Fuel Oil No. 2 | Carbon Dioxide Non-Biogenic | 0 | 0 | C
325199 | 1007805 | 2023 |  | GP- Diesel Usage | Distillate Fuel Oil No. 2 | Carbon Dioxide Total | 0 | 0 | C
325199 | 1007805 | 2023 |  | GP- Diesel Usage | Distillate Fuel Oil No. 2 | Methane | 0 | 0 | C
325199 | 1007805 | 2023 |  | GP- Diesel Usage | Distillate Fuel Oil No. 2 | Methane (Co2 eq) | 0 | 0 | C
325199 | 1007805 | 2023 |  | GP- Diesel Usage | Distillate Fuel Oil No. 2 | Nitrous Oxide | 0 | 0 | C
325199 | 1007805 | 2023 |  | GP- Diesel Usage | Distillate Fuel Oil No. 2 | Nitrous Oxide (Co2 eq) | 0 | 0 | C
325199 | 1007805 | 2023 |  | GP- Gasoline Use | Motor Gasoline | Carbon Dioxide Biogenic | 0 | 0 | C
325199 | 1007805 | 2023 |  | GP- Gasoline Use | Motor Gasoline | Carbon Dioxide Non-Biogenic | 0 | 0 | C
325199 | 1007805 | 2023 |  | GP- Gasoline Use | Motor Gasoline | Carbon Dioxide Total | 0 | 0 | C
325199 | 1007805 | 2023 |  | GP- Gasoline Use | Motor Gasoline | Methane | 0 | 0 | C
325199 | 1007805 | 2023 |  | GP- Gasoline Use | Motor Gasoline | Methane (Co2 eq) | 0 | 0 | C
325199 | 1007805 | 2023 |  | GP- Gasoline Use | Motor Gasoline | Nitrous Oxide | 0 | 0 | C
325199 | 1007805 | 2023 |  | GP- Gasoline Use | Motor Gasoline | Nitrous Oxide (Co2 eq) | 0 | 0 | C
325193 | 1007809 | 2023 |  | GP-northeast missouri grain | Natural Gas (Weighted U.S. Average) | Carbon Dioxide Biogenic | 0 | 0 | C
325193 | 1007809 | 2023 |  | GP-northeast missouri grain | Natural Gas (Weighted U.S. Average) | Carbon Dioxide Non-Biogenic | 46811.5 | 0 | C
325193 | 1007809 | 2023 |  | GP-northeast missouri grain | Natural Gas (Weighted U.S. Average) | Carbon Dioxide Total | 46811.5 | 0 | C
325193 | 1007809 | 2023 |  | GP-northeast missouri grain | Natural Gas (Weighted U.S. Average) | Methane | 0.88 | 0 | C
325193 | 1007809 | 2023 |  | GP-northeast missouri grain | Natural Gas (Weighted U.S. Average) | Methane (Co2 eq) | 22.1 | 0 | C
325193 | 1007809 | 2023 |  | GP-northeast missouri grain | Natural Gas (Weighted U.S. Average) | Nitrous Oxide | 0.088 | 0 | C
325193 | 1007809 | 2023 |  | GP-northeast missouri grain | Natural Gas (Weighted U.S. Average) | Nitrous Oxide (Co2 eq) | 26.3 | 0 | C
325193 | 1007819 | 2023 |  | CP-001 | Natural Gas (Weighted U.S. Average) | Carbon Dioxide Biogenic | 0 | 0 | C
325193 | 1007819 | 2023 |  | CP-001 | Natural Gas (Weighted U.S. Average) | Carbon Dioxide Non-Biogenic | 114422.5 | 0 | C
325193 | 1007819 | 2023 |  | CP-001 | Natural Gas (Weighted U.S. Average) | Carbon Dioxide Total | 114422.5 | 0 | C
325193 | 1007819 | 2023 |  | CP-001 | Natural Gas (Weighted U.S. Average) | Methane | 2.16 | 0 | C
325193 | 1007819 | 2023 |  | CP-001 | Natural Gas (Weighted U.S. Average) | Methane (Co2 eq) | 53.9 | 0 | C
325193 | 1007819 | 2023 |  | CP-001 | Natural Gas (Weighted U.S. Average) | Nitrous Oxide | 0.216 | 0 | C
325193 | 1007819 | 2023 |  | CP-001 | Natural Gas (Weighted U.S. Average) | Nitrous Oxide (Co2 eq) | 64.3 | 0 | C
311611 | 1007824 | 2023 |  | GP-Boilers/dryers | Natural Gas (Weighted U.S. Average) | Carbon Dioxide Biogenic | 0 | 903832352.9 | C
311611 | 1007824 | 2023 |  | GP-Boilers/dryers | Natural Gas (Weighted U.S. Average) | Carbon Dioxide Non-Biogenic | 49204.2 | 903832352.9 | C
311611 | 1007824 | 2023 |  | GP-Boilers/dryers | Natural Gas (Weighted U.S. Average) | Carbon Dioxide Total | 49204.2 | 903832352.9 | C
311611 | 1007824 | 2023 |  | GP-Boilers/dryers | Natural Gas (Weighted U.S. Average) | Methane | 0.93 | 903832352.9 | C
311611 | 1007824 | 2023 |  | GP-Boilers/dryers | Natural Gas (Weighted U.S. Average) | Methane (Co2 eq) | 23.2 | 903832352.9 | C
311611 | 1007824 | 2023 |  | GP-Boilers/dryers | Natural Gas (Weighted U.S. Average) | Nitrous Oxide | 0.093 | 903832352.9 | C
311611 | 1007824 | 2023 |  | GP-Boilers/dryers | Natural Gas (Weighted U.S. Average) | Nitrous Oxide (Co2 eq) | 27.6 | 903832352.9 | C
311611 | 1007824 | 2023 |  | GP-Boilers/dryers | Other Biomass Gases | Carbon Dioxide Biogenic | 8323.9 | 244059986 | C
311611 | 1007824 | 2023 |  | GP-Boilers/dryers | Other Biomass Gases | Carbon Dioxide Non-Biogenic | 0 | 244059986 | C
311611 | 1007824 | 2023 |  | GP-Boilers/dryers | Other Biomass Gases | Carbon Dioxide Total | 8323.9 | 244059986 | C
311611 | 1007824 | 2023 |  | GP-Boilers/dryers | Other Biomass Gases | Methane | 0.51 | 244059986 | C
311611 | 1007824 | 2023 |  | GP-Boilers/dryers | Other Biomass Gases | Methane (Co2 eq) | 12.8 | 244059986 | C
311611 | 1007824 | 2023 |  | GP-Boilers/dryers | Other Biomass Gases | Nitrous Oxide | 0.101 | 244059986 | C
311611 | 1007824 | 2023 |  | GP-Boilers/dryers | Other Biomass Gases | Nitrous Oxide (Co2 eq) | 30 | 244059986 | C
325193 | 1007830 | 2023 |  | CP-Main Gas Feed Pipe | Natural Gas (Weighted U.S. Average) | Carbon Dioxide Biogenic | 0 | 0 | C
325193 | 1007830 | 2023 |  | CP-Main Gas Feed Pipe | Natural Gas (Weighted U.S. Average) | Carbon Dioxide Non-Biogenic | 53202.6 | 0 | C
325193 | 1007830 | 2023 |  | CP-Main Gas Feed Pipe | Natural Gas (Weighted U.S. Average) | Carbon Dioxide Total | 53202.6 | 0 | C
325193 | 1007830 | 2023 |  | CP-Main Gas Feed Pipe | Natural Gas (Weighted U.S. Average) | Methane | 1 | 0 | C
325193 | 1007830 | 2023 |  | CP-Main Gas Feed Pipe | Natural Gas (Weighted U.S. Average) | Methane (Co2 eq) | 25.1 | 0 | C
325193 | 1007830 | 2023 |  | CP-Main Gas Feed Pipe | Natural Gas (Weighted U.S. Average) | Nitrous Oxide | 0.1 | 0 | C
325193 | 1007830 | 2023 |  | CP-Main Gas Feed Pipe | Natural Gas (Weighted U.S. Average) | Nitrous Oxide (Co2 eq) | 29.9 | 0 | C
322130 | 1007846 | 2023 | OB (Boiler, other) | 22 | Natural Gas (Weighted U.S. Average) | Carbon Dioxide Biogenic | 0 | 0 | C
322130 | 1007846 | 2023 | OB (Boiler, other) | 22 | Natural Gas (Weighted U.S. Average) | Carbon Dioxide Non-Biogenic | 72208 | 0 | C
322130 | 1007846 | 2023 | OB (Boiler, other) | 22 | Natural Gas (Weighted U.S. Average) | Carbon Dioxide Total | 72208 | 0 | C
322130 | 1007846 | 2023 | OB (Boiler, other) | 22 | Natural Gas (Weighted U.S. Average) | Methane | 1.36 | 0 | C
322130 | 1007846 | 2023 | OB (Boiler, other) | 22 | Natural Gas (Weighted U.S. Average) | Methane (Co2 eq) | 34 | 0 | C
322130 | 1007846 | 2023 | OB (Boiler, other) | 22 | Natural Gas (Weighted U.S. Average) | Nitrous Oxide | 0.136 | 0 | C
322130 | 1007846 | 2023 | OB (Boiler, other) | 22 | Natural Gas (Weighted U.S. Average) | Nitrous Oxide (Co2 eq) | 40.6 | 0 | C
322130 | 1007846 | 2023 | OB (Boiler, other) | 23 | Natural Gas (Weighted U.S. Average) | Carbon Dioxide Biogenic | 0 | 0 | C
322130 | 1007846 | 2023 | OB (Boiler, other) | 23 | Natural Gas (Weighted U.S. Average) | Carbon Dioxide Non-Biogenic | 85254.8 | 0 | C
322130 | 1007846 | 2023 | OB (Boiler, other) | 23 | Natural Gas (Weighted U.S. Average) | Carbon Dioxide Total | 85254.8 | 0 | C
322130 | 1007846 | 2023 | OB (Boiler, other) | 23 | Natural Gas (Weighted U.S. Average) | Methane | 1.61 | 0 | C
322130 | 1007846 | 2023 | OB (Boiler, other) | 23 | Natural Gas (Weighted U.S. Average) | Methane (Co2 eq) | 40.2 | 0 | C
322130 | 1007846 | 2023 | OB (Boiler, other) | 23 | Natural Gas (Weighted U.S. Average) | Nitrous Oxide | 0.161 | 0 | C
322130 | 1007846 | 2023 | OB (Boiler, other) | 23 | Natural Gas (Weighted U.S. Average) | Nitrous Oxide (Co2 eq) | 47.9 | 0 | C
322130 | 1007846 | 2023 | OB (Boiler, other) | 26 | Natural Gas (Weighted U.S. Average) | Carbon Dioxide Biogenic | 0 | 0 | C
322130 | 1007846 | 2023 | OB (Boiler, other) | 26 | Natural Gas (Weighted U.S. Average) | Carbon Dioxide Non-Biogenic | 89144.3 | 0 | C
322130 | 1007846 | 2023 | OB (Boiler, other) | 26 | Natural Gas (Weighted U.S. Average) | Carbon Dioxide Total | 89144.3 | 0 | C
322130 | 1007846 | 2023 | OB (Boiler, other) | 26 | Natural Gas (Weighted U.S. Average) | Methane | 1.68 | 0 | C
322130 | 1007846 | 2023 | OB (Boiler, other) | 26 | Natural Gas (Weighted U.S. Average) | Methane (Co2 eq) | 42 | 0 | C
322130 | 1007846 | 2023 | OB (Boiler, other) | 26 | Natural Gas (Weighted U.S. Average) | Nitrous Oxide | 0.168 | 0 | C
322130 | 1007846 | 2023 | OB (Boiler, other) | 26 | Natural Gas (Weighted U.S. Average) | Nitrous Oxide (Co2 eq) | 50.1 | 0 | C
325193 | 1007847 | 2023 |  | GP-TO | Natural Gas (Weighted U.S. Average) | Carbon Dioxide Biogenic | 0 | 0 | C
325193 | 1007847 | 2023 |  | GP-TO | Natural Gas (Weighted U.S. Average) | Carbon Dioxide Non-Biogenic | 81449.8 | 0 | C
325193 | 1007847 | 2023 |  | GP-TO | Natural Gas (Weighted U.S. Average) | Carbon Dioxide Total | 81449.8 | 0 | C
325193 | 1007847 | 2023 |  | GP-TO | Natural Gas (Weighted U.S. Average) | Methane | 1.54 | 0 | C
325193 | 1007847 | 2023 |  | GP-TO | Natural Gas (Weighted U.S. Average) | Methane (Co2 eq) | 38.4 | 0 | C
325193 | 1007847 | 2023 |  | GP-TO | Natural Gas (Weighted U.S. Average) | Nitrous Oxide | 0.154 | 0 | C
325193 | 1007847 | 2023 |  | GP-TO | Natural Gas (Weighted U.S. Average) | Nitrous Oxide (Co2 eq) | 45.7 | 0 | C
322130 | 1007867 | 2023 | OB (Boiler, other) | Combination Boiler #1 | Natural Gas (Weighted U.S. Average) | Carbon Dioxide Biogenic | 0 | 0 | C
322130 | 1007867 | 2023 | OB (Boiler, other) | Combination Boiler #1 | Natural Gas (Weighted U.S. Average) | Carbon Dioxide Non-Biogenic | 104122 | 0 | C
322130 | 1007867 | 2023 | OB (Boiler, other) | Combination Boiler #1 | Natural Gas (Weighted U.S. Average) | Carbon Dioxide Total | 104122 | 0 | C
322130 | 1007867 | 2023 | OB (Boiler, other) | Combination Boiler #1 | Natural Gas (Weighted U.S. Average) | Methane | 1.96 | 0 | C
322130 | 1007867 | 2023 | OB (Boiler, other) | Combination Boiler #1 | Natural Gas (Weighted U.S. Average) | Methane (Co2 eq) | 49.1 | 0 | C
322130 | 1007867 | 2023 | OB (Boiler, other) | Combination Boiler #1 | Natural Gas (Weighted U.S. Average) | Nitrous Oxide | 0.196 | 0 | C
322130 | 1007867 | 2023 | OB (Boiler, other) | Combination Boiler #1 | Natural Gas (Weighted U.S. Average) | Nitrous Oxide (Co2 eq) | 58.5 | 0 | C
322130 | 1007867 | 2023 | OB (Boiler, other) | Combination Boiler #2 | Bituminous | Carbon Dioxide Biogenic | 0 | 0 | C
322130 | 1007867 | 2023 | OB (Boiler, other) | Combination Boiler #2 | Bituminous | Carbon Dioxide Non-Biogenic | 0 | 0 | C
322130 | 1007867 | 2023 | OB (Boiler, other) | Combination Boiler #2 | Bituminous | Carbon Dioxide Total | 0 | 0 | C
322130 | 1007867 | 2023 | OB (Boiler, other) | Combination Boiler #2 | Bituminous | Methane | 0.01 | 0 | C
322130 | 1007867 | 2023 | OB (Boiler, other) | Combination Boiler #2 | Bituminous | Methane (Co2 eq) | 0.3 | 0 | C
322130 | 1007867 | 2023 | OB (Boiler, other) | Combination Boiler #2 | Bituminous | Nitrous Oxide | 0.002 | 0 | C
322130 | 1007867 | 2023 | OB (Boiler, other) | Combination Boiler #2 | Bituminous | Nitrous Oxide (Co2 eq) | 0.5 | 0 | C
322130 | 1007867 | 2023 | OB (Boiler, other) | Combination Boiler #2 | Natural Gas (Weighted U.S. Average) | Carbon Dioxide Biogenic | 0 | 0 | C
322130 | 1007867 | 2023 | OB (Boiler, other) | Combination Boiler #2 | Natural Gas (Weighted U.S. Average) | Carbon Dioxide Non-Biogenic | 0 | 0 | C
322130 | 1007867 | 2023 | OB (Boiler, other) | Combination Boiler #2 | Natural Gas (Weighted U.S. Average) | Carbon Dioxide Total | 0 | 0 | C
322130 | 1007867 | 2023 | OB (Boiler, other) | Combination Boiler #2 | Natural Gas (Weighted U.S. Average) | Methane | 1.58 | 0 | C
322130 | 1007867 | 2023 | OB (Boiler, other) | Combination Boiler #2 | Natural Gas (Weighted U.S. Average) | Methane (Co2 eq) | 39.5 | 0 | C
322130 | 1007867 | 2023 | OB (Boiler, other) | Combination Boiler #2 | Natural Gas (Weighted U.S. Average) | Nitrous Oxide | 0.158 | 0 | C
322130 | 1007867 | 2023 | OB (Boiler, other) | Combination Boiler #2 | Natural Gas (Weighted U.S. Average) | Nitrous Oxide (Co2 eq) | 47.1 | 0 | C
322130 | 1007867 | 2023 | OB (Boiler, other) | Combination Boiler #2 | Tires | Carbon Dioxide Biogenic | 0 | 0 | C
322130 | 1007867 | 2023 | OB (Boiler, other) | Combination Boiler #2 | Tires | Carbon Dioxide Non-Biogenic | 0 | 0 | C
322130 | 1007867 | 2023 | OB (Boiler, other) | Combination Boiler #2 | Tires | Carbon Dioxide Total | 0 | 0 | C
322130 | 1007867 | 2023 | OB (Boiler, other) | Combination Boiler #2 | Tires | Methane | 0 | 0 | C
322130 | 1007867 | 2023 | OB (Boiler, other) | Combination Boiler #2 | Tires | Methane (Co2 eq) | 0 | 0 | C
322130 | 1007867 | 2023 | OB (Boiler, other) | Combination Boiler #2 | Tires | Nitrous Oxide | 0 | 0 | C
322130 | 1007867 | 2023 | OB (Boiler, other) | Combination Boiler #2 | Tires | Nitrous Oxide (Co2 eq) | 0 | 0 | C
322130 | 1007867 | 2023 | OB (Boiler, other) | Combination Boiler #2 | Wood and Wood Residuals (dry basis) | Carbon Dioxide Biogenic | 0 | 0 | C
322130 | 1007867 | 2023 | OB (Boiler, other) | Combination Boiler #2 | Wood and Wood Residuals (dry basis) | Carbon Dioxide Non-Biogenic | 0 | 0 | C
322130 | 1007867 | 2023 | OB (Boiler, other) | Combination Boiler #2 | Wood and Wood Residuals (dry basis) | Carbon Dioxide Total | 0 | 0 | C
322130 | 1007867 | 2023 | OB (Boiler, other) | Combination Boiler #2 | Wood and Wood Residuals (dry basis) | Methane | 67.9 | 0 | C
322130 | 1007867 | 2023 | OB (Boiler, other) | Combination Boiler #2 | Wood and Wood Residuals (dry basis) | Methane (Co2 eq) | 1697.4 | 0 | C
322130 | 1007867 | 2023 | OB (Boiler, other) | Combination Boiler #2 | Wood and Wood Residuals (dry basis) | Nitrous Oxide | 33.949 | 0 | C
322130 | 1007867 | 2023 | OB (Boiler, other) | Combination Boiler #2 | Wood and Wood Residuals (dry basis) | Nitrous Oxide (Co2 eq) | 10116.7 | 0 | C
322130 | 1007867 | 2023 |  | GP-1 | Natural Gas (Weighted U.S. Average) | Carbon Dioxide Biogenic | 0 | 0 | C
322130 | 1007867 | 2023 |  | GP-1 | Natural Gas (Weighted U.S. Average) | Carbon Dioxide Non-Biogenic | 0.4 | 0 | C
322130 | 1007867 | 2023 |  | GP-1 | Natural Gas (Weighted U.S. Average) | Carbon Dioxide Total | 0.4 | 0 | C
322130 | 1007867 | 2023 |  | GP-1 | Natural Gas (Weighted U.S. Average) | Methane | 0 | 0 | C
322130 | 1007867 | 2023 |  | GP-1 | Natural Gas (Weighted U.S. Average) | Methane (Co2 eq) | 0 | 0 | C
322130 | 1007867 | 2023 |  | GP-1 | Natural Gas (Weighted U.S. Average) | Nitrous Oxide | 0 | 0 | C
322130 | 1007867 | 2023 |  | GP-1 | Natural Gas (Weighted U.S. Average) | Nitrous Oxide (Co2 eq) | 0 | 0 | C
322130 | 1007867 | 2023 | Pulp Mill Lime Kiln | Lime Kiln #1 |  | Carbon Dioxide Biogenic (Spent Liquor) | 0 |  | AA
322130 | 1007867 | 2023 | Pulp Mill Lime Kiln | Lime Kiln #1 |  | Carbon Dioxide Non-Biogenic | 25640.4 |  | AA
322130 | 1007867 | 2023 | Pulp Mill Lime Kiln | Lime Kiln #1 |  | Methane | 0.48 |  | AA
322130 | 1007867 | 2023 | Pulp Mill Lime Kiln | Lime Kiln #1 |  | Methane Spent Liquor | 0 |  | AA
322130 | 1007867 | 2023 | Pulp Mill Lime Kiln | Lime Kiln #1 |  | Nitrous Oxide | 0.048 |  | AA
322130 | 1007867 | 2023 | Pulp Mill Lime Kiln | Lime Kiln #1 |  | Nitrous Oxide Spent Liquor | 0 |  | AA
322130 | 1007867 | 2023 | Pulp Mill Lime Kiln | Lime Kiln #2 |  | Carbon Dioxide Biogenic (Spent Liquor) | 0 |  | AA
322130 | 1007867 | 2023 | Pulp Mill Lime Kiln | Lime Kiln #2 |  | Carbon Dioxide Non-Biogenic | 32143.6 |  | AA
322130 | 1007867 | 2023 | Pulp Mill Lime Kiln | Lime Kiln #2 |  | Methane | 0.61 |  | AA
322130 | 1007867 | 2023 | Pulp Mill Lime Kiln | Lime Kiln #2 |  | Methane Spent Liquor | 0 |  | AA
322130 | 1007867 | 2023 | Pulp Mill Lime Kiln | Lime Kiln #2 |  | Nitrous Oxide | 0.061 |  | AA
322130 | 1007867 | 2023 | Pulp Mill Lime Kiln | Lime Kiln #2 |  | Nitrous Oxide Spent Liquor | 0 |  | AA
322130 | 1007867 | 2023 | Chemical Recovery Furnace | Recovery Boiler #1 |  | Carbon Dioxide Biogenic (Spent Liquor) | 701459.8 |  | AA | [9 empty] | 64 | 1961 | Andritz/Alstom | 1.25 |  |  |  | 700 | 625
322130 | 1007867 | 2023 | Chemical Recovery Furnace | Recovery Boiler #1 |  | Carbon Dioxide Non-Biogenic | 2228.3 |  | AA | [9 empty] | 64 | 1961 | Andritz/Alstom | 1.25 |  |  |  | 700 | 625
322130 | 1007867 | 2023 | Chemical Recovery Furnace | Recovery Boiler #1 |  | Methane | 0.07 |  | AA | [9 empty] | 64 | 1961 | Andritz/Alstom | 1.25 |  |  |  | 700 | 625
322130 | 1007867 | 2023 | Chemical Recovery Furnace | Recovery Boiler #1 |  | Methane Spent Liquor | 14.12 |  | AA | [9 empty] | 64 | 1961 | Andritz/Alstom | 1.25 |  |  |  | 700 | 625
322130 | 1007867 | 2023 | Chemical Recovery Furnace | Recovery Boiler #1 |  | Nitrous Oxide | 0.014 |  | AA | [9 empty] | 64 | 1961 | Andritz/Alstom | 1.25 |  |  |  | 700 | 625
322130 | 1007867 | 2023 | Chemical Recovery Furnace | Recovery Boiler #1 |  | Nitrous Oxide Spent Liquor | 3.12 |  | AA | [9 empty] | 64 | 1961 | Andritz/Alstom | 1.25 |  |  |  | 700 | 625
322130 | 1007867 | 2023 | Chemical Recovery Furnace | Recovery Boiler #2 |  | Carbon Dioxide Biogenic (Spent Liquor) | 689295.6 |  | AA | [9 empty] | 57 | 1968 | CE | 1.25 |  |  |  | 745 | 625
322130 | 1007867 | 2023 | Chemical Recovery Furnace | Recovery Boiler #2 |  | Carbon Dioxide Non-Biogenic | 1863.3 |  | AA | [9 empty] | 57 | 1968 | CE | 1.25 |  |  |  | 745 | 625
322130 | 1007867 | 2023 | Chemical Recovery Furnace | Recovery Boiler #2 |  | Methane | 0.07 |  | AA | [9 empty] | 57 | 1968 | CE | 1.25 |  |  |  | 745 | 625
322130 | 1007867 | 2023 | Chemical Recovery Furnace | Recovery Boiler #2 |  | Methane Spent Liquor | 13.88 |  | AA | [9 empty] | 57 | 1968 | CE | 1.25 |  |  |  | 745 | 625
322130 | 1007867 | 2023 | Chemical Recovery Furnace | Recovery Boiler #2 |  | Nitrous Oxide | 0.014 |  | AA | [9 empty] | 57 | 1968 | CE | 1.25 |  |  |  | 745 | 625
322130 | 1007867 | 2023 | Chemical Recovery Furnace | Recovery Boiler #2 |  | Nitrous Oxide Spent Liquor | 3.066 |  | AA | [9 empty] | 57 | 1968 | CE | 1.25 |  |  |  | 745 | 625
322130 | 1007867 | 2023 | Chemical Recovery Furnace | Recovery Boiler #3 |  | Carbon Dioxide Biogenic (Spent Liquor) | 662596.6 |  | AA | [9 empty] | 46 | 1979 | CE | 2.2 |  |  |  | 700 | 625
322130 | 1007867 | 2023 | Chemical Recovery Furnace | Recovery Boiler #3 |  | Carbon Dioxide Non-Biogenic | 1453.2 |  | AA | [9 empty] | 46 | 1979 | CE | 2.2 |  |  |  | 700 | 625
322130 | 1007867 | 2023 | Chemical Recovery Furnace | Recovery Boiler #3 |  | Methane | 0.03 |  | AA | [9 empty] | 46 | 1979 | CE | 2.2 |  |  |  | 700 | 625
322130 | 1007867 | 2023 | Chemical Recovery Furnace | Recovery Boiler #3 |  | Methane Spent Liquor | 13.34 |  | AA | [9 empty] | 46 | 1979 | CE | 2.2 |  |  |  | 700 | 625
322130 | 1007867 | 2023 | Chemical Recovery Furnace | Recovery Boiler #3 |  | Nitrous Oxide | 0.003 |  | AA | [9 empty] | 46 | 1979 | CE | 2.2 |  |  |  | 700 | 625
322130 | 1007867 | 2023 | Chemical Recovery Furnace | Recovery Boiler #3 |  | Nitrous Oxide Spent Liquor | 2.948 |  | AA | [9 empty] | 46 | 1979 | CE | 2.2 |  |  |  | 700 | 625
325199 | 1007868 | 2023 | ICI (Incinerator, commercial and industrial) | 117HE2680 | Natural Gas (Weighted U.S. Average) | Carbon Dioxide Biogenic | 0 | 88987166 | C
325199 | 1007868 | 2023 | ICI (Incinerator, commercial and industrial) | 117HE2680 | Natural Gas (Weighted U.S. Average) | Carbon Dioxide Non-Biogenic | 4844.4 | 88987166 | C
325199 | 1007868 | 2023 | ICI (Incinerator, commercial and industrial) | 117HE2680 | Natural Gas (Weighted U.S. Average) | Carbon Dioxide Total | 4844.4 | 88987166 | C
325199 | 1007868 | 2023 | ICI (Incinerator, commercial and industrial) | 117HE2680 | Natural Gas (Weighted U.S. Average) | Methane | 0.09 | 88987166 | C
325199 | 1007868 | 2023 | ICI (Incinerator, commercial and industrial) | 117HE2680 | Natural Gas (Weighted U.S. Average) | Methane (Co2 eq) | 2.3 | 88987166 | C
325199 | 1007868 | 2023 | ICI (Incinerator, commercial and industrial) | 117HE2680 | Natural Gas (Weighted U.S. Average) | Nitrous Oxide | 0.009 | 88987166 | C
325199 | 1007868 | 2023 | ICI (Incinerator, commercial and industrial) | 117HE2680 | Natural Gas (Weighted U.S. Average) | Nitrous Oxide (Co2 eq) | 2.7 | 88987166 | C
325199 | 1007868 | 2023 | ICI (Incinerator, commercial and industrial) | 117HE2680 |  | Carbon Dioxide Biogenic | 0 | 4989781962 | C
325199 | 1007868 | 2023 | ICI (Incinerator, commercial and industrial) | 117HE2680 |  | Carbon Dioxide Non-Biogenic | 10030.1 | 4989781962 | C
325199 | 1007868 | 2023 | ICI (Incinerator, commercial and industrial) | 117HE2680 |  | Carbon Dioxide Total | 10030.1 | 4989781962 | C
325199 | 1007868 | 2023 | ICI (Incinerator, commercial and industrial) | 117HE2680 |  | Methane | 0 | 4989781962 | C
325199 | 1007868 | 2023 | ICI (Incinerator, commercial and industrial) | 117HE2680 |  | Methane (Co2 eq) | 0 | 4989781962 | C
325199 | 1007868 | 2023 | ICI (Incinerator, commercial and industrial) | 117HE2680 |  | Nitrous Oxide | 0 | 4989781962 | C
325199 | 1007868 | 2023 | ICI (Incinerator, commercial and industrial) | 117HE2680 |  | Nitrous Oxide (Co2 eq) | 0 | 4989781962 | C
325199 | 1007868 | 2023 | ICI (Incinerator, commercial and industrial) | 122HE2723 | Natural Gas (Weighted U.S. Average) | Carbon Dioxide Biogenic | 0 | 67258558 | C
325199 | 1007868 | 2023 | ICI (Incinerator, commercial and industrial) | 122HE2723 | Natural Gas (Weighted U.S. Average) | Carbon Dioxide Non-Biogenic | 3661.5 | 67258558 | C
325199 | 1007868 | 2023 | ICI (Incinerator, commercial and industrial) | 122HE2723 | Natural Gas (Weighted U.S. Average) | Carbon Dioxide Total | 3661.5 | 67258558 | C
325199 | 1007868 | 2023 | ICI (Incinerator, commercial and industrial) | 122HE2723 | Natural Gas (Weighted U.S. Average) | Methane | 0.07 | 67258558 | C
325199 | 1007868 | 2023 | ICI (Incinerator, commercial and industrial) | 122HE2723 | Natural Gas (Weighted U.S. Average) | Methane (Co2 eq) | 1.7 | 67258558 | C
325199 | 1007868 | 2023 | ICI (Incinerator, commercial and industrial) | 122HE2723 | Natural Gas (Weighted U.S. Average) | Nitrous Oxide | 0.007 | 67258558 | C
325199 | 1007868 | 2023 | ICI (Incinerator, commercial and industrial) | 122HE2723 | Natural Gas (Weighted U.S. Average) | Nitrous Oxide (Co2 eq) | 2.1 | 67258558 | C
325199 | 1007868 | 2023 | ICI (Incinerator, commercial and industrial) | 122HE2723 |  | Carbon Dioxide Biogenic | 0 | 3986826990 | C
325199 | 1007868 | 2023 | ICI (Incinerator, commercial and industrial) | 122HE2723 |  | Carbon Dioxide Non-Biogenic | 12132.2 | 3986826990 | C
325199 | 1007868 | 2023 | ICI (Incinerator, commercial and industrial) | 122HE2723 |  | Carbon Dioxide Total | 12132.2 | 3986826990 | C
325199 | 1007868 | 2023 | ICI (Incinerator, commercial and industrial) | 122HE2723 |  | Methane | 0 | 3986826990 | C
325199 | 1007868 | 2023 | ICI (Incinerator, commercial and industrial) | 122HE2723 |  | Methane (Co2 eq) | 0 | 3986826990 | C
325199 | 1007868 | 2023 | ICI (Incinerator, commercial and industrial) | 122HE2723 |  | Nitrous Oxide | 0 | 3986826990 | C
325199 | 1007868 | 2023 | ICI (Incinerator, commercial and industrial) | 122HE2723 |  | Nitrous Oxide (Co2 eq) | 0 | 3986826990 | C
325199 | 1007868 | 2023 | OB (Boiler, other) | 305DB | Natural Gas (Weighted U.S. Average) | Carbon Dioxide Biogenic | 0 | 484098664 | C
325199 | 1007868 | 2023 | OB (Boiler, other) | 305DB | Natural Gas (Weighted U.S. Average) | Carbon Dioxide Non-Biogenic | 26354.1 | 484098664 | C
325199 | 1007868 | 2023 | OB (Boiler, other) | 305DB | Natural Gas (Weighted U.S. Average) | Carbon Dioxide Total | 26354.1 | 484098664 | C
325199 | 1007868 | 2023 | OB (Boiler, other) | 305DB | Natural Gas (Weighted U.S. Average) | Methane | 0.5 | 484098664 | C
325199 | 1007868 | 2023 | OB (Boiler, other) | 305DB | Natural Gas (Weighted U.S. Average) | Methane (Co2 eq) | 12.4 | 484098664 | C
325199 | 1007868 | 2023 | OB (Boiler, other) | 305DB | Natural Gas (Weighted U.S. Average) | Nitrous Oxide | 0.05 | 484098664 | C
325199 | 1007868 | 2023 | OB (Boiler, other) | 305DB | Natural Gas (Weighted U.S. Average) | Nitrous Oxide (Co2 eq) | 14.8 | 484098664 | C
325199 | 1007868 | 2023 | CCCT (CC (Turbine, combined cycle)) | 305PT1861 | Natural Gas (Weighted U.S. Average) | Carbon Dioxide Biogenic | 0 | 3213521405 | C
325199 | 1007868 | 2023 | CCCT (CC (Turbine, combined cycle)) | 305PT1861 | Natural Gas (Weighted U.S. Average) | Carbon Dioxide Non-Biogenic | 174942.7 | 3213521405 | C
325199 | 1007868 | 2023 | CCCT (CC (Turbine, combined cycle)) | 305PT1861 | Natural Gas (Weighted U.S. Average) | Carbon Dioxide Total | 174942.7 | 3213521405 | C
325199 | 1007868 | 2023 | CCCT (CC (Turbine, combined cycle)) | 305PT1861 | Natural Gas (Weighted U.S. Average) | Methane | 3.3 | 3213521405 | C
325199 | 1007868 | 2023 | CCCT (CC (Turbine, combined cycle)) | 305PT1861 | Natural Gas (Weighted U.S. Average) | Methane (Co2 eq) | 82.4 | 3213521405 | C
325199 | 1007868 | 2023 | CCCT (CC (Turbine, combined cycle)) | 305PT1861 | Natural Gas (Weighted U.S. Average) | Nitrous Oxide | 0.33 | 3213521405 | C
325199 | 1007868 | 2023 | CCCT (CC (Turbine, combined cycle)) | 305PT1861 | Natural Gas (Weighted U.S. Average) | Nitrous Oxide (Co2 eq) | 98.3 | 3213521405 | C
325199 | 1007868 | 2023 | OB (Boiler, other) | 310B12 | Natural Gas (Weighted U.S. Average) | Carbon Dioxide Biogenic | 0 | 1390435941 | C
325199 | 1007868 | 2023 | OB (Boiler, other) | 310B12 | Natural Gas (Weighted U.S. Average) | Carbon Dioxide Non-Biogenic | 75694.7 | 1390435941 | C
325199 | 1007868 | 2023 | OB (Boiler, other) | 310B12 | Natural Gas (Weighted U.S. Average) | Carbon Dioxide Total | 75694.7 | 1390435941 | C
325199 | 1007868 | 2023 | OB (Boiler, other) | 310B12 | Natural Gas (Weighted U.S. Average) | Methane | 1.43 | 1390435941 | C
325199 | 1007868 | 2023 | OB (Boiler, other) | 310B12 | Natural Gas (Weighted U.S. Average) | Methane (Co2 eq) | 35.7 | 1390435941 | C
325199 | 1007868 | 2023 | OB (Boiler, other) | 310B12 | Natural Gas (Weighted U.S. Average) | Nitrous Oxide | 0.143 | 1390435941 | C
325199 | 1007868 | 2023 | OB (Boiler, other) | 310B12 | Natural Gas (Weighted U.S. Average) | Nitrous Oxide (Co2 eq) | 42.5 | 1390435941 | C
325199 | 1007868 | 2023 | OB (Boiler, other) | 310B16 | Natural Gas (Weighted U.S. Average) | Carbon Dioxide Biogenic | 0 | 126336781 | C
325199 | 1007868 | 2023 | OB (Boiler, other) | 310B16 | Natural Gas (Weighted U.S. Average) | Carbon Dioxide Non-Biogenic | 6877.7 | 126336781 | C
325199 | 1007868 | 2023 | OB (Boiler, other) | 310B16 | Natural Gas (Weighted U.S. Average) | Carbon Dioxide Total | 6877.7 | 126336781 | C
325199 | 1007868 | 2023 | OB (Boiler, other) | 310B16 | Natural Gas (Weighted U.S. Average) | Methane | 0.13 | 126336781 | C
325199 | 1007868 | 2023 | OB (Boiler, other) | 310B16 | Natural Gas (Weighted U.S. Average) | Methane (Co2 eq) | 3.2 | 126336781 | C
325199 | 1007868 | 2023 | OB (Boiler, other) | 310B16 | Natural Gas (Weighted U.S. Average) | Nitrous Oxide | 0.013 | 126336781 | C
325199 | 1007868 | 2023 | OB (Boiler, other) | 310B16 | Natural Gas (Weighted U.S. Average) | Nitrous Oxide (Co2 eq) | 3.9 | 126336781 | C
325199 | 1007868 | 2023 | OB (Boiler, other) | B21 | Natural Gas (Weighted U.S. Average) | Carbon Dioxide Biogenic | 0 | 1354350590 | C
325199 | 1007868 | 2023 | OB (Boiler, other) | B21 | Natural Gas (Weighted U.S. Average) | Carbon Dioxide Non-Biogenic | 73730.3 | 1354350590 | C
325199 | 1007868 | 2023 | OB (Boiler, other) | B21 | Natural Gas (Weighted U.S. Average) | Carbon Dioxide Total | 73730.3 | 1354350590 | C
325199 | 1007868 | 2023 | OB (Boiler, other) | B21 | Natural Gas (Weighted U.S. Average) | Methane | 1.39 | 1354350590 | C
325199 | 1007868 | 2023 | OB (Boiler, other) | B21 | Natural Gas (Weighted U.S. Average) | Methane (Co2 eq) | 34.7 | 1354350590 | C
325199 | 1007868 | 2023 | OB (Boiler, other) | B21 | Natural Gas (Weighted U.S. Average) | Nitrous Oxide | 0.139 | 1354350590 | C
325199 | 1007868 | 2023 | OB (Boiler, other) | B21 | Natural Gas (Weighted U.S. Average) | Nitrous Oxide (Co2 eq) | 41.4 | 1354350590 | C
325199 | 1007868 | 2023 |  | GP-Flares |  | Carbon Dioxide Biogenic | 0 | 854823824 | C
325199 | 1007868 | 2023 |  | GP-Flares |  | Carbon Dioxide Non-Biogenic | 15304.3 | 854823824 | C
325199 | 1007868 | 2023 |  | GP-Flares |  | Carbon Dioxide Total | 15304.3 | 854823824 | C
325199 | 1007868 | 2023 |  | GP-Flares |  | Methane | 0 | 854823824 | C
325199 | 1007868 | 2023 |  | GP-Flares |  | Methane (Co2 eq) | 0 | 854823824 | C
325199 | 1007868 | 2023 |  | GP-Flares |  | Nitrous Oxide | 0 | 854823824 | C
325199 | 1007868 | 2023 |  | GP-Flares |  | Nitrous Oxide (Co2 eq) | 0 | 854823824 | C
325199 | 1007868 | 2023 | RICE (Reciprocating internal combustion engine) | ICE-57 | Distillate Fuel Oil No. 2 | Carbon Dioxide Biogenic | 0 | 51820 | C
325199 | 1007868 | 2023 | RICE (Reciprocating internal combustion engine) | ICE-57 | Distillate Fuel Oil No. 2 | Carbon Dioxide Non-Biogenic | 528.9 | 51820 | C
325199 | 1007868 | 2023 | RICE (Reciprocating internal combustion engine) | ICE-57 | Distillate Fuel Oil No. 2 | Carbon Dioxide Total | 528.9 | 51820 | C
325199 | 1007868 | 2023 | RICE (Reciprocating internal combustion engine) | ICE-57 | Distillate Fuel Oil No. 2 | Methane | 0.02 | 51820 | C
325199 | 1007868 | 2023 | RICE (Reciprocating internal combustion engine) | ICE-57 | Distillate Fuel Oil No. 2 | Methane (Co2 eq) | 0.5 | 51820 | C
325199 | 1007868 | 2023 | RICE (Reciprocating internal combustion engine) | ICE-57 | Distillate Fuel Oil No. 2 | Nitrous Oxide | 0.004 | 51820 | C
325199 | 1007868 | 2023 | RICE (Reciprocating internal combustion engine) | ICE-57 | Distillate Fuel Oil No. 2 | Nitrous Oxide (Co2 eq) | 1.3 | 51820 | C
325199 | 1007868 | 2023 | RICE (Reciprocating internal combustion engine) | ICE-57 | Motor Gasoline | Carbon Dioxide Biogenic | 0 | 33345 | C
325199 | 1007868 | 2023 | RICE (Reciprocating internal combustion engine) | ICE-57 | Motor Gasoline | Carbon Dioxide Non-Biogenic | 292.7 | 33345 | C
325199 | 1007868 | 2023 | RICE (Reciprocating internal combustion engine) | ICE-57 | Motor Gasoline | Carbon Dioxide Total | 292.7 | 33345 | C
325199 | 1007868 | 2023 | RICE (Reciprocating internal combustion engine) | ICE-57 | Motor Gasoline | Methane | 0.01 | 33345 | C
325199 | 1007868 | 2023 | RICE (Reciprocating internal combustion engine) | ICE-57 | Motor Gasoline | Methane (Co2 eq) | 0.3 | 33345 | C
325199 | 1007868 | 2023 | RICE (Reciprocating internal combustion engine) | ICE-57 | Motor Gasoline | Nitrous Oxide | 0.003 | 33345 | C
325199 | 1007868 | 2023 | RICE (Reciprocating internal combustion engine) | ICE-57 | Motor Gasoline | Nitrous Oxide (Co2 eq) | 0.7 | 33345 | C
325199 | 1007868 | 2023 | RICE (Reciprocating internal combustion engine) | ICE-57 | Propane | Carbon Dioxide Biogenic | 0 | 3680 | C
325199 | 1007868 | 2023 | RICE (Reciprocating internal combustion engine) | ICE-57 | Propane | Carbon Dioxide Non-Biogenic | 21.1 | 3680 | C
325199 | 1007868 | 2023 | RICE (Reciprocating internal combustion engine) | ICE-57 | Propane | Carbon Dioxide Total | 21.1 | 3680 | C
325199 | 1007868 | 2023 | RICE (Reciprocating internal combustion engine) | ICE-57 | Propane | Methane | 0 | 3680 | C
325199 | 1007868 | 2023 | RICE (Reciprocating internal combustion engine) | ICE-57 | Propane | Methane (Co2 eq) | 0 | 3680 | C
325199 | 1007868 | 2023 | RICE (Reciprocating internal combustion engine) | ICE-57 | Propane | Nitrous Oxide | 0 | 3680 | C
325199 | 1007868 | 2023 | RICE (Reciprocating internal combustion engine) | ICE-57 | Propane | Nitrous Oxide (Co2 eq) | 0.1 | 3680 | C
322130 | 1007871 | 2023 |  | GP-01 | Natural Gas (Weighted U.S. Average) | Carbon Dioxide Biogenic | 0 | 0 | C
322130 | 1007871 | 2023 |  | GP-01 | Natural Gas (Weighted U.S. Average) | Carbon Dioxide Non-Biogenic | 50245 | 0 | C
322130 | 1007871 | 2023 |  | GP-01 | Natural Gas (Weighted U.S. Average) | Carbon Dioxide Total | 50245 | 0 | C
322130 | 1007871 | 2023 |  | GP-01 | Natural Gas (Weighted U.S. Average) | Methane | 0.95 | 0 | C
322130 | 1007871 | 2023 |  | GP-01 | Natural Gas (Weighted U.S. Average) | Methane (Co2 eq) | 23.7 | 0 | C
322130 | 1007871 | 2023 |  | GP-01 | Natural Gas (Weighted U.S. Average) | Nitrous Oxide | 0.095 | 0 | C
322130 | 1007871 | 2023 |  | GP-01 | Natural Gas (Weighted U.S. Average) | Nitrous Oxide (Co2 eq) | 28.2 | 0 | C
322130 | 1007871 | 2023 | CH (Comfort heater) | MO | Natural Gas (Weighted U.S. Average) | Carbon Dioxide Biogenic | 0 | 0 | C
322130 | 1007871 | 2023 | CH (Comfort heater) | MO | Natural Gas (Weighted U.S. Average) | Carbon Dioxide Non-Biogenic | 8.9 | 0 | C
322130 | 1007871 | 2023 | CH (Comfort heater) | MO | Natural Gas (Weighted U.S. Average) | Carbon Dioxide Total | 8.9 | 0 | C
322130 | 1007871 | 2023 | CH (Comfort heater) | MO | Natural Gas (Weighted U.S. Average) | Methane | 0 | 0 | C
322130 | 1007871 | 2023 | CH (Comfort heater) | MO | Natural Gas (Weighted U.S. Average) | Methane (Co2 eq) | 0 | 0 | C
322130 | 1007871 | 2023 | CH (Comfort heater) | MO | Natural Gas (Weighted U.S. Average) | Nitrous Oxide | 0 | 0 | C
322130 | 1007871 | 2023 | CH (Comfort heater) | MO | Natural Gas (Weighted U.S. Average) | Nitrous Oxide (Co2 eq) | 0 | 0 | C
322130 | 1007871 | 2023 | NGLH (Heater, natural gas line) | RPH | Natural Gas (Weighted U.S. Average) | Carbon Dioxide Biogenic | 0 | 0 | C
322130 | 1007871 | 2023 | NGLH (Heater, natural gas line) | RPH | Natural Gas (Weighted U.S. Average) | Carbon Dioxide Non-Biogenic | 4.6 | 0 | C
322130 | 1007871 | 2023 | NGLH (Heater, natural gas line) | RPH | Natural Gas (Weighted U.S. Average) | Carbon Dioxide Total | 4.6 | 0 | C
322130 | 1007871 | 2023 | NGLH (Heater, natural gas line) | RPH | Natural Gas (Weighted U.S. Average) | Methane | 0 | 0 | C
322130 | 1007871 | 2023 | NGLH (Heater, natural gas line) | RPH | Natural Gas (Weighted U.S. Average) | Methane (Co2 eq) | 0 | 0 | C
322130 | 1007871 | 2023 | NGLH (Heater, natural gas line) | RPH | Natural Gas (Weighted U.S. Average) | Nitrous Oxide | 0 | 0 | C
322130 | 1007871 | 2023 | NGLH (Heater, natural gas line) | RPH | Natural Gas (Weighted U.S. Average) | Nitrous Oxide (Co2 eq) | 0 | 0 | C
325211 | 1007876 | 2023 |  | GP-Process Units | Natural Gas (Weighted U.S. Average) | Carbon Dioxide Biogenic | 0 | 1392770000 | C
325211 | 1007876 | 2023 |  | GP-Process Units | Natural Gas (Weighted U.S. Average) | Carbon Dioxide Non-Biogenic | 75821.8 | 1392770000 | C
325211 | 1007876 | 2023 |  | GP-Process Units | Natural Gas (Weighted U.S. Average) | Carbon Dioxide Total | 75821.8 | 1392770000 | C
325211 | 1007876 | 2023 |  | GP-Process Units | Natural Gas (Weighted U.S. Average) | Methane | 1.43 | 1392770000 | C
325211 | 1007876 | 2023 |  | GP-Process Units | Natural Gas (Weighted U.S. Average) | Methane (Co2 eq) | 35.7 | 1392770000 | C
325211 | 1007876 | 2023 |  | GP-Process Units | Natural Gas (Weighted U.S. Average) | Nitrous Oxide | 0.143 | 1392770000 | C
325211 | 1007876 | 2023 |  | GP-Process Units | Natural Gas (Weighted U.S. Average) | Nitrous Oxide (Co2 eq) | 42.6 | 1392770000 | C
311221 | 1007881 | 2023 |  | CP-Eddyville01 | Natural Gas (Weighted U.S. Average) | Carbon Dioxide Biogenic | 0 | 0 | C
311221 | 1007881 | 2023 |  | CP-Eddyville01 | Natural Gas (Weighted U.S. Average) | Carbon Dioxide Non-Biogenic | 398844.4 | 0 | C
311221 | 1007881 | 2023 |  | CP-Eddyville01 | Natural Gas (Weighted U.S. Average) | Carbon Dioxide Total | 398844.4 | 0 | C
311221 | 1007881 | 2023 |  | CP-Eddyville01 | Natural Gas (Weighted U.S. Average) | Methane | 7.52 | 0 | C
311221 | 1007881 | 2023 |  | CP-Eddyville01 | Natural Gas (Weighted U.S. Average) | Methane (Co2 eq) | 187.9 | 0 | C
311221 | 1007881 | 2023 |  | CP-Eddyville01 | Natural Gas (Weighted U.S. Average) | Nitrous Oxide | 0.752 | 0 | C
311221 | 1007881 | 2023 |  | CP-Eddyville01 | Natural Gas (Weighted U.S. Average) | Nitrous Oxide (Co2 eq) | 224 | 0 | C
311221 | 1007881 | 2023 |  | CP-Eddyville02 | Distillate Fuel Oil No. 2 | Carbon Dioxide Biogenic | 0 | 699.7 | C
311221 | 1007881 | 2023 |  | CP-Eddyville02 | Distillate Fuel Oil No. 2 | Carbon Dioxide Non-Biogenic | 7.1 | 699.7 | C
311221 | 1007881 | 2023 |  | CP-Eddyville02 | Distillate Fuel Oil No. 2 | Carbon Dioxide Total | 7.1 | 699.7 | C
311221 | 1007881 | 2023 |  | CP-Eddyville02 | Distillate Fuel Oil No. 2 | Methane | 0 | 699.7 | C
311221 | 1007881 | 2023 |  | CP-Eddyville02 | Distillate Fuel Oil No. 2 | Methane (Co2 eq) | 0 | 699.7 | C
311221 | 1007881 | 2023 |  | CP-Eddyville02 | Distillate Fuel Oil No. 2 | Nitrous Oxide | 0 | 699.7 | C
311221 | 1007881 | 2023 |  | CP-Eddyville02 | Distillate Fuel Oil No. 2 | Nitrous Oxide (Co2 eq) | 0 | 699.7 | C
325110 | 1007909 | 2023 | SCCT (CT (Turbine, simple cycle combustion)) | C-A3-1 | Natural Gas (Weighted U.S. Average) | Carbon Dioxide Biogenic | 0 | 0 | C
325110 | 1007909 | 2023 | SCCT (CT (Turbine, simple cycle combustion)) | C-A3-1 | Natural Gas (Weighted U.S. Average) | Carbon Dioxide Non-Biogenic | 15234.3 | 0 | C
325110 | 1007909 | 2023 | SCCT (CT (Turbine, simple cycle combustion)) | C-A3-1 | Natural Gas (Weighted U.S. Average) | Carbon Dioxide Total | 15234.3 | 0 | C
325110 | 1007909 | 2023 | SCCT (CT (Turbine, simple cycle combustion)) | C-A3-1 | Natural Gas (Weighted U.S. Average) | Methane | 0.29 | 0 | C
325110 | 1007909 | 2023 | SCCT (CT (Turbine, simple cycle combustion)) | C-A3-1 | Natural Gas (Weighted U.S. Average) | Methane (Co2 eq) | 7.2 | 0 | C
325110 | 1007909 | 2023 | SCCT (CT (Turbine, simple cycle combustion)) | C-A3-1 | Natural Gas (Weighted U.S. Average) | Nitrous Oxide | 0.029 | 0 | C
325110 | 1007909 | 2023 | SCCT (CT (Turbine, simple cycle combustion)) | C-A3-1 | Natural Gas (Weighted U.S. Average) | Nitrous Oxide (Co2 eq) | 8.6 | 0 | C
325110 | 1007909 | 2023 | SCCT (CT (Turbine, simple cycle combustion)) | CG1 | Natural Gas (Weighted U.S. Average) | Carbon Dioxide Biogenic | 0 | 0 | C
325110 | 1007909 | 2023 | SCCT (CT (Turbine, simple cycle combustion)) | CG1 | Natural Gas (Weighted U.S. Average) | Carbon Dioxide Non-Biogenic | 189012.4 | 0 | C
325110 | 1007909 | 2023 | SCCT (CT (Turbine, simple cycle combustion)) | CG1 | Natural Gas (Weighted U.S. Average) | Carbon Dioxide Total | 189012.4 | 0 | C
325110 | 1007909 | 2023 | SCCT (CT (Turbine, simple cycle combustion)) | CG1 | Natural Gas (Weighted U.S. Average) | Methane | 3.56 | 0 | C
325110 | 1007909 | 2023 | SCCT (CT (Turbine, simple cycle combustion)) | CG1 | Natural Gas (Weighted U.S. Average) | Methane (Co2 eq) | 89.1 | 0 | C
325110 | 1007909 | 2023 | SCCT (CT (Turbine, simple cycle combustion)) | CG1 | Natural Gas (Weighted U.S. Average) | Nitrous Oxide | 0.356 | 0 | C
325110 | 1007909 | 2023 | SCCT (CT (Turbine, simple cycle combustion)) | CG1 | Natural Gas (Weighted U.S. Average) | Nitrous Oxide (Co2 eq) | 106.2 | 0 | C
325110 | 1007909 | 2023 | SCCT (CT (Turbine, simple cycle combustion)) | CG2 | Natural Gas (Weighted U.S. Average) | Carbon Dioxide Biogenic | 0 | 0 | C
325110 | 1007909 | 2023 | SCCT (CT (Turbine, simple cycle combustion)) | CG2 | Natural Gas (Weighted U.S. Average) | Carbon Dioxide Non-Biogenic | 166348 | 0 | C
325110 | 1007909 | 2023 | SCCT (CT (Turbine, simple cycle combustion)) | CG2 | Natural Gas (Weighted U.S. Average) | Carbon Dioxide Total | 166348 | 0 | C
325110 | 1007909 | 2023 | SCCT (CT (Turbine, simple cycle combustion)) | CG2 | Natural Gas (Weighted U.S. Average) | Methane | 3.14 | 0 | C
325110 | 1007909 | 2023 | SCCT (CT (Turbine, simple cycle combustion)) | CG2 | Natural Gas (Weighted U.S. Average) | Methane (Co2 eq) | 78.4 | 0 | C
325110 | 1007909 | 2023 | SCCT (CT (Turbine, simple cycle combustion)) | CG2 | Natural Gas (Weighted U.S. Average) | Nitrous Oxide | 0.314 | 0 | C
325110 | 1007909 | 2023 | SCCT (CT (Turbine, simple cycle combustion)) | CG2 | Natural Gas (Weighted U.S. Average) | Nitrous Oxide (Co2 eq) | 93.4 | 0 | C
325110 | 1007909 | 2023 | Petrochemical process unit | F4 Unit |  | Carbon Dioxide | 84135.8 |  | X
325110 | 1007909 | 2023 | Petrochemical process unit | F6 Unit |  | Carbon Dioxide | 148254.5 |  | X
325110 | 1007909 | 2023 | Petrochemical process unit | F8 Unit |  | Carbon Dioxide | 30017.9 |  | X
325110 | 1007909 | 2023 | OB (Boiler, other) | F8BOIL | Natural Gas (Weighted U.S. Average) | Carbon Dioxide Biogenic | 0 | 0 | C
325110 | 1007909 | 2023 | OB (Boiler, other) | F8BOIL | Natural Gas (Weighted U.S. Average) | Carbon Dioxide Non-Biogenic | 13774.5 | 0 | C
325110 | 1007909 | 2023 | OB (Boiler, other) | F8BOIL | Natural Gas (Weighted U.S. Average) | Carbon Dioxide Total | 13774.5 | 0 | C
325110 | 1007909 | 2023 | OB (Boiler, other) | F8BOIL | Natural Gas (Weighted U.S. Average) | Methane | 0.26 | 0 | C
325110 | 1007909 | 2023 | OB (Boiler, other) | F8BOIL | Natural Gas (Weighted U.S. Average) | Methane (Co2 eq) | 6.5 | 0 | C
325110 | 1007909 | 2023 | OB (Boiler, other) | F8BOIL | Natural Gas (Weighted U.S. Average) | Nitrous Oxide | 0.026 | 0 | C
325110 | 1007909 | 2023 | OB (Boiler, other) | F8BOIL | Natural Gas (Weighted U.S. Average) | Nitrous Oxide (Co2 eq) | 7.7 | 0 | C
325110 | 1007909 | 2023 |  | GP-G-Frn-Ht-WHB | Fuel Gas | Carbon Dioxide Biogenic | 0 | 0 | C
325110 | 1007909 | 2023 |  | GP-G-Frn-Ht-WHB | Fuel Gas | Carbon Dioxide Non-Biogenic | 97761.1 | 0 | C
325110 | 1007909 | 2023 |  | GP-G-Frn-Ht-WHB | Fuel Gas | Carbon Dioxide Total | 97761.1 | 0 | C
325110 | 1007909 | 2023 |  | GP-G-Frn-Ht-WHB | Fuel Gas | Methane | 26.31 | 0 | C
325110 | 1007909 | 2023 |  | GP-G-Frn-Ht-WHB | Fuel Gas | Methane (Co2 eq) | 657.8 | 0 | C
325110 | 1007909 | 2023 |  | GP-G-Frn-Ht-WHB | Fuel Gas | Nitrous Oxide | 5.262 | 0 | C
325110 | 1007909 | 2023 |  | GP-G-Frn-Ht-WHB | Fuel Gas | Nitrous Oxide (Co2 eq) | 1568.1 | 0 | C
325110 | 1007909 | 2023 |  | GP-G-Frn-Ht-WHB | Natural Gas (Weighted U.S. Average) | Carbon Dioxide Biogenic | 0 | 0 | C
325110 | 1007909 | 2023 |  | GP-G-Frn-Ht-WHB | Natural Gas (Weighted U.S. Average) | Carbon Dioxide Non-Biogenic | 100844.5 | 0 | C
325110 | 1007909 | 2023 |  | GP-G-Frn-Ht-WHB | Natural Gas (Weighted U.S. Average) | Carbon Dioxide Total | 100844.5 | 0 | C
325110 | 1007909 | 2023 |  | GP-G-Frn-Ht-WHB | Natural Gas (Weighted U.S. Average) | Methane | 1.9 | 0 | C
325110 | 1007909 | 2023 |  | GP-G-Frn-Ht-WHB | Natural Gas (Weighted U.S. Average) | Methane (Co2 eq) | 47.5 | 0 | C
325110 | 1007909 | 2023 |  | GP-G-Frn-Ht-WHB | Natural Gas (Weighted U.S. Average) | Nitrous Oxide | 0.19 | 0 | C
325110 | 1007909 | 2023 |  | GP-G-Frn-Ht-WHB | Natural Gas (Weighted U.S. Average) | Nitrous Oxide (Co2 eq) | 56.6 | 0 | C
325110 | 1007909 | 2023 |  | GP-G-H-K2-001/-002 | Fuel Gas | Carbon Dioxide Biogenic | 0 | 0 | C
325110 | 1007909 | 2023 |  | GP-G-H-K2-001/-002 | Fuel Gas | Carbon Dioxide Non-Biogenic | 3485.8 | 0 | C
325110 | 1007909 | 2023 |  | GP-G-H-K2-001/-002 | Fuel Gas | Carbon Dioxide Total | 3485.8 | 0 | C
325110 | 1007909 | 2023 |  | GP-G-H-K2-001/-002 | Fuel Gas | Methane | 0.94 | 0 | C
325110 | 1007909 | 2023 |  | GP-G-H-K2-001/-002 | Fuel Gas | Methane (Co2 eq) | 23.5 | 0 | C
325110 | 1007909 | 2023 |  | GP-G-H-K2-001/-002 | Fuel Gas | Nitrous Oxide | 0.188 | 0 | C
325110 | 1007909 | 2023 |  | GP-G-H-K2-001/-002 | Fuel Gas | Nitrous Oxide (Co2 eq) | 55.9 | 0 | C
325110 | 1007909 | 2023 |  | GP-G-H-K2-001/-002 | Natural Gas (Weighted U.S. Average) | Carbon Dioxide Biogenic | 0 | 0 | C
325110 | 1007909 | 2023 |  | GP-G-H-K2-001/-002 | Natural Gas (Weighted U.S. Average) | Carbon Dioxide Non-Biogenic | 41882.9 | 0 | C
325110 | 1007909 | 2023 |  | GP-G-H-K2-001/-002 | Natural Gas (Weighted U.S. Average) | Carbon Dioxide Total | 41882.9 | 0 | C
325110 | 1007909 | 2023 |  | GP-G-H-K2-001/-002 | Natural Gas (Weighted U.S. Average) | Methane | 0.79 | 0 | C
325110 | 1007909 | 2023 |  | GP-G-H-K2-001/-002 | Natural Gas (Weighted U.S. Average) | Methane (Co2 eq) | 19.7 | 0 | C
325110 | 1007909 | 2023 |  | GP-G-H-K2-001/-002 | Natural Gas (Weighted U.S. Average) | Nitrous Oxide | 0.079 | 0 | C
325110 | 1007909 | 2023 |  | GP-G-H-K2-001/-002 | Natural Gas (Weighted U.S. Average) | Nitrous Oxide (Co2 eq) | 23.5 | 0 | C
325110 | 1007909 | 2023 | ICI (Incinerator, commercial and industrial) | H-F4-1 | Natural Gas (Weighted U.S. Average) | Carbon Dioxide Biogenic | 0 | 0 | C
325110 | 1007909 | 2023 | ICI (Incinerator, commercial and industrial) | H-F4-1 | Natural Gas (Weighted U.S. Average) | Carbon Dioxide Non-Biogenic | 561.6 | 0 | C
325110 | 1007909 | 2023 | ICI (Incinerator, commercial and industrial) | H-F4-1 | Natural Gas (Weighted U.S. Average) | Carbon Dioxide Total | 561.6 | 0 | C
325110 | 1007909 | 2023 | ICI (Incinerator, commercial and industrial) | H-F4-1 | Natural Gas (Weighted U.S. Average) | Methane | 0.01 | 0 | C
325110 | 1007909 | 2023 | ICI (Incinerator, commercial and industrial) | H-F4-1 | Natural Gas (Weighted U.S. Average) | Methane (Co2 eq) | 0.3 | 0 | C
325110 | 1007909 | 2023 | ICI (Incinerator, commercial and industrial) | H-F4-1 | Natural Gas (Weighted U.S. Average) | Nitrous Oxide | 0.001 | 0 | C
325110 | 1007909 | 2023 | ICI (Incinerator, commercial and industrial) | H-F4-1 | Natural Gas (Weighted U.S. Average) | Nitrous Oxide (Co2 eq) | 0.3 | 0 | C
325110 | 1007909 | 2023 | ICI (Incinerator, commercial and industrial) | H-F6-1 | Natural Gas (Weighted U.S. Average) | Carbon Dioxide Biogenic | 0 | 0 | C
325110 | 1007909 | 2023 | ICI (Incinerator, commercial and industrial) | H-F6-1 | Natural Gas (Weighted U.S. Average) | Carbon Dioxide Non-Biogenic | 4519.4 | 0 | C
325110 | 1007909 | 2023 | ICI (Incinerator, commercial and industrial) | H-F6-1 | Natural Gas (Weighted U.S. Average) | Carbon Dioxide Total | 4519.4 | 0 | C
325110 | 1007909 | 2023 | ICI (Incinerator, commercial and industrial) | H-F6-1 | Natural Gas (Weighted U.S. Average) | Methane | 0.09 | 0 | C
325110 | 1007909 | 2023 | ICI (Incinerator, commercial and industrial) | H-F6-1 | Natural Gas (Weighted U.S. Average) | Methane (Co2 eq) | 2.1 | 0 | C
325110 | 1007909 | 2023 | ICI (Incinerator, commercial and industrial) | H-F6-1 | Natural Gas (Weighted U.S. Average) | Nitrous Oxide | 0.009 | 0 | C
325110 | 1007909 | 2023 | ICI (Incinerator, commercial and industrial) | H-F6-1 | Natural Gas (Weighted U.S. Average) | Nitrous Oxide (Co2 eq) | 2.5 | 0 | C
325110 | 1007909 | 2023 | OB (Boiler, other) | H-K2-003 | Fuel Gas | Carbon Dioxide Biogenic | 0 | 0 | C
325110 | 1007909 | 2023 | OB (Boiler, other) | H-K2-003 | Fuel Gas | Carbon Dioxide Non-Biogenic | 51766.2 | 0 | C
325110 | 1007909 | 2023 | OB (Boiler, other) | H-K2-003 | Fuel Gas | Carbon Dioxide Total | 51766.2 | 0 | C
325110 | 1007909 | 2023 | OB (Boiler, other) | H-K2-003 | Fuel Gas | Methane | 3.34 | 0 | C
325110 | 1007909 | 2023 | OB (Boiler, other) | H-K2-003 | Fuel Gas | Methane (Co2 eq) | 83.5 | 0 | C
325110 | 1007909 | 2023 | OB (Boiler, other) | H-K2-003 | Fuel Gas | Nitrous Oxide | 0.668 | 0 | C
325110 | 1007909 | 2023 | OB (Boiler, other) | H-K2-003 | Fuel Gas | Nitrous Oxide (Co2 eq) | 199.1 | 0 | C
325110 | 1007909 | 2023 | OB (Boiler, other) | H-K2-003 | Natural Gas (Weighted U.S. Average) | Carbon Dioxide Biogenic | 0 | 0 | C
325110 | 1007909 | 2023 | OB (Boiler, other) | H-K2-003 | Natural Gas (Weighted U.S. Average) | Carbon Dioxide Non-Biogenic | 35369.5 | 0 | C
325110 | 1007909 | 2023 | OB (Boiler, other) | H-K2-003 | Natural Gas (Weighted U.S. Average) | Carbon Dioxide Total | 35369.5 | 0 | C
325110 | 1007909 | 2023 | OB (Boiler, other) | H-K2-003 | Natural Gas (Weighted U.S. Average) | Methane | 0.67 | 0 | C
325110 | 1007909 | 2023 | OB (Boiler, other) | H-K2-003 | Natural Gas (Weighted U.S. Average) | Methane (Co2 eq) | 16.7 | 0 | C
325110 | 1007909 | 2023 | OB (Boiler, other) | H-K2-003 | Natural Gas (Weighted U.S. Average) | Nitrous Oxide | 0.067 | 0 | C
325110 | 1007909 | 2023 | OB (Boiler, other) | H-K2-003 | Natural Gas (Weighted U.S. Average) | Nitrous Oxide (Co2 eq) | 19.9 | 0 | C
325110 | 1007909 | 2023 | OB (Boiler, other) | H-K2-004 | Fuel Gas | Carbon Dioxide Biogenic | 0 | 0 | C
325110 | 1007909 | 2023 | OB (Boiler, other) | H-K2-004 | Fuel Gas | Carbon Dioxide Non-Biogenic | 38094.1 | 0 | C
325110 | 1007909 | 2023 | OB (Boiler, other) | H-K2-004 | Fuel Gas | Carbon Dioxide Total | 38094.1 | 0 | C
325110 | 1007909 | 2023 | OB (Boiler, other) | H-K2-004 | Fuel Gas | Methane | 2.56 | 0 | C
325110 | 1007909 | 2023 | OB (Boiler, other) | H-K2-004 | Fuel Gas | Methane (Co2 eq) | 63.9 | 0 | C
325110 | 1007909 | 2023 | OB (Boiler, other) | H-K2-004 | Fuel Gas | Nitrous Oxide | 0.511 | 0 | C
325110 | 1007909 | 2023 | OB (Boiler, other) | H-K2-004 | Fuel Gas | Nitrous Oxide (Co2 eq) | 152.3 | 0 | C
325110 | 1007909 | 2023 | OB (Boiler, other) | H-K2-004 | Natural Gas (Weighted U.S. Average) | Carbon Dioxide Biogenic | 0 | 0 | C
325110 | 1007909 | 2023 | OB (Boiler, other) | H-K2-004 | Natural Gas (Weighted U.S. Average) | Carbon Dioxide Non-Biogenic | 27265.2 | 0 | C
325110 | 1007909 | 2023 | OB (Boiler, other) | H-K2-004 | Natural Gas (Weighted U.S. Average) | Carbon Dioxide Total | 27265.2 | 0 | C
325110 | 1007909 | 2023 | OB (Boiler, other) | H-K2-004 | Natural Gas (Weighted U.S. Average) | Methane | 0.51 | 0 | C
325110 | 1007909 | 2023 | OB (Boiler, other) | H-K2-004 | Natural Gas (Weighted U.S. Average) | Methane (Co2 eq) | 12.8 | 0 | C
325110 | 1007909 | 2023 | OB (Boiler, other) | H-K2-004 | Natural Gas (Weighted U.S. Average) | Nitrous Oxide | 0.051 | 0 | C
325110 | 1007909 | 2023 | OB (Boiler, other) | H-K2-004 | Natural Gas (Weighted U.S. Average) | Nitrous Oxide (Co2 eq) | 15.3 | 0 | C
325110 | 1007909 | 2023 | OB (Boiler, other) | HK-10 | Fuel Gas | Carbon Dioxide Biogenic | 0 | 0 | C
325110 | 1007909 | 2023 | OB (Boiler, other) | HK-10 | Fuel Gas | Carbon Dioxide Non-Biogenic | 33469 | 0 | C
325110 | 1007909 | 2023 | OB (Boiler, other) | HK-10 | Fuel Gas | Carbon Dioxide Total | 33469 | 0 | C
325110 | 1007909 | 2023 | OB (Boiler, other) | HK-10 | Fuel Gas | Methane | 5.72 | 0 | C
325110 | 1007909 | 2023 | OB (Boiler, other) | HK-10 | Fuel Gas | Methane (Co2 eq) | 142.9 | 0 | C
325110 | 1007909 | 2023 | OB (Boiler, other) | HK-10 | Fuel Gas | Nitrous Oxide | 1.143 | 0 | C
325110 | 1007909 | 2023 | OB (Boiler, other) | HK-10 | Fuel Gas | Nitrous Oxide (Co2 eq) | 340.6 | 0 | C
325110 | 1007909 | 2023 | OB (Boiler, other) | HK-11 | Fuel Gas | Carbon Dioxide Biogenic | 0 | 0 | C
325110 | 1007909 | 2023 | OB (Boiler, other) | HK-11 | Fuel Gas | Carbon Dioxide Non-Biogenic | 45565.4 | 0 | C
325110 | 1007909 | 2023 | OB (Boiler, other) | HK-11 | Fuel Gas | Carbon Dioxide Total | 45565.4 | 0 | C
325110 | 1007909 | 2023 | OB (Boiler, other) | HK-11 | Fuel Gas | Methane | 7.78 | 0 | C
325110 | 1007909 | 2023 | OB (Boiler, other) | HK-11 | Fuel Gas | Methane (Co2 eq) | 194.6 | 0 | C
325110 | 1007909 | 2023 | OB (Boiler, other) | HK-11 | Fuel Gas | Nitrous Oxide | 1.557 | 0 | C
325110 | 1007909 | 2023 | OB (Boiler, other) | HK-11 | Fuel Gas | Nitrous Oxide (Co2 eq) | 463.9 | 0 | C
325110 | 1007909 | 2023 | OB (Boiler, other) | HK-9 | Fuel Gas | Carbon Dioxide Biogenic | 0 | 0 | C
325110 | 1007909 | 2023 | OB (Boiler, other) | HK-9 | Fuel Gas | Carbon Dioxide Non-Biogenic | 37521.5 | 0 | C
325110 | 1007909 | 2023 | OB (Boiler, other) | HK-9 | Fuel Gas | Carbon Dioxide Total | 37521.5 | 0 | C
325110 | 1007909 | 2023 | OB (Boiler, other) | HK-9 | Fuel Gas | Methane | 6.41 | 0 | C
325110 | 1007909 | 2023 | OB (Boiler, other) | HK-9 | Fuel Gas | Methane (Co2 eq) | 160.2 | 0 | C
325110 | 1007909 | 2023 | OB (Boiler, other) | HK-9 | Fuel Gas | Nitrous Oxide | 1.282 | 0 | C
325110 | 1007909 | 2023 | OB (Boiler, other) | HK-9 | Fuel Gas | Nitrous Oxide (Co2 eq) | 381.9 | 0 | C
325110 | 1007909 | 2023 | Flare | R-O-37 |  | Carbon Dioxide | 19890.7 |  | X
325110 | 1007909 | 2023 | Flare | R-O-37 |  | Methane | 60.04 |  | X
325110 | 1007909 | 2023 | Flare | R-O-37 |  | Nitrous Oxide | 0.199 |  | X
325110 | 1007909 | 2023 | Flare | R-O-44 |  | Carbon Dioxide | 5416.5 |  | X
325110 | 1007909 | 2023 | Flare | R-O-44 |  | Methane | 16.35 |  | X
325110 | 1007909 | 2023 | Flare | R-O-44 |  | Nitrous Oxide | 0.054 |  | X
325110 | 1007909 | 2023 | Flare | R-O-46 |  | Carbon Dioxide | 12161.2 |  | X
325110 | 1007909 | 2023 | Flare | R-O-46 |  | Methane | 36.71 |  | X
325110 | 1007909 | 2023 | Flare | R-O-46 |  | Nitrous Oxide | 0.122 |  | X
322120 | 1007912 | 2023 |  | CS-1 PB 1&2 | Bituminous | Carbon Dioxide Biogenic | 0 | 0 | C
322120 | 1007912 | 2023 |  | CS-1 PB 1&2 | Bituminous | Carbon Dioxide Non-Biogenic | 0 | 0 | C
322120 | 1007912 | 2023 |  | CS-1 PB 1&2 | Bituminous | Carbon Dioxide Total | 0 | 0 | C
322120 | 1007912 | 2023 |  | CS-1 PB 1&2 | Bituminous | Methane | 0.55 | 0 | C
322120 | 1007912 | 2023 |  | CS-1 PB 1&2 | Bituminous | Methane (Co2 eq) | 13.8 | 0 | C
322120 | 1007912 | 2023 |  | CS-1 PB 1&2 | Bituminous | Nitrous Oxide | 0.08 | 0 | C
322120 | 1007912 | 2023 |  | CS-1 PB 1&2 | Bituminous | Nitrous Oxide (Co2 eq) | 23.9 | 0 | C
322120 | 1007912 | 2023 |  | CS-1 PB 1&2 | Natural Gas (Weighted U.S. Average) | Carbon Dioxide Biogenic | 0 | 0 | C
322120 | 1007912 | 2023 |  | CS-1 PB 1&2 | Natural Gas (Weighted U.S. Average) | Carbon Dioxide Non-Biogenic | 0 | 0 | C
322120 | 1007912 | 2023 |  | CS-1 PB 1&2 | Natural Gas (Weighted U.S. Average) | Carbon Dioxide Total | 0 | 0 | C
322120 | 1007912 | 2023 |  | CS-1 PB 1&2 | Natural Gas (Weighted U.S. Average) | Methane | 1.75 | 0 | C
322120 | 1007912 | 2023 |  | CS-1 PB 1&2 | Natural Gas (Weighted U.S. Average) | Methane (Co2 eq) | 43.7 | 0 | C
322120 | 1007912 | 2023 |  | CS-1 PB 1&2 | Natural Gas (Weighted U.S. Average) | Nitrous Oxide | 0.175 | 0 | C
322120 | 1007912 | 2023 |  | CS-1 PB 1&2 | Natural Gas (Weighted U.S. Average) | Nitrous Oxide (Co2 eq) | 52.1 | 0 | C
322120 | 1007912 | 2023 |  | CS-1 PB 1&2 | Propane | Carbon Dioxide Biogenic | 0 | 0 | C
322120 | 1007912 | 2023 |  | CS-1 PB 1&2 | Propane | Carbon Dioxide Non-Biogenic | 0 | 0 | C
322120 | 1007912 | 2023 |  | CS-1 PB 1&2 | Propane | Carbon Dioxide Total | 0 | 0 | C
322120 | 1007912 | 2023 |  | CS-1 PB 1&2 | Propane | Methane | 0 | 0 | C
322120 | 1007912 | 2023 |  | CS-1 PB 1&2 | Propane | Methane (Co2 eq) | 0 | 0 | C
322120 | 1007912 | 2023 |  | CS-1 PB 1&2 | Propane | Nitrous Oxide | 0 | 0 | C
322120 | 1007912 | 2023 |  | CS-1 PB 1&2 | Propane | Nitrous Oxide (Co2 eq) | 0 | 0 | C
322120 | 1007912 | 2023 |  | CS-1 PB 1&2 | Residual Fuel Oil No. 6 | Carbon Dioxide Biogenic | 0 | 0 | C
322120 | 1007912 | 2023 |  | CS-1 PB 1&2 | Residual Fuel Oil No. 6 | Carbon Dioxide Non-Biogenic | 0 | 0 | C
322120 | 1007912 | 2023 |  | CS-1 PB 1&2 | Residual Fuel Oil No. 6 | Carbon Dioxide Total | 0 | 0 | C
322120 | 1007912 | 2023 |  | CS-1 PB 1&2 | Residual Fuel Oil No. 6 | Methane | 0 | 0 | C
322120 | 1007912 | 2023 |  | CS-1 PB 1&2 | Residual Fuel Oil No. 6 | Methane (Co2 eq) | 0 | 0 | C
322120 | 1007912 | 2023 |  | CS-1 PB 1&2 | Residual Fuel Oil No. 6 | Nitrous Oxide | 0 | 0 | C
322120 | 1007912 | 2023 |  | CS-1 PB 1&2 | Residual Fuel Oil No. 6 | Nitrous Oxide (Co2 eq) | 0 | 0 | C
322120 | 1007912 | 2023 |  | CS-1 PB 1&2 | Tires | Carbon Dioxide Biogenic | 0 | 0 | C
322120 | 1007912 | 2023 |  | CS-1 PB 1&2 | Tires | Carbon Dioxide Non-Biogenic | 0 | 0 | C
322120 | 1007912 | 2023 |  | CS-1 PB 1&2 | Tires | Carbon Dioxide Total | 0 | 0 | C
322120 | 1007912 | 2023 |  | CS-1 PB 1&2 | Tires | Methane | 39.67 | 0 | C
322120 | 1007912 | 2023 |  | CS-1 PB 1&2 | Tires | Methane (Co2 eq) | 991.6 | 0 | C
322120 | 1007912 | 2023 |  | CS-1 PB 1&2 | Tires | Nitrous Oxide | 5.206 | 0 | C
322120 | 1007912 | 2023 |  | CS-1 PB 1&2 | Tires | Nitrous Oxide (Co2 eq) | 1551.4 | 0 | C
322120 | 1007912 | 2023 |  | CS-1 PB 1&2 | Wood and Wood Residuals (dry basis) | Carbon Dioxide Biogenic | 0 | 0 | C
322120 | 1007912 | 2023 |  | CS-1 PB 1&2 | Wood and Wood Residuals (dry basis) | Carbon Dioxide Non-Biogenic | 0 | 0 | C
322120 | 1007912 | 2023 |  | CS-1 PB 1&2 | Wood and Wood Residuals (dry basis) | Carbon Dioxide Total | 0 | 0 | C
322120 | 1007912 | 2023 |  | CS-1 PB 1&2 | Wood and Wood Residuals (dry basis) | Methane | 30.36 | 0 | C
322120 | 1007912 | 2023 |  | CS-1 PB 1&2 | Wood and Wood Residuals (dry basis) | Methane (Co2 eq) | 759 | 0 | C
322120 | 1007912 | 2023 |  | CS-1 PB 1&2 | Wood and Wood Residuals (dry basis) | Nitrous Oxide | 15.18 | 0 | C
322120 | 1007912 | 2023 |  | CS-1 PB 1&2 | Wood and Wood Residuals (dry basis) | Nitrous Oxide (Co2 eq) | 4523.6 | 0 | C
322120 | 1007912 | 2023 | OB (Boiler, other) | Container Plant Boiler | Natural Gas (Weighted U.S. Average) | Carbon Dioxide Biogenic | 0 | 0 | C
322120 | 1007912 | 2023 | OB (Boiler, other) | Container Plant Boiler | Natural Gas (Weighted U.S. Average) | Carbon Dioxide Non-Biogenic | 581.7 | 0 | C
322120 | 1007912 | 2023 | OB (Boiler, other) | Container Plant Boiler | Natural Gas (Weighted U.S. Average) | Carbon Dioxide Total | 581.7 | 0 | C
322120 | 1007912 | 2023 | OB (Boiler, other) | Container Plant Boiler | Natural Gas (Weighted U.S. Average) | Methane | 0.01 | 0 | C
322120 | 1007912 | 2023 | OB (Boiler, other) | Container Plant Boiler | Natural Gas (Weighted U.S. Average) | Methane (Co2 eq) | 0.3 | 0 | C
322120 | 1007912 | 2023 | OB (Boiler, other) | Container Plant Boiler | Natural Gas (Weighted U.S. Average) | Nitrous Oxide | 0.001 | 0 | C
322120 | 1007912 | 2023 | OB (Boiler, other) | Container Plant Boiler | Natural Gas (Weighted U.S. Average) | Nitrous Oxide (Co2 eq) | 0.3 | 0 | C
322120 | 1007912 | 2023 |  | GP- Miscellaneous Natural Gas Consumer | Natural Gas (Weighted U.S. Average) | Carbon Dioxide Biogenic | 0 | 0 | C
322120 | 1007912 | 2023 |  | GP- Miscellaneous Natural Gas Consumer | Natural Gas (Weighted U.S. Average) | Carbon Dioxide Non-Biogenic | 0 | 0 | C
322120 | 1007912 | 2023 |  | GP- Miscellaneous Natural Gas Consumer | Natural Gas (Weighted U.S. Average) | Carbon Dioxide Total | 0 | 0 | C
322120 | 1007912 | 2023 |  | GP- Miscellaneous Natural Gas Consumer | Natural Gas (Weighted U.S. Average) | Methane | 0 | 0 | C
322120 | 1007912 | 2023 |  | GP- Miscellaneous Natural Gas Consumer | Natural Gas (Weighted U.S. Average) | Methane (Co2 eq) | 0 | 0 | C
322120 | 1007912 | 2023 |  | GP- Miscellaneous Natural Gas Consumer | Natural Gas (Weighted U.S. Average) | Nitrous Oxide | 0 | 0 | C
322120 | 1007912 | 2023 |  | GP- Miscellaneous Natural Gas Consumer | Natural Gas (Weighted U.S. Average) | Nitrous Oxide (Co2 eq) | 0 | 0 | C
322120 | 1007912 | 2023 | RICE (Reciprocating internal combustion engine) | Lime Kiln 1 Auxiliary Backup Engine | Distillate Fuel Oil No. 2 | Carbon Dioxide Biogenic | 0 | 0 | C
322120 | 1007912 | 2023 | RICE (Reciprocating internal combustion engine) | Lime Kiln 1 Auxiliary Backup Engine | Distillate Fuel Oil No. 2 | Carbon Dioxide Non-Biogenic | 0.1 | 0 | C
322120 | 1007912 | 2023 | RICE (Reciprocating internal combustion engine) | Lime Kiln 1 Auxiliary Backup Engine | Distillate Fuel Oil No. 2 | Carbon Dioxide Total | 0.1 | 0 | C
322120 | 1007912 | 2023 | RICE (Reciprocating internal combustion engine) | Lime Kiln 1 Auxiliary Backup Engine | Distillate Fuel Oil No. 2 | Methane | 0 | 0 | C
322120 | 1007912 | 2023 | RICE (Reciprocating internal combustion engine) | Lime Kiln 1 Auxiliary Backup Engine | Distillate Fuel Oil No. 2 | Methane (Co2 eq) | 0 | 0 | C
322120 | 1007912 | 2023 | RICE (Reciprocating internal combustion engine) | Lime Kiln 1 Auxiliary Backup Engine | Distillate Fuel Oil No. 2 | Nitrous Oxide | 0 | 0 | C
322120 | 1007912 | 2023 | RICE (Reciprocating internal combustion engine) | Lime Kiln 1 Auxiliary Backup Engine | Distillate Fuel Oil No. 2 | Nitrous Oxide (Co2 eq) | 0 | 0 | C
322120 | 1007912 | 2023 | RICE (Reciprocating internal combustion engine) | Lime Kiln 2 Auxiliary Backup Engine | Distillate Fuel Oil No. 2 | Carbon Dioxide Biogenic | 0 | 0 | C
322120 | 1007912 | 2023 | RICE (Reciprocating internal combustion engine) | Lime Kiln 2 Auxiliary Backup Engine | Distillate Fuel Oil No. 2 | Carbon Dioxide Non-Biogenic | 8.3 | 0 | C
322120 | 1007912 | 2023 | RICE (Reciprocating internal combustion engine) | Lime Kiln 2 Auxiliary Backup Engine | Distillate Fuel Oil No. 2 | Carbon Dioxide Total | 8.3 | 0 | C
322120 | 1007912 | 2023 | RICE (Reciprocating internal combustion engine) | Lime Kiln 2 Auxiliary Backup Engine | Distillate Fuel Oil No. 2 | Methane | 0 | 0 | C
322120 | 1007912 | 2023 | RICE (Reciprocating internal combustion engine) | Lime Kiln 2 Auxiliary Backup Engine | Distillate Fuel Oil No. 2 | Methane (Co2 eq) | 0 | 0 | C
322120 | 1007912 | 2023 | RICE (Reciprocating internal combustion engine) | Lime Kiln 2 Auxiliary Backup Engine | Distillate Fuel Oil No. 2 | Nitrous Oxide | 0 | 0 | C
322120 | 1007912 | 2023 | RICE (Reciprocating internal combustion engine) | Lime Kiln 2 Auxiliary Backup Engine | Distillate Fuel Oil No. 2 | Nitrous Oxide (Co2 eq) | 0 | 0 | C
322120 | 1007912 | 2023 | RICE (Reciprocating internal combustion engine) | Lime Kiln 2 Auxiliary Backup Engine | Motor Gasoline | Carbon Dioxide Biogenic | 0 | 0 | C
322120 | 1007912 | 2023 | RICE (Reciprocating internal combustion engine) | Lime Kiln 2 Auxiliary Backup Engine | Motor Gasoline | Carbon Dioxide Non-Biogenic | 0 | 0 | C
322120 | 1007912 | 2023 | RICE (Reciprocating internal combustion engine) | Lime Kiln 2 Auxiliary Backup Engine | Motor Gasoline | Carbon Dioxide Total | 0 | 0 | C
322120 | 1007912 | 2023 | RICE (Reciprocating internal combustion engine) | Lime Kiln 2 Auxiliary Backup Engine | Motor Gasoline | Methane | 0 | 0 | C
322120 | 1007912 | 2023 | RICE (Reciprocating internal combustion engine) | Lime Kiln 2 Auxiliary Backup Engine | Motor Gasoline | Methane (Co2 eq) | 0 | 0 | C
322120 | 1007912 | 2023 | RICE (Reciprocating internal combustion engine) | Lime Kiln 2 Auxiliary Backup Engine | Motor Gasoline | Nitrous Oxide | 0 | 0 | C
322120 | 1007912 | 2023 | RICE (Reciprocating internal combustion engine) | Lime Kiln 2 Auxiliary Backup Engine | Motor Gasoline | Nitrous Oxide (Co2 eq) | 0 | 0 | C
322120 | 1007912 | 2023 | RICE (Reciprocating internal combustion engine) | Lime Kiln Sump Pump | Distillate Fuel Oil No. 2 | Carbon Dioxide Biogenic | 0 | 0 | C
322120 | 1007912 | 2023 | RICE (Reciprocating internal combustion engine) | Lime Kiln Sump Pump | Distillate Fuel Oil No. 2 | Carbon Dioxide Non-Biogenic | 63.3 | 0 | C
322120 | 1007912 | 2023 | RICE (Reciprocating internal combustion engine) | Lime Kiln Sump Pump | Distillate Fuel Oil No. 2 | Carbon Dioxide Total | 63.3 | 0 | C
322120 | 1007912 | 2023 | RICE (Reciprocating internal combustion engine) | Lime Kiln Sump Pump | Distillate Fuel Oil No. 2 | Methane | 0 | 0 | C
322120 | 1007912 | 2023 | RICE (Reciprocating internal combustion engine) | Lime Kiln Sump Pump | Distillate Fuel Oil No. 2 | Methane (Co2 eq) | 0.1 | 0 | C
322120 | 1007912 | 2023 | RICE (Reciprocating internal combustion engine) | Lime Kiln Sump Pump | Distillate Fuel Oil No. 2 | Nitrous Oxide | 0.001 | 0 | C
322120 | 1007912 | 2023 | RICE (Reciprocating internal combustion engine) | Lime Kiln Sump Pump | Distillate Fuel Oil No. 2 | Nitrous Oxide (Co2 eq) | 0.2 | 0 | C
322120 | 1007912 | 2023 | Pulp Mill Lime Kiln | No. 1 Lime Kiln |  | Carbon Dioxide Biogenic (Spent Liquor) | 0 |  | AA
322120 | 1007912 | 2023 | Pulp Mill Lime Kiln | No. 1 Lime Kiln |  | Carbon Dioxide Non-Biogenic | 30140.7 |  | AA
322120 | 1007912 | 2023 | Pulp Mill Lime Kiln | No. 1 Lime Kiln |  | Methane | 1.53 |  | AA
322120 | 1007912 | 2023 | Pulp Mill Lime Kiln | No. 1 Lime Kiln |  | Methane Spent Liquor | 0 |  | AA
322120 | 1007912 | 2023 | Pulp Mill Lime Kiln | No. 1 Lime Kiln |  | Nitrous Oxide | 0 |  | AA
322120 | 1007912 | 2023 | Pulp Mill Lime Kiln | No. 1 Lime Kiln |  | Nitrous Oxide Spent Liquor | 0 |  | AA
322120 | 1007912 | 2023 | Chemical Recovery Furnace | No. 1 Recovery Boiler |  | Carbon Dioxide Biogenic (Spent Liquor) | 1444043.4 |  | AA | [10 empty] | 1964 | B&W | 2.7 |  | 2 | SF | 1175 | 1020 | 825
322120 | 1007912 | 2023 | Chemical Recovery Furnace | No. 1 Recovery Boiler |  | Carbon Dioxide Non-Biogenic | 4822.4 |  | AA | [10 empty] | 1964 | B&W | 2.7 |  | 2 | SF | 1175 | 1020 | 825
322120 | 1007912 | 2023 | Chemical Recovery Furnace | No. 1 Recovery Boiler |  | Methane | 0.19 |  | AA | [10 empty] | 1964 | B&W | 2.7 |  | 2 | SF | 1175 | 1020 | 825
322120 | 1007912 | 2023 | Chemical Recovery Furnace | No. 1 Recovery Boiler |  | Methane Spent Liquor | 29.13 |  | AA | [10 empty] | 1964 | B&W | 2.7 |  | 2 | SF | 1175 | 1020 | 825
322120 | 1007912 | 2023 | Chemical Recovery Furnace | No. 1 Recovery Boiler |  | Nitrous Oxide | 0.037 |  | AA | [10 empty] | 1964 | B&W | 2.7 |  | 2 | SF | 1175 | 1020 | 825
322120 | 1007912 | 2023 | Chemical Recovery Furnace | No. 1 Recovery Boiler |  | Nitrous Oxide Spent Liquor | 6.435 |  | AA | [10 empty] | 1964 | B&W | 2.7 |  | 2 | SF | 1175 | 1020 | 825
322120 | 1007912 | 2023 | Pulp Mill Lime Kiln | No. 2 Lime Kiln |  | Carbon Dioxide Biogenic (Spent Liquor) | 0 |  | AA
322120 | 1007912 | 2023 | Pulp Mill Lime Kiln | No. 2 Lime Kiln |  | Carbon Dioxide Non-Biogenic | 28205.7 |  | AA
322120 | 1007912 | 2023 | Pulp Mill Lime Kiln | No. 2 Lime Kiln |  | Methane | 1.44 |  | AA
322120 | 1007912 | 2023 | Pulp Mill Lime Kiln | No. 2 Lime Kiln |  | Methane Spent Liquor | 0 |  | AA
322120 | 1007912 | 2023 | Pulp Mill Lime Kiln | No. 2 Lime Kiln |  | Nitrous Oxide | 0 |  | AA
322120 | 1007912 | 2023 | Pulp Mill Lime Kiln | No. 2 Lime Kiln |  | Nitrous Oxide Spent Liquor | 0 |  | AA
322120 | 1007912 | 2023 | Chemical Recovery Furnace | No. 2 Recovery Boiler |  | Carbon Dioxide Biogenic (Spent Liquor) | 1955118.3 |  | AA | [10 empty] | 1967 | B&W | 2.94 |  | 2 | SF | 1175 | 1020 | 825
322120 | 1007912 | 2023 | Chemical Recovery Furnace | No. 2 Recovery Boiler |  | Carbon Dioxide Non-Biogenic | 4154.4 |  | AA | [10 empty] | 1967 | B&W | 2.94 |  | 2 | SF | 1175 | 1020 | 825
322120 | 1007912 | 2023 | Chemical Recovery Furnace | No. 2 Recovery Boiler |  | Methane | 0.16 |  | AA | [10 empty] | 1967 | B&W | 2.94 |  | 2 | SF | 1175 | 1020 | 825
322120 | 1007912 | 2023 | Chemical Recovery Furnace | No. 2 Recovery Boiler |  | Methane Spent Liquor | 39.42 |  | AA | [10 empty] | 1967 | B&W | 2.94 |  | 2 | SF | 1175 | 1020 | 825
322120 | 1007912 | 2023 | Chemical Recovery Furnace | No. 2 Recovery Boiler |  | Nitrous Oxide | 0.032 |  | AA | [10 empty] | 1967 | B&W | 2.94 |  | 2 | SF | 1175 | 1020 | 825
322120 | 1007912 | 2023 | Chemical Recovery Furnace | No. 2 Recovery Boiler |  | Nitrous Oxide Spent Liquor | 8.715 |  | AA | [10 empty] | 1967 | B&W | 2.94 |  | 2 | SF | 1175 | 1020 | 825
322120 | 1007912 | 2023 | RICE (Reciprocating internal combustion engine) | Paper Mill Lift Station Diesel Engine | Distillate Fuel Oil No. 2 | Carbon Dioxide Biogenic | 0 | 0 | C
322120 | 1007912 | 2023 | RICE (Reciprocating internal combustion engine) | Paper Mill Lift Station Diesel Engine | Distillate Fuel Oil No. 2 | Carbon Dioxide Non-Biogenic | 57.8 | 0 | C
322120 | 1007912 | 2023 | RICE (Reciprocating internal combustion engine) | Paper Mill Lift Station Diesel Engine | Distillate Fuel Oil No. 2 | Carbon Dioxide Total | 57.8 | 0 | C
322120 | 1007912 | 2023 | RICE (Reciprocating internal combustion engine) | Paper Mill Lift Station Diesel Engine | Distillate Fuel Oil No. 2 | Methane | 0 | 0 | C
322120 | 1007912 | 2023 | RICE (Reciprocating internal combustion engine) | Paper Mill Lift Station Diesel Engine | Distillate Fuel Oil No. 2 | Methane (Co2 eq) | 0.1 | 0 | C
322120 | 1007912 | 2023 | RICE (Reciprocating internal combustion engine) | Paper Mill Lift Station Diesel Engine | Distillate Fuel Oil No. 2 | Nitrous Oxide | 0 | 0 | C
322120 | 1007912 | 2023 | RICE (Reciprocating internal combustion engine) | Paper Mill Lift Station Diesel Engine | Distillate Fuel Oil No. 2 | Nitrous Oxide (Co2 eq) | 0.1 | 0 | C
322120 | 1007912 | 2023 | RTO (Regenerative thermal oxidizer) | RTO | Natural Gas (Weighted U.S. Average) | Carbon Dioxide Biogenic | 0 | 0 | C
322120 | 1007912 | 2023 | RTO (Regenerative thermal oxidizer) | RTO | Natural Gas (Weighted U.S. Average) | Carbon Dioxide Non-Biogenic | 877.6 | 0 | C
322120 | 1007912 | 2023 | RTO (Regenerative thermal oxidizer) | RTO | Natural Gas (Weighted U.S. Average) | Carbon Dioxide Total | 877.6 | 0 | C
322120 | 1007912 | 2023 | RTO (Regenerative thermal oxidizer) | RTO | Natural Gas (Weighted U.S. Average) | Methane | 0.02 | 0 | C
322120 | 1007912 | 2023 | RTO (Regenerative thermal oxidizer) | RTO | Natural Gas (Weighted U.S. Average) | Methane (Co2 eq) | 0.4 | 0 | C
322120 | 1007912 | 2023 | RTO (Regenerative thermal oxidizer) | RTO | Natural Gas (Weighted U.S. Average) | Nitrous Oxide | 0.002 | 0 | C
322120 | 1007912 | 2023 | RTO (Regenerative thermal oxidizer) | RTO | Natural Gas (Weighted U.S. Average) | Nitrous Oxide (Co2 eq) | 0.5 | 0 | C
322120 | 1007912 | 2023 | RTO (Regenerative thermal oxidizer) | RTO | Propane Gas | Carbon Dioxide Biogenic | 0 | 0 | C
322120 | 1007912 | 2023 | RTO (Regenerative thermal oxidizer) | RTO | Propane Gas | Carbon Dioxide Non-Biogenic | 0 | 0 | C
322120 | 1007912 | 2023 | RTO (Regenerative thermal oxidizer) | RTO | Propane Gas | Carbon Dioxide Total | 0 | 0 | C
322120 | 1007912 | 2023 | RTO (Regenerative thermal oxidizer) | RTO | Propane Gas | Methane | 0 | 0 | C
322120 | 1007912 | 2023 | RTO (Regenerative thermal oxidizer) | RTO | Propane Gas | Methane (Co2 eq) | 0 | 0 | C
322120 | 1007912 | 2023 | RTO (Regenerative thermal oxidizer) | RTO | Propane Gas | Nitrous Oxide | 0 | 0 | C
322120 | 1007912 | 2023 | RTO (Regenerative thermal oxidizer) | RTO | Propane Gas | Nitrous Oxide (Co2 eq) | 0 | 0 | C
311613 | 1007915 | 2023 |  | CP-1 | Distillate Fuel Oil No. 2 | Carbon Dioxide Biogenic | 0 | 20355 | C
311613 | 1007915 | 2023 |  | CP-1 | Distillate Fuel Oil No. 2 | Carbon Dioxide Non-Biogenic | 207.8 | 20355 | C
311613 | 1007915 | 2023 |  | CP-1 | Distillate Fuel Oil No. 2 | Carbon Dioxide Total | 207.8 | 20355 | C
311613 | 1007915 | 2023 |  | CP-1 | Distillate Fuel Oil No. 2 | Methane | 0.01 | 20355 | C
311613 | 1007915 | 2023 |  | CP-1 | Distillate Fuel Oil No. 2 | Methane (Co2 eq) | 0.2 | 20355 | C
311613 | 1007915 | 2023 |  | CP-1 | Distillate Fuel Oil No. 2 | Nitrous Oxide | 0.002 | 20355 | C
311613 | 1007915 | 2023 |  | CP-1 | Distillate Fuel Oil No. 2 | Nitrous Oxide (Co2 eq) | 0.5 | 20355 | C
311613 | 1007915 | 2023 |  | CP-1 | Natural Gas (Weighted U.S. Average) | Carbon Dioxide Biogenic | 0 | 0 | C
311613 | 1007915 | 2023 |  | CP-1 | Natural Gas (Weighted U.S. Average) | Carbon Dioxide Non-Biogenic | 75767.7 | 0 | C
311613 | 1007915 | 2023 |  | CP-1 | Natural Gas (Weighted U.S. Average) | Carbon Dioxide Total | 75767.7 | 0 | C
311613 | 1007915 | 2023 |  | CP-1 | Natural Gas (Weighted U.S. Average) | Methane | 1.43 | 0 | C
311613 | 1007915 | 2023 |  | CP-1 | Natural Gas (Weighted U.S. Average) | Methane (Co2 eq) | 35.7 | 0 | C
311613 | 1007915 | 2023 |  | CP-1 | Natural Gas (Weighted U.S. Average) | Nitrous Oxide | 0.143 | 0 | C
311613 | 1007915 | 2023 |  | CP-1 | Natural Gas (Weighted U.S. Average) | Nitrous Oxide (Co2 eq) | 42.6 | 0 | C
311613 | 1007915 | 2023 |  | CP-1 | Other Biomass Gases | Carbon Dioxide Biogenic | 2534.7 | 74317707 | C
311613 | 1007915 | 2023 |  | CP-1 | Other Biomass Gases | Carbon Dioxide Non-Biogenic | 0 | 74317707 | C
311613 | 1007915 | 2023 |  | CP-1 | Other Biomass Gases | Carbon Dioxide Total | 2534.7 | 74317707 | C
311613 | 1007915 | 2023 |  | CP-1 | Other Biomass Gases | Methane | 0.16 | 74317707 | C
311613 | 1007915 | 2023 |  | CP-1 | Other Biomass Gases | Methane (Co2 eq) | 3.9 | 74317707 | C
311613 | 1007915 | 2023 |  | CP-1 | Other Biomass Gases | Nitrous Oxide | 0.031 | 74317707 | C
311613 | 1007915 | 2023 |  | CP-1 | Other Biomass Gases | Nitrous Oxide (Co2 eq) | 9.1 | 74317707 | C
311613 | 1007915 | 2023 |  | GP-Generators | Distillate Fuel Oil No. 2 | Carbon Dioxide Biogenic | 0 | 369.6 | C
311613 | 1007915 | 2023 |  | GP-Generators | Distillate Fuel Oil No. 2 | Carbon Dioxide Non-Biogenic | 3.8 | 369.6 | C
311613 | 1007915 | 2023 |  | GP-Generators | Distillate Fuel Oil No. 2 | Carbon Dioxide Total | 3.8 | 369.6 | C
311613 | 1007915 | 2023 |  | GP-Generators | Distillate Fuel Oil No. 2 | Methane | 0 | 369.6 | C
311613 | 1007915 | 2023 |  | GP-Generators | Distillate Fuel Oil No. 2 | Methane (Co2 eq) | 0 | 369.6 | C
311613 | 1007915 | 2023 |  | GP-Generators | Distillate Fuel Oil No. 2 | Nitrous Oxide | 0 | 369.6 | C
311613 | 1007915 | 2023 |  | GP-Generators | Distillate Fuel Oil No. 2 | Nitrous Oxide (Co2 eq) | 0 | 369.6 | C
325199 | 1007916 | 2023 |  | GP-1 | Natural Gas (Weighted U.S. Average) | Carbon Dioxide Biogenic | 0 | 0 | C
325199 | 1007916 | 2023 |  | GP-1 | Natural Gas (Weighted U.S. Average) | Carbon Dioxide Non-Biogenic | 67728.4 | 0 | C
325199 | 1007916 | 2023 |  | GP-1 | Natural Gas (Weighted U.S. Average) | Carbon Dioxide Total | 67728.4 | 0 | C
325199 | 1007916 | 2023 |  | GP-1 | Natural Gas (Weighted U.S. Average) | Methane | 1.28 | 0 | C
325199 | 1007916 | 2023 |  | GP-1 | Natural Gas (Weighted U.S. Average) | Methane (Co2 eq) | 31.9 | 0 | C
325199 | 1007916 | 2023 |  | GP-1 | Natural Gas (Weighted U.S. Average) | Nitrous Oxide | 0.128 | 0 | C
325199 | 1007916 | 2023 |  | GP-1 | Natural Gas (Weighted U.S. Average) | Nitrous Oxide (Co2 eq) | 38 | 0 | C
325199 | 1007916 | 2023 | OB (Boiler, other) | No. 10 Boiler | Natural Gas (Weighted U.S. Average) | Carbon Dioxide Biogenic | 0 | 0 | C
325199 | 1007916 | 2023 | OB (Boiler, other) | No. 10 Boiler | Natural Gas (Weighted U.S. Average) | Carbon Dioxide Non-Biogenic | 28717.4 | 0 | C
325199 | 1007916 | 2023 | OB (Boiler, other) | No. 10 Boiler | Natural Gas (Weighted U.S. Average) | Carbon Dioxide Total | 28717.4 | 0 | C
325199 | 1007916 | 2023 | OB (Boiler, other) | No. 10 Boiler | Natural Gas (Weighted U.S. Average) | Methane | 0.54 | 0 | C
325199 | 1007916 | 2023 | OB (Boiler, other) | No. 10 Boiler | Natural Gas (Weighted U.S. Average) | Methane (Co2 eq) | 13.5 | 0 | C
325199 | 1007916 | 2023 | OB (Boiler, other) | No. 10 Boiler | Natural Gas (Weighted U.S. Average) | Nitrous Oxide | 0.054 | 0 | C
325199 | 1007916 | 2023 | OB (Boiler, other) | No. 10 Boiler | Natural Gas (Weighted U.S. Average) | Nitrous Oxide (Co2 eq) | 16.1 | 0 | C
322110 | 1007917 | 2023 | OB (Boiler, other) | Rental Boiler #1 | Natural Gas (Weighted U.S. Average) | Carbon Dioxide Biogenic | 0 | 0 | C
322110 | 1007917 | 2023 | OB (Boiler, other) | Rental Boiler #1 | Natural Gas (Weighted U.S. Average) | Carbon Dioxide Non-Biogenic | 14358.8 | 0 | C
322110 | 1007917 | 2023 | OB (Boiler, other) | Rental Boiler #1 | Natural Gas (Weighted U.S. Average) | Carbon Dioxide Total | 14358.8 | 0 | C
322110 | 1007917 | 2023 | OB (Boiler, other) | Rental Boiler #1 | Natural Gas (Weighted U.S. Average) | Methane | 0.27 | 0 | C
322110 | 1007917 | 2023 | OB (Boiler, other) | Rental Boiler #1 | Natural Gas (Weighted U.S. Average) | Methane (Co2 eq) | 6.8 | 0 | C
322110 | 1007917 | 2023 | OB (Boiler, other) | Rental Boiler #1 | Natural Gas (Weighted U.S. Average) | Nitrous Oxide | 0.027 | 0 | C
322110 | 1007917 | 2023 | OB (Boiler, other) | Rental Boiler #1 | Natural Gas (Weighted U.S. Average) | Nitrous Oxide (Co2 eq) | 8.1 | 0 | C
322110 | 1007917 | 2023 | OB (Boiler, other) | Rental Boiler #2 | Natural Gas (Weighted U.S. Average) | Carbon Dioxide Biogenic | 0 | 0 | C
322110 | 1007917 | 2023 | OB (Boiler, other) | Rental Boiler #2 | Natural Gas (Weighted U.S. Average) | Carbon Dioxide Non-Biogenic | 28264.8 | 0 | C
322110 | 1007917 | 2023 | OB (Boiler, other) | Rental Boiler #2 | Natural Gas (Weighted U.S. Average) | Carbon Dioxide Total | 28264.8 | 0 | C
322110 | 1007917 | 2023 | OB (Boiler, other) | Rental Boiler #2 | Natural Gas (Weighted U.S. Average) | Methane | 0.53 | 0 | C
322110 | 1007917 | 2023 | OB (Boiler, other) | Rental Boiler #2 | Natural Gas (Weighted U.S. Average) | Methane (Co2 eq) | 13.3 | 0 | C
322110 | 1007917 | 2023 | OB (Boiler, other) | Rental Boiler #2 | Natural Gas (Weighted U.S. Average) | Nitrous Oxide | 0.053 | 0 | C
322110 | 1007917 | 2023 | OB (Boiler, other) | Rental Boiler #2 | Natural Gas (Weighted U.S. Average) | Nitrous Oxide (Co2 eq) | 15.9 | 0 | C
322110 | 1007917 | 2023 | Chemical Recovery Furnace | X001 |  | Carbon Dioxide Biogenic (Spent Liquor) | 1552683.6 |  | AA | [9 empty] | 47 | 1978 | B&W | 3.6 | 4.49 | 2 | SR | 1425 | 1225 | 900
322110 | 1007917 | 2023 | Chemical Recovery Furnace | X001 |  | Carbon Dioxide Non-Biogenic | 32984 |  | AA | [9 empty] | 47 | 1978 | B&W | 3.6 | 4.49 | 2 | SR | 1425 | 1225 | 900
322110 | 1007917 | 2023 | Chemical Recovery Furnace | X001 |  | Methane | 0.64 |  | AA | [9 empty] | 47 | 1978 | B&W | 3.6 | 4.49 | 2 | SR | 1425 | 1225 | 900
322110 | 1007917 | 2023 | Chemical Recovery Furnace | X001 |  | Methane Spent Liquor | 31.26 |  | AA | [9 empty] | 47 | 1978 | B&W | 3.6 | 4.49 | 2 | SR | 1425 | 1225 | 900
322110 | 1007917 | 2023 | Chemical Recovery Furnace | X001 |  | Nitrous Oxide | 0.067 |  | AA | [9 empty] | 47 | 1978 | B&W | 3.6 | 4.49 | 2 | SR | 1425 | 1225 | 900
322110 | 1007917 | 2023 | Chemical Recovery Furnace | X001 |  | Nitrous Oxide Spent Liquor | 6.908 |  | AA | [9 empty] | 47 | 1978 | B&W | 3.6 | 4.49 | 2 | SR | 1425 | 1225 | 900
322110 | 1007917 | 2023 | Pulp Mill Lime Kiln | X003 |  | Carbon Dioxide Biogenic (Spent Liquor) | 0 |  | AA
322110 | 1007917 | 2023 | Pulp Mill Lime Kiln | X003 |  | Carbon Dioxide Non-Biogenic | 41781.4 |  | AA
322110 | 1007917 | 2023 | Pulp Mill Lime Kiln | X003 |  | Methane | 2.13 |  | AA
322110 | 1007917 | 2023 | Pulp Mill Lime Kiln | X003 |  | Methane Spent Liquor | 0 |  | AA
322110 | 1007917 | 2023 | Pulp Mill Lime Kiln | X003 |  | Nitrous Oxide | 0 |  | AA
322110 | 1007917 | 2023 | Pulp Mill Lime Kiln | X003 |  | Nitrous Oxide Spent Liquor | 0 |  | AA
322110 | 1007917 | 2023 | Chemical Recovery Furnace | X012 |  | Carbon Dioxide Biogenic (Spent Liquor) | 1059258.7 |  | AA | [9 empty] | 33 | 1992 | B&W | 5.5 | 5.5 | 1 | SR | 1500 | 1225 | 900
322110 | 1007917 | 2023 | Chemical Recovery Furnace | X012 |  | Carbon Dioxide Non-Biogenic | 22262.3 |  | AA | [9 empty] | 33 | 1992 | B&W | 5.5 | 5.5 | 1 | SR | 1500 | 1225 | 900
322110 | 1007917 | 2023 | Chemical Recovery Furnace | X012 |  | Methane | 0.42 |  | AA | [9 empty] | 33 | 1992 | B&W | 5.5 | 5.5 | 1 | SR | 1500 | 1225 | 900
322110 | 1007917 | 2023 | Chemical Recovery Furnace | X012 |  | Methane Spent Liquor | 21.32 |  | AA | [9 empty] | 33 | 1992 | B&W | 5.5 | 5.5 | 1 | SR | 1500 | 1225 | 900
322110 | 1007917 | 2023 | Chemical Recovery Furnace | X012 |  | Nitrous Oxide | 0.042 |  | AA | [9 empty] | 33 | 1992 | B&W | 5.5 | 5.5 | 1 | SR | 1500 | 1225 | 900
322110 | 1007917 | 2023 | Chemical Recovery Furnace | X012 |  | Nitrous Oxide Spent Liquor | 4.713 |  | AA | [9 empty] | 33 | 1992 | B&W | 5.5 | 5.5 | 1 | SR | 1500 | 1225 | 900
322110 | 1007917 | 2023 | Pulp Mill Lime Kiln | X014 |  | Carbon Dioxide Biogenic (Spent Liquor) | 0 |  | AA
322110 | 1007917 | 2023 | Pulp Mill Lime Kiln | X014 |  | Carbon Dioxide Non-Biogenic | 47026.8 |  | AA
322110 | 1007917 | 2023 | Pulp Mill Lime Kiln | X014 |  | Methane | 2.39 |  | AA
322110 | 1007917 | 2023 | Pulp Mill Lime Kiln | X014 |  | Methane Spent Liquor | 0 |  | AA
322110 | 1007917 | 2023 | Pulp Mill Lime Kiln | X014 |  | Nitrous Oxide | 0 |  | AA
322110 | 1007917 | 2023 | Pulp Mill Lime Kiln | X014 |  | Nitrous Oxide Spent Liquor | 0 |  | AA
322110 | 1007917 | 2023 | S (Stoker Boiler) | X017 | Natural Gas (Weighted U.S. Average) | Carbon Dioxide Biogenic | 0 | 0 | C
322110 | 1007917 | 2023 | S (Stoker Boiler) | X017 | Natural Gas (Weighted U.S. Average) | Carbon Dioxide Non-Biogenic | 11392.1 | 0 | C
322110 | 1007917 | 2023 | S (Stoker Boiler) | X017 | Natural Gas (Weighted U.S. Average) | Carbon Dioxide Total | 11392.1 | 0 | C
322110 | 1007917 | 2023 | S (Stoker Boiler) | X017 | Natural Gas (Weighted U.S. Average) | Methane | 0.21 | 0 | C
322110 | 1007917 | 2023 | S (Stoker Boiler) | X017 | Natural Gas (Weighted U.S. Average) | Methane (Co2 eq) | 5.4 | 0 | C
322110 | 1007917 | 2023 | S (Stoker Boiler) | X017 | Natural Gas (Weighted U.S. Average) | Nitrous Oxide | 0.021 | 0 | C
322110 | 1007917 | 2023 | S (Stoker Boiler) | X017 | Natural Gas (Weighted U.S. Average) | Nitrous Oxide (Co2 eq) | 6.4 | 0 | C
322110 | 1007917 | 2023 | S (Stoker Boiler) | X017 | Wood and Wood Residuals (dry basis) | Carbon Dioxide Biogenic | 22066 | 0 | C
322110 | 1007917 | 2023 | S (Stoker Boiler) | X017 | Wood and Wood Residuals (dry basis) | Carbon Dioxide Non-Biogenic | 0 | 0 | C
322110 | 1007917 | 2023 | S (Stoker Boiler) | X017 | Wood and Wood Residuals (dry basis) | Carbon Dioxide Total | 22066 | 0 | C
322110 | 1007917 | 2023 | S (Stoker Boiler) | X017 | Wood and Wood Residuals (dry basis) | Methane | 1.69 | 0 | C
322110 | 1007917 | 2023 | S (Stoker Boiler) | X017 | Wood and Wood Residuals (dry basis) | Methane (Co2 eq) | 42.3 | 0 | C
322110 | 1007917 | 2023 | S (Stoker Boiler) | X017 | Wood and Wood Residuals (dry basis) | Nitrous Oxide | 0.847 | 0 | C
322110 | 1007917 | 2023 | S (Stoker Boiler) | X017 | Wood and Wood Residuals (dry basis) | Nitrous Oxide (Co2 eq) | 252.4 | 0 | C
322110 | 1007917 | 2023 | ICI (Incinerator, commercial and industrial) | X030 | Natural Gas (Weighted U.S. Average) | Carbon Dioxide Biogenic | 0 | 0 | C
322110 | 1007917 | 2023 | ICI (Incinerator, commercial and industrial) | X030 | Natural Gas (Weighted U.S. Average) | Carbon Dioxide Non-Biogenic | 1825.5 | 0 | C
322110 | 1007917 | 2023 | ICI (Incinerator, commercial and industrial) | X030 | Natural Gas (Weighted U.S. Average) | Carbon Dioxide Total | 1825.5 | 0 | C
322110 | 1007917 | 2023 | ICI (Incinerator, commercial and industrial) | X030 | Natural Gas (Weighted U.S. Average) | Methane | 0.03 | 0 | C
322110 | 1007917 | 2023 | ICI (Incinerator, commercial and industrial) | X030 | Natural Gas (Weighted U.S. Average) | Methane (Co2 eq) | 0.9 | 0 | C
322110 | 1007917 | 2023 | ICI (Incinerator, commercial and industrial) | X030 | Natural Gas (Weighted U.S. Average) | Nitrous Oxide | 0.003 | 0 | C
322110 | 1007917 | 2023 | ICI (Incinerator, commercial and industrial) | X030 | Natural Gas (Weighted U.S. Average) | Nitrous Oxide (Co2 eq) | 1 | 0 | C
322110 | 1007917 | 2023 | S (Stoker Boiler) | Z008 | Natural Gas (Weighted U.S. Average) | Carbon Dioxide Biogenic | 0 | 0 | C
322110 | 1007917 | 2023 | S (Stoker Boiler) | Z008 | Natural Gas (Weighted U.S. Average) | Carbon Dioxide Non-Biogenic | 69083 | 0 | C
322110 | 1007917 | 2023 | S (Stoker Boiler) | Z008 | Natural Gas (Weighted U.S. Average) | Carbon Dioxide Total | 69083 | 0 | C
322110 | 1007917 | 2023 | S (Stoker Boiler) | Z008 | Natural Gas (Weighted U.S. Average) | Methane | 1.3 | 0 | C
322110 | 1007917 | 2023 | S (Stoker Boiler) | Z008 | Natural Gas (Weighted U.S. Average) | Methane (Co2 eq) | 32.5 | 0 | C
322110 | 1007917 | 2023 | S (Stoker Boiler) | Z008 | Natural Gas (Weighted U.S. Average) | Nitrous Oxide | 0.13 | 0 | C
322110 | 1007917 | 2023 | S (Stoker Boiler) | Z008 | Natural Gas (Weighted U.S. Average) | Nitrous Oxide (Co2 eq) | 38.8 | 0 | C
322110 | 1007917 | 2023 | S (Stoker Boiler) | Z008 | Wood and Wood Residuals (dry basis) | Carbon Dioxide Biogenic | 270432.1 | 0 | C
322110 | 1007917 | 2023 | S (Stoker Boiler) | Z008 | Wood and Wood Residuals (dry basis) | Carbon Dioxide Non-Biogenic | 0 | 0 | C
322110 | 1007917 | 2023 | S (Stoker Boiler) | Z008 | Wood and Wood Residuals (dry basis) | Carbon Dioxide Total | 270432.1 | 0 | C
322110 | 1007917 | 2023 | S (Stoker Boiler) | Z008 | Wood and Wood Residuals (dry basis) | Methane | 20.76 | 0 | C
322110 | 1007917 | 2023 | S (Stoker Boiler) | Z008 | Wood and Wood Residuals (dry basis) | Methane (Co2 eq) | 519 | 0 | C
322110 | 1007917 | 2023 | S (Stoker Boiler) | Z008 | Wood and Wood Residuals (dry basis) | Nitrous Oxide | 10.379 | 0 | C
322110 | 1007917 | 2023 | S (Stoker Boiler) | Z008 | Wood and Wood Residuals (dry basis) | Nitrous Oxide (Co2 eq) | 3093 | 0 | C
325193 | 1007933 | 2023 |  | GP-Albion Facility | Natural Gas (Weighted U.S. Average) | Carbon Dioxide Biogenic | 0 | 0 | C
325193 | 1007933 | 2023 |  | GP-Albion Facility | Natural Gas (Weighted U.S. Average) | Carbon Dioxide Non-Biogenic | 206644.9 | 0 | C
325193 | 1007933 | 2023 |  | GP-Albion Facility | Natural Gas (Weighted U.S. Average) | Carbon Dioxide Total | 206644.9 | 0 | C
325193 | 1007933 | 2023 |  | GP-Albion Facility | Natural Gas (Weighted U.S. Average) | Methane | 3.89 | 0 | C
325193 | 1007933 | 2023 |  | GP-Albion Facility | Natural Gas (Weighted U.S. Average) | Methane (Co2 eq) | 97.4 | 0 | C
325193 | 1007933 | 2023 |  | GP-Albion Facility | Natural Gas (Weighted U.S. Average) | Nitrous Oxide | 0.389 | 0 | C
325193 | 1007933 | 2023 |  | GP-Albion Facility | Natural Gas (Weighted U.S. Average) | Nitrous Oxide (Co2 eq) | 116.1 | 0 | C
325180 | 1007943 | 2023 |  | CP-Natural Gas | Natural Gas (Weighted U.S. Average) | Carbon Dioxide Biogenic | 0 | 0 | C
325180 | 1007943 | 2023 |  | CP-Natural Gas | Natural Gas (Weighted U.S. Average) | Carbon Dioxide Non-Biogenic | 47422.7 | 0 | C
325180 | 1007943 | 2023 |  | CP-Natural Gas | Natural Gas (Weighted U.S. Average) | Carbon Dioxide Total | 47422.7 | 0 | C
325180 | 1007943 | 2023 |  | CP-Natural Gas | Natural Gas (Weighted U.S. Average) | Methane | 0.89 | 0 | C
325180 | 1007943 | 2023 |  | CP-Natural Gas | Natural Gas (Weighted U.S. Average) | Methane (Co2 eq) | 22.3 | 0 | C
325180 | 1007943 | 2023 |  | CP-Natural Gas | Natural Gas (Weighted U.S. Average) | Nitrous Oxide | 0.089 | 0 | C
325180 | 1007943 | 2023 |  | CP-Natural Gas | Natural Gas (Weighted U.S. Average) | Nitrous Oxide (Co2 eq) | 26.6 | 0 | C
325180 | 1007943 | 2023 |  | GP-Liquified Petroleum Gas | Propane | Carbon Dioxide Biogenic | 0 | 0 | C
325180 | 1007943 | 2023 |  | GP-Liquified Petroleum Gas | Propane | Carbon Dioxide Non-Biogenic | 100.7 | 0 | C
325180 | 1007943 | 2023 |  | GP-Liquified Petroleum Gas | Propane | Carbon Dioxide Total | 100.7 | 0 | C
325180 | 1007943 | 2023 |  | GP-Liquified Petroleum Gas | Propane | Methane | 0 | 0 | C
325180 | 1007943 | 2023 |  | GP-Liquified Petroleum Gas | Propane | Methane (Co2 eq) | 0.1 | 0 | C
325180 | 1007943 | 2023 |  | GP-Liquified Petroleum Gas | Propane | Nitrous Oxide | 0.001 | 0 | C
325180 | 1007943 | 2023 |  | GP-Liquified Petroleum Gas | Propane | Nitrous Oxide (Co2 eq) | 0.3 | 0 | C
325180 | 1007943 | 2023 | OB (Boiler, other) | HWSB Boiler | Wood and Wood Residuals (dry basis) | Carbon Dioxide Biogenic | 30.7 | 0 | C
325180 | 1007943 | 2023 | OB (Boiler, other) | HWSB Boiler | Wood and Wood Residuals (dry basis) | Carbon Dioxide Non-Biogenic | 0 | 0 | C
325180 | 1007943 | 2023 | OB (Boiler, other) | HWSB Boiler | Wood and Wood Residuals (dry basis) | Carbon Dioxide Total | 30.7 | 0 | C
325180 | 1007943 | 2023 | OB (Boiler, other) | HWSB Boiler | Wood and Wood Residuals (dry basis) | Methane | 0 | 0 | C
325180 | 1007943 | 2023 | OB (Boiler, other) | HWSB Boiler | Wood and Wood Residuals (dry basis) | Methane (Co2 eq) | 0.1 | 0 | C
325180 | 1007943 | 2023 | OB (Boiler, other) | HWSB Boiler | Wood and Wood Residuals (dry basis) | Nitrous Oxide | 0.001 | 0 | C
325180 | 1007943 | 2023 | OB (Boiler, other) | HWSB Boiler | Wood and Wood Residuals (dry basis) | Nitrous Oxide (Co2 eq) | 0.4 | 0 | C
325180 | 1007943 | 2023 | K (Kiln) | Rotary Kiln | Bituminous | Carbon Dioxide Biogenic | 0 | 0 | C
325180 | 1007943 | 2023 | K (Kiln) | Rotary Kiln | Bituminous | Carbon Dioxide Non-Biogenic | 50623.6 | 0 | C
325180 | 1007943 | 2023 | K (Kiln) | Rotary Kiln | Bituminous | Carbon Dioxide Total | 50623.6 | 0 | C
325180 | 1007943 | 2023 | K (Kiln) | Rotary Kiln | Bituminous | Methane | 5.82 | 0 | C
325180 | 1007943 | 2023 | K (Kiln) | Rotary Kiln | Bituminous | Methane (Co2 eq) | 145.5 | 0 | C
325180 | 1007943 | 2023 | K (Kiln) | Rotary Kiln | Bituminous | Nitrous Oxide | 0.846 | 0 | C
325180 | 1007943 | 2023 | K (Kiln) | Rotary Kiln | Bituminous | Nitrous Oxide (Co2 eq) | 252.2 | 0 | C
325180 | 1007943 | 2023 | K (Kiln) | Rotary Kiln |  | Carbon Dioxide Biogenic | 0 | 0 | C
325180 | 1007943 | 2023 | K (Kiln) | Rotary Kiln |  | Carbon Dioxide Non-Biogenic | 366754.9 | 0 | C
325180 | 1007943 | 2023 | K (Kiln) | Rotary Kiln |  | Carbon Dioxide Total | 366754.9 | 0 | C
325180 | 1007943 | 2023 | K (Kiln) | Rotary Kiln |  | Methane | 0 | 0 | C
325180 | 1007943 | 2023 | K (Kiln) | Rotary Kiln |  | Methane (Co2 eq) | 0 | 0 | C
325180 | 1007943 | 2023 | K (Kiln) | Rotary Kiln |  | Nitrous Oxide | 0 | 0 | C
325180 | 1007943 | 2023 | K (Kiln) | Rotary Kiln |  | Nitrous Oxide (Co2 eq) | 0 | 0 | C
325199 | 1007956 | 2023 |  | GP-5 combustion units at Facility | Natural Gas (Weighted U.S. Average) | Carbon Dioxide Biogenic | 0 | 386954840 | C
325199 | 1007956 | 2023 |  | GP-5 combustion units at Facility | Natural Gas (Weighted U.S. Average) | Carbon Dioxide Non-Biogenic | 21065.7 | 386954840 | C
325199 | 1007956 | 2023 |  | GP-5 combustion units at Facility | Natural Gas (Weighted U.S. Average) | Carbon Dioxide Total | 21065.7 | 386954840 | C
325199 | 1007956 | 2023 |  | GP-5 combustion units at Facility | Natural Gas (Weighted U.S. Average) | Methane | 0.4 | 386954840 | C
325199 | 1007956 | 2023 |  | GP-5 combustion units at Facility | Natural Gas (Weighted U.S. Average) | Methane (Co2 eq) | 9.9 | 386954840 | C
325199 | 1007956 | 2023 |  | GP-5 combustion units at Facility | Natural Gas (Weighted U.S. Average) | Nitrous Oxide | 0.04 | 386954840 | C
325199 | 1007956 | 2023 |  | GP-5 combustion units at Facility | Natural Gas (Weighted U.S. Average) | Nitrous Oxide (Co2 eq) | 11.8 | 386954840 | C
325199 | 1007956 | 2023 |  | GP-5 combustion units at Facility | Used Oil | Carbon Dioxide Biogenic | 0 | 885676 | C
325199 | 1007956 | 2023 |  | GP-5 combustion units at Facility | Used Oil | Carbon Dioxide Non-Biogenic | 9044.5 | 885676 | C
325199 | 1007956 | 2023 |  | GP-5 combustion units at Facility | Used Oil | Carbon Dioxide Total | 9044.5 | 885676 | C
325199 | 1007956 | 2023 |  | GP-5 combustion units at Facility | Used Oil | Methane | 0.37 | 885676 | C
325199 | 1007956 | 2023 |  | GP-5 combustion units at Facility | Used Oil | Methane (Co2 eq) | 9.2 | 885676 | C
325199 | 1007956 | 2023 |  | GP-5 combustion units at Facility | Used Oil | Nitrous Oxide | 0.073 | 885676 | C
325199 | 1007956 | 2023 |  | GP-5 combustion units at Facility | Used Oil | Nitrous Oxide (Co2 eq) | 21.9 | 885676 | C
322130 | 1007964 | 2023 |  | GP-01 | Natural Gas (Weighted U.S. Average) | Carbon Dioxide Biogenic | 0 | 0 | C
322130 | 1007964 | 2023 |  | GP-01 | Natural Gas (Weighted U.S. Average) | Carbon Dioxide Non-Biogenic | 2322.6 | 0 | C
322130 | 1007964 | 2023 |  | GP-01 | Natural Gas (Weighted U.S. Average) | Carbon Dioxide Total | 2322.6 | 0 | C
322130 | 1007964 | 2023 |  | GP-01 | Natural Gas (Weighted U.S. Average) | Methane | 0.04 | 0 | C
322130 | 1007964 | 2023 |  | GP-01 | Natural Gas (Weighted U.S. Average) | Methane (Co2 eq) | 1.1 | 0 | C
322130 | 1007964 | 2023 |  | GP-01 | Natural Gas (Weighted U.S. Average) | Nitrous Oxide | 0.004 | 0 | C
322130 | 1007964 | 2023 |  | GP-01 | Natural Gas (Weighted U.S. Average) | Nitrous Oxide (Co2 eq) | 1.3 | 0 | C
322130 | 1007964 | 2023 | Pulp Mill Lime Kiln | LK3 |  | Carbon Dioxide Biogenic (Spent Liquor) | 0 |  | AA
322130 | 1007964 | 2023 | Pulp Mill Lime Kiln | LK3 |  | Carbon Dioxide Non-Biogenic | 51271.2 |  | AA
322130 | 1007964 | 2023 | Pulp Mill Lime Kiln | LK3 |  | Methane | 2.61 |  | AA
322130 | 1007964 | 2023 | Pulp Mill Lime Kiln | LK3 |  | Methane Spent Liquor | 0 |  | AA
322130 | 1007964 | 2023 | Pulp Mill Lime Kiln | LK3 |  | Nitrous Oxide | 0 |  | AA
322130 | 1007964 | 2023 | Pulp Mill Lime Kiln | LK3 |  | Nitrous Oxide Spent Liquor | 0 |  | AA
322130 | 1007964 | 2023 | BFB (Boiler, bubbling fluidized bed) | PB4 No.4 Power Boiler | Natural Gas (Weighted U.S. Average) | Carbon Dioxide Biogenic | 0 | 0 | C
322130 | 1007964 | 2023 | BFB (Boiler, bubbling fluidized bed) | PB4 No.4 Power Boiler | Natural Gas (Weighted U.S. Average) | Carbon Dioxide Non-Biogenic | 4054.8 | 0 | C
322130 | 1007964 | 2023 | BFB (Boiler, bubbling fluidized bed) | PB4 No.4 Power Boiler | Natural Gas (Weighted U.S. Average) | Carbon Dioxide Total | 4054.8 | 0 | C
322130 | 1007964 | 2023 | BFB (Boiler, bubbling fluidized bed) | PB4 No.4 Power Boiler | Natural Gas (Weighted U.S. Average) | Methane | 0.08 | 0 | C
322130 | 1007964 | 2023 | BFB (Boiler, bubbling fluidized bed) | PB4 No.4 Power Boiler | Natural Gas (Weighted U.S. Average) | Methane (Co2 eq) | 1.9 | 0 | C
322130 | 1007964 | 2023 | BFB (Boiler, bubbling fluidized bed) | PB4 No.4 Power Boiler | Natural Gas (Weighted U.S. Average) | Nitrous Oxide | 0.008 | 0 | C
322130 | 1007964 | 2023 | BFB (Boiler, bubbling fluidized bed) | PB4 No.4 Power Boiler | Natural Gas (Weighted U.S. Average) | Nitrous Oxide (Co2 eq) | 2.3 | 0 | C
322130 | 1007964 | 2023 | BFB (Boiler, bubbling fluidized bed) | PB4 No.4 Power Boiler | Wood and Wood Residuals (dry basis) | Carbon Dioxide Biogenic | 331969.8 | 0 | C
322130 | 1007964 | 2023 | BFB (Boiler, bubbling fluidized bed) | PB4 No.4 Power Boiler | Wood and Wood Residuals (dry basis) | Carbon Dioxide Non-Biogenic | 0 | 0 | C
322130 | 1007964 | 2023 | BFB (Boiler, bubbling fluidized bed) | PB4 No.4 Power Boiler | Wood and Wood Residuals (dry basis) | Carbon Dioxide Total | 331969.8 | 0 | C
322130 | 1007964 | 2023 | BFB (Boiler, bubbling fluidized bed) | PB4 No.4 Power Boiler | Wood and Wood Residuals (dry basis) | Methane | 25.48 | 0 | C
322130 | 1007964 | 2023 | BFB (Boiler, bubbling fluidized bed) | PB4 No.4 Power Boiler | Wood and Wood Residuals (dry basis) | Methane (Co2 eq) | 637 | 0 | C
322130 | 1007964 | 2023 | BFB (Boiler, bubbling fluidized bed) | PB4 No.4 Power Boiler | Wood and Wood Residuals (dry basis) | Nitrous Oxide | 12.741 | 0 | C
322130 | 1007964 | 2023 | BFB (Boiler, bubbling fluidized bed) | PB4 No.4 Power Boiler | Wood and Wood Residuals (dry basis) | Nitrous Oxide (Co2 eq) | 3796.8 | 0 | C
322130 | 1007964 | 2023 | OB (Boiler, other) | PB5 | Natural Gas (Weighted U.S. Average) | Carbon Dioxide Biogenic | 0 | 0 | C
322130 | 1007964 | 2023 | OB (Boiler, other) | PB5 | Natural Gas (Weighted U.S. Average) | Carbon Dioxide Non-Biogenic | 4478.8 | 0 | C
322130 | 1007964 | 2023 | OB (Boiler, other) | PB5 | Natural Gas (Weighted U.S. Average) | Carbon Dioxide Total | 4478.8 | 0 | C
322130 | 1007964 | 2023 | OB (Boiler, other) | PB5 | Natural Gas (Weighted U.S. Average) | Methane | 0.08 | 0 | C
322130 | 1007964 | 2023 | OB (Boiler, other) | PB5 | Natural Gas (Weighted U.S. Average) | Methane (Co2 eq) | 2.1 | 0 | C
322130 | 1007964 | 2023 | OB (Boiler, other) | PB5 | Natural Gas (Weighted U.S. Average) | Nitrous Oxide | 0.008 | 0 | C
322130 | 1007964 | 2023 | OB (Boiler, other) | PB5 | Natural Gas (Weighted U.S. Average) | Nitrous Oxide (Co2 eq) | 2.5 | 0 | C
322130 | 1007964 | 2023 | Chemical Recovery Furnace | RF3 |  | Carbon Dioxide Biogenic (Spent Liquor) | 1467349.8 |  | AA | [9 empty] | 33 | 1992 | B&W | 3.3 | 4.6 | 1 | SR | 1050 | 600 | 750
322130 | 1007964 | 2023 | Chemical Recovery Furnace | RF3 |  | Carbon Dioxide Non-Biogenic | 24884.4 |  | AA | [9 empty] | 33 | 1992 | B&W | 3.3 | 4.6 | 1 | SR | 1050 | 600 | 750
322130 | 1007964 | 2023 | Chemical Recovery Furnace | RF3 |  | Methane | 0.49 |  | AA | [9 empty] | 33 | 1992 | B&W | 3.3 | 4.6 | 1 | SR | 1050 | 600 | 750
322130 | 1007964 | 2023 | Chemical Recovery Furnace | RF3 |  | Methane Spent Liquor | 29.68 |  | AA | [9 empty] | 33 | 1992 | B&W | 3.3 | 4.6 | 1 | SR | 1050 | 600 | 750
322130 | 1007964 | 2023 | Chemical Recovery Furnace | RF3 |  | Nitrous Oxide | 0.053 |  | AA | [9 empty] | 33 | 1992 | B&W | 3.3 | 4.6 | 1 | SR | 1050 | 600 | 750
322130 | 1007964 | 2023 | Chemical Recovery Furnace | RF3 |  | Nitrous Oxide Spent Liquor | 6.56 |  | AA | [9 empty] | 33 | 1992 | B&W | 3.3 | 4.6 | 1 | SR | 1050 | 600 | 750
322130 | 1007964 | 2023 | CH (Comfort heater) | SCSBH | Propane | Carbon Dioxide Biogenic | 0 | 0 | C
322130 | 1007964 | 2023 | CH (Comfort heater) | SCSBH | Propane | Carbon Dioxide Non-Biogenic | 2.2 | 0 | C
322130 | 1007964 | 2023 | CH (Comfort heater) | SCSBH | Propane | Carbon Dioxide Total | 2.2 | 0 | C
322130 | 1007964 | 2023 | CH (Comfort heater) | SCSBH | Propane | Methane | 0 | 0 | C
322130 | 1007964 | 2023 | CH (Comfort heater) | SCSBH | Propane | Methane (Co2 eq) | 0 | 0 | C
322130 | 1007964 | 2023 | CH (Comfort heater) | SCSBH | Propane | Nitrous Oxide | 0 | 0 | C
322130 | 1007964 | 2023 | CH (Comfort heater) | SCSBH | Propane | Nitrous Oxide (Co2 eq) | 0 | 0 | C
322120 | 1007994 | 2023 |  | GP-001 | Natural Gas (Weighted U.S. Average) | Carbon Dioxide Biogenic | 0 | 0 | C
322120 | 1007994 | 2023 |  | GP-001 | Natural Gas (Weighted U.S. Average) | Carbon Dioxide Non-Biogenic | 19546.4 | 0 | C
322120 | 1007994 | 2023 |  | GP-001 | Natural Gas (Weighted U.S. Average) | Carbon Dioxide Total | 19546.4 | 0 | C
322120 | 1007994 | 2023 |  | GP-001 | Natural Gas (Weighted U.S. Average) | Methane | 0.37 | 0 | C
322120 | 1007994 | 2023 |  | GP-001 | Natural Gas (Weighted U.S. Average) | Methane (Co2 eq) | 9.2 | 0 | C
322120 | 1007994 | 2023 |  | GP-001 | Natural Gas (Weighted U.S. Average) | Nitrous Oxide | 0.037 | 0 | C
322120 | 1007994 | 2023 |  | GP-001 | Natural Gas (Weighted U.S. Average) | Nitrous Oxide (Co2 eq) | 11 | 0 | C
322120 | 1007994 | 2023 | Pulp Mill Lime Kiln | Lime Kiln EU 340 |  | Carbon Dioxide Biogenic (Spent Liquor) | 0 |  | AA
322120 | 1007994 | 2023 | Pulp Mill Lime Kiln | Lime Kiln EU 340 |  | Carbon Dioxide Non-Biogenic | 25289.2 |  | AA
322120 | 1007994 | 2023 | Pulp Mill Lime Kiln | Lime Kiln EU 340 |  | Methane | 0.48 |  | AA
322120 | 1007994 | 2023 | Pulp Mill Lime Kiln | Lime Kiln EU 340 |  | Methane Spent Liquor | 0 |  | AA
322120 | 1007994 | 2023 | Pulp Mill Lime Kiln | Lime Kiln EU 340 |  | Nitrous Oxide | 0.048 |  | AA
322120 | 1007994 | 2023 | Pulp Mill Lime Kiln | Lime Kiln EU 340 |  | Nitrous Oxide Spent Liquor | 0 |  | AA
322120 | 1007994 | 2023 | OB (Boiler, other) | No. 1 Power Boiler EU 420 | Natural Gas (Weighted U.S. Average) | Carbon Dioxide Biogenic | 0 | 0 | C
322120 | 1007994 | 2023 | OB (Boiler, other) | No. 1 Power Boiler EU 420 | Natural Gas (Weighted U.S. Average) | Carbon Dioxide Non-Biogenic | 22325.4 | 0 | C
322120 | 1007994 | 2023 | OB (Boiler, other) | No. 1 Power Boiler EU 420 | Natural Gas (Weighted U.S. Average) | Carbon Dioxide Total | 22325.4 | 0 | C
322120 | 1007994 | 2023 | OB (Boiler, other) | No. 1 Power Boiler EU 420 | Natural Gas (Weighted U.S. Average) | Methane | 0.42 | 0 | C
322120 | 1007994 | 2023 | OB (Boiler, other) | No. 1 Power Boiler EU 420 | Natural Gas (Weighted U.S. Average) | Methane (Co2 eq) | 10.5 | 0 | C
322120 | 1007994 | 2023 | OB (Boiler, other) | No. 1 Power Boiler EU 420 | Natural Gas (Weighted U.S. Average) | Nitrous Oxide | 0.042 | 0 | C
322120 | 1007994 | 2023 | OB (Boiler, other) | No. 1 Power Boiler EU 420 | Natural Gas (Weighted U.S. Average) | Nitrous Oxide (Co2 eq) | 12.5 | 0 | C
322120 | 1007994 | 2023 | S (Stoker Boiler) | No. 2 Power Boiler EU430 | Natural Gas (Weighted U.S. Average) | Carbon Dioxide Biogenic | 0 | 0 | C
322120 | 1007994 | 2023 | S (Stoker Boiler) | No. 2 Power Boiler EU430 | Natural Gas (Weighted U.S. Average) | Carbon Dioxide Non-Biogenic | 2006.1 | 0 | C
322120 | 1007994 | 2023 | S (Stoker Boiler) | No. 2 Power Boiler EU430 | Natural Gas (Weighted U.S. Average) | Carbon Dioxide Total | 2006.1 | 0 | C
322120 | 1007994 | 2023 | S (Stoker Boiler) | No. 2 Power Boiler EU430 | Natural Gas (Weighted U.S. Average) | Methane | 0.04 | 0 | C
322120 | 1007994 | 2023 | S (Stoker Boiler) | No. 2 Power Boiler EU430 | Natural Gas (Weighted U.S. Average) | Methane (Co2 eq) | 0.9 | 0 | C
322120 | 1007994 | 2023 | S (Stoker Boiler) | No. 2 Power Boiler EU430 | Natural Gas (Weighted U.S. Average) | Nitrous Oxide | 0.004 | 0 | C
322120 | 1007994 | 2023 | S (Stoker Boiler) | No. 2 Power Boiler EU430 | Natural Gas (Weighted U.S. Average) | Nitrous Oxide (Co2 eq) | 1.1 | 0 | C
322120 | 1007994 | 2023 | S (Stoker Boiler) | No. 2 Power Boiler EU430 | Wood and Wood Residuals (dry basis) | Carbon Dioxide Biogenic | 216502.5 | 0 | C
322120 | 1007994 | 2023 | S (Stoker Boiler) | No. 2 Power Boiler EU430 | Wood and Wood Residuals (dry basis) | Carbon Dioxide Non-Biogenic | 0 | 0 | C
322120 | 1007994 | 2023 | S (Stoker Boiler) | No. 2 Power Boiler EU430 | Wood and Wood Residuals (dry basis) | Carbon Dioxide Total | 216502.5 | 0 | C
322120 | 1007994 | 2023 | S (Stoker Boiler) | No. 2 Power Boiler EU430 | Wood and Wood Residuals (dry basis) | Methane | 16.62 | 0 | C
322120 | 1007994 | 2023 | S (Stoker Boiler) | No. 2 Power Boiler EU430 | Wood and Wood Residuals (dry basis) | Methane (Co2 eq) | 415.5 | 0 | C
322120 | 1007994 | 2023 | S (Stoker Boiler) | No. 2 Power Boiler EU430 | Wood and Wood Residuals (dry basis) | Nitrous Oxide | 8.309 | 0 | C
322120 | 1007994 | 2023 | S (Stoker Boiler) | No. 2 Power Boiler EU430 | Wood and Wood Residuals (dry basis) | Nitrous Oxide (Co2 eq) | 2476.2 | 0 | C
322120 | 1007994 | 2023 | OB (Boiler, other) | No. 3 Power Boiler EU 440 | Natural Gas (Weighted U.S. Average) | Carbon Dioxide Biogenic | 0 | 0 | C
322120 | 1007994 | 2023 | OB (Boiler, other) | No. 3 Power Boiler EU 440 | Natural Gas (Weighted U.S. Average) | Carbon Dioxide Non-Biogenic | 79561.5 | 0 | C
322120 | 1007994 | 2023 | OB (Boiler, other) | No. 3 Power Boiler EU 440 | Natural Gas (Weighted U.S. Average) | Carbon Dioxide Total | 79561.5 | 0 | C
322120 | 1007994 | 2023 | OB (Boiler, other) | No. 3 Power Boiler EU 440 | Natural Gas (Weighted U.S. Average) | Methane | 1.5 | 0 | C
322120 | 1007994 | 2023 | OB (Boiler, other) | No. 3 Power Boiler EU 440 | Natural Gas (Weighted U.S. Average) | Methane (Co2 eq) | 37.5 | 0 | C
322120 | 1007994 | 2023 | OB (Boiler, other) | No. 3 Power Boiler EU 440 | Natural Gas (Weighted U.S. Average) | Nitrous Oxide | 0.15 | 0 | C
322120 | 1007994 | 2023 | OB (Boiler, other) | No. 3 Power Boiler EU 440 | Natural Gas (Weighted U.S. Average) | Nitrous Oxide (Co2 eq) | 44.7 | 0 | C
322120 | 1007994 | 2023 | Chemical Recovery Furnace | Recovery Furnace EU 320 |  | Carbon Dioxide Biogenic (Spent Liquor) | 572585 |  | AA | [9 empty] | 49 | 1976 | B&W | 2.7 |  | 2 | D | 1450 | 1000 | 870
322120 | 1007994 | 2023 | Chemical Recovery Furnace | Recovery Furnace EU 320 |  | Carbon Dioxide Non-Biogenic | 1295.7 |  | AA | [9 empty] | 49 | 1976 | B&W | 2.7 |  | 2 | D | 1450 | 1000 | 870
322120 | 1007994 | 2023 | Chemical Recovery Furnace | Recovery Furnace EU 320 |  | Methane | 0.02 |  | AA | [9 empty] | 49 | 1976 | B&W | 2.7 |  | 2 | D | 1450 | 1000 | 870
322120 | 1007994 | 2023 | Chemical Recovery Furnace | Recovery Furnace EU 320 |  | Methane Spent Liquor | 11.59 |  | AA | [9 empty] | 49 | 1976 | B&W | 2.7 |  | 2 | D | 1450 | 1000 | 870
322120 | 1007994 | 2023 | Chemical Recovery Furnace | Recovery Furnace EU 320 |  | Nitrous Oxide | 0.002 |  | AA | [9 empty] | 49 | 1976 | B&W | 2.7 |  | 2 | D | 1450 | 1000 | 870
322120 | 1007994 | 2023 | Chemical Recovery Furnace | Recovery Furnace EU 320 |  | Nitrous Oxide Spent Liquor | 2.562 |  | AA | [9 empty] | 49 | 1976 | B&W | 2.7 |  | 2 | D | 1450 | 1000 | 870
325412 | 1007998 | 2023 |  | GP-Boilers and Kitchen Stoves | Distillate Fuel Oil No. 2 | Carbon Dioxide Biogenic | 0 | 67.2 | C
325412 | 1007998 | 2023 |  | GP-Boilers and Kitchen Stoves | Distillate Fuel Oil No. 2 | Carbon Dioxide Non-Biogenic | 0.7 | 67.2 | C
325412 | 1007998 | 2023 |  | GP-Boilers and Kitchen Stoves | Distillate Fuel Oil No. 2 | Carbon Dioxide Total | 0.7 | 67.2 | C
325412 | 1007998 | 2023 |  | GP-Boilers and Kitchen Stoves | Distillate Fuel Oil No. 2 | Methane | 0 | 67.2 | C
325412 | 1007998 | 2023 |  | GP-Boilers and Kitchen Stoves | Distillate Fuel Oil No. 2 | Methane (Co2 eq) | 0 | 67.2 | C
325412 | 1007998 | 2023 |  | GP-Boilers and Kitchen Stoves | Distillate Fuel Oil No. 2 | Nitrous Oxide | 0 | 67.2 | C
325412 | 1007998 | 2023 |  | GP-Boilers and Kitchen Stoves | Distillate Fuel Oil No. 2 | Nitrous Oxide (Co2 eq) | 0 | 67.2 | C
325412 | 1007998 | 2023 |  | GP-Boilers and Kitchen Stoves | Liquefied petroleum gases (LPG) | Carbon Dioxide Biogenic | 0 | 3224 | C
325412 | 1007998 | 2023 |  | GP-Boilers and Kitchen Stoves | Liquefied petroleum gases (LPG) | Carbon Dioxide Non-Biogenic | 18.3 | 3224 | C
325412 | 1007998 | 2023 |  | GP-Boilers and Kitchen Stoves | Liquefied petroleum gases (LPG) | Carbon Dioxide Total | 18.3 | 3224 | C
325412 | 1007998 | 2023 |  | GP-Boilers and Kitchen Stoves | Liquefied petroleum gases (LPG) | Methane | 0 | 3224 | C
325412 | 1007998 | 2023 |  | GP-Boilers and Kitchen Stoves | Liquefied petroleum gases (LPG) | Methane (Co2 eq) | 0 | 3224 | C
325412 | 1007998 | 2023 |  | GP-Boilers and Kitchen Stoves | Liquefied petroleum gases (LPG) | Nitrous Oxide | 0 | 3224 | C
325412 | 1007998 | 2023 |  | GP-Boilers and Kitchen Stoves | Liquefied petroleum gases (LPG) | Nitrous Oxide (Co2 eq) | 0.1 | 3224 | C
325412 | 1007998 | 2023 |  | GP-Boilers and Kitchen Stoves | Natural Gas (Weighted U.S. Average) | Carbon Dioxide Biogenic | 0 | 148832178 | C
325412 | 1007998 | 2023 |  | GP-Boilers and Kitchen Stoves | Natural Gas (Weighted U.S. Average) | Carbon Dioxide Non-Biogenic | 8102.4 | 148832178 | C
325412 | 1007998 | 2023 |  | GP-Boilers and Kitchen Stoves | Natural Gas (Weighted U.S. Average) | Carbon Dioxide Total | 8102.4 | 148832178 | C
325412 | 1007998 | 2023 |  | GP-Boilers and Kitchen Stoves | Natural Gas (Weighted U.S. Average) | Methane | 0.15 | 148832178 | C
325412 | 1007998 | 2023 |  | GP-Boilers and Kitchen Stoves | Natural Gas (Weighted U.S. Average) | Methane (Co2 eq) | 3.8 | 148832178 | C
325412 | 1007998 | 2023 |  | GP-Boilers and Kitchen Stoves | Natural Gas (Weighted U.S. Average) | Nitrous Oxide | 0.015 | 148832178 | C
325412 | 1007998 | 2023 |  | GP-Boilers and Kitchen Stoves | Natural Gas (Weighted U.S. Average) | Nitrous Oxide (Co2 eq) | 4.6 | 148832178 | C
325120 | 1008002 | 2023 | OB (Boiler, other) | LP Boiler | Natural Gas (Weighted U.S. Average) | Carbon Dioxide Biogenic | 0 | 0 | C
325120 | 1008002 | 2023 | OB (Boiler, other) | LP Boiler | Natural Gas (Weighted U.S. Average) | Carbon Dioxide Non-Biogenic | 4669.5 | 0 | C
325120 | 1008002 | 2023 | OB (Boiler, other) | LP Boiler | Natural Gas (Weighted U.S. Average) | Carbon Dioxide Total | 4669.5 | 0 | C
325120 | 1008002 | 2023 | OB (Boiler, other) | LP Boiler | Natural Gas (Weighted U.S. Average) | Methane | 0.09 | 0 | C
325120 | 1008002 | 2023 | OB (Boiler, other) | LP Boiler | Natural Gas (Weighted U.S. Average) | Methane (Co2 eq) | 2.2 | 0 | C
325120 | 1008002 | 2023 | OB (Boiler, other) | LP Boiler | Natural Gas (Weighted U.S. Average) | Nitrous Oxide | 0.009 | 0 | C
325120 | 1008002 | 2023 | OB (Boiler, other) | LP Boiler | Natural Gas (Weighted U.S. Average) | Nitrous Oxide (Co2 eq) | 2.6 | 0 | C
325193 | 1008006 | 2023 |  | GP-Combustion Sources | Natural Gas (Weighted U.S. Average) | Carbon Dioxide Biogenic | 0 | 0 | C
325193 | 1008006 | 2023 |  | GP-Combustion Sources | Natural Gas (Weighted U.S. Average) | Carbon Dioxide Non-Biogenic | 251453 | 0 | C
325193 | 1008006 | 2023 |  | GP-Combustion Sources | Natural Gas (Weighted U.S. Average) | Carbon Dioxide Total | 251453 | 0 | C
325193 | 1008006 | 2023 |  | GP-Combustion Sources | Natural Gas (Weighted U.S. Average) | Methane | 4.74 | 0 | C
325193 | 1008006 | 2023 |  | GP-Combustion Sources | Natural Gas (Weighted U.S. Average) | Methane (Co2 eq) | 118.5 | 0 | C
325193 | 1008006 | 2023 |  | GP-Combustion Sources | Natural Gas (Weighted U.S. Average) | Nitrous Oxide | 0.474 | 0 | C
325193 | 1008006 | 2023 |  | GP-Combustion Sources | Natural Gas (Weighted U.S. Average) | Nitrous Oxide (Co2 eq) | 141.2 | 0 | C
325199 | 1008023 | 2023 | PRH (Process Heater) | #1 Amines Gas Fired Heater | Natural Gas (Weighted U.S. Average) | Carbon Dioxide Biogenic | 0 | 0 | C
325199 | 1008023 | 2023 | PRH (Process Heater) | #1 Amines Gas Fired Heater | Natural Gas (Weighted U.S. Average) | Carbon Dioxide Non-Biogenic | 1988.9 | 0 | C
325199 | 1008023 | 2023 | PRH (Process Heater) | #1 Amines Gas Fired Heater | Natural Gas (Weighted U.S. Average) | Carbon Dioxide Total | 1988.9 | 0 | C
325199 | 1008023 | 2023 | PRH (Process Heater) | #1 Amines Gas Fired Heater | Natural Gas (Weighted U.S. Average) | Methane | 0.04 | 0 | C
325199 | 1008023 | 2023 | PRH (Process Heater) | #1 Amines Gas Fired Heater | Natural Gas (Weighted U.S. Average) | Methane (Co2 eq) | 0.9 | 0 | C
325199 | 1008023 | 2023 | PRH (Process Heater) | #1 Amines Gas Fired Heater | Natural Gas (Weighted U.S. Average) | Nitrous Oxide | 0.004 | 0 | C
325199 | 1008023 | 2023 | PRH (Process Heater) | #1 Amines Gas Fired Heater | Natural Gas (Weighted U.S. Average) | Nitrous Oxide (Co2 eq) | 1.1 | 0 | C
325199 | 1008023 | 2023 | PRH (Process Heater) | #2 Amines Gas Fired Heater | Natural Gas (Weighted U.S. Average) | Carbon Dioxide Biogenic | 0 | 0 | C
325199 | 1008023 | 2023 | PRH (Process Heater) | #2 Amines Gas Fired Heater | Natural Gas (Weighted U.S. Average) | Carbon Dioxide Non-Biogenic | 378.7 | 0 | C
325199 | 1008023 | 2023 | PRH (Process Heater) | #2 Amines Gas Fired Heater | Natural Gas (Weighted U.S. Average) | Carbon Dioxide Total | 378.7 | 0 | C
325199 | 1008023 | 2023 | PRH (Process Heater) | #2 Amines Gas Fired Heater | Natural Gas (Weighted U.S. Average) | Methane | 0.01 | 0 | C
325199 | 1008023 | 2023 | PRH (Process Heater) | #2 Amines Gas Fired Heater | Natural Gas (Weighted U.S. Average) | Methane (Co2 eq) | 0.2 | 0 | C
325199 | 1008023 | 2023 | PRH (Process Heater) | #2 Amines Gas Fired Heater | Natural Gas (Weighted U.S. Average) | Nitrous Oxide | 0.001 | 0 | C
325199 | 1008023 | 2023 | PRH (Process Heater) | #2 Amines Gas Fired Heater | Natural Gas (Weighted U.S. Average) | Nitrous Oxide (Co2 eq) | 0.2 | 0 | C
325199 | 1008023 | 2023 | PRH (Process Heater) | #4 Amines Gas Fired Heater | Natural Gas (Weighted U.S. Average) | Carbon Dioxide Biogenic | 0 | 0 | C
325199 | 1008023 | 2023 | PRH (Process Heater) | #4 Amines Gas Fired Heater | Natural Gas (Weighted U.S. Average) | Carbon Dioxide Non-Biogenic | 1400.9 | 0 | C
325199 | 1008023 | 2023 | PRH (Process Heater) | #4 Amines Gas Fired Heater | Natural Gas (Weighted U.S. Average) | Carbon Dioxide Total | 1400.9 | 0 | C
325199 | 1008023 | 2023 | PRH (Process Heater) | #4 Amines Gas Fired Heater | Natural Gas (Weighted U.S. Average) | Methane | 0.03 | 0 | C
325199 | 1008023 | 2023 | PRH (Process Heater) | #4 Amines Gas Fired Heater | Natural Gas (Weighted U.S. Average) | Methane (Co2 eq) | 0.7 | 0 | C
325199 | 1008023 | 2023 | PRH (Process Heater) | #4 Amines Gas Fired Heater | Natural Gas (Weighted U.S. Average) | Nitrous Oxide | 0.003 | 0 | C
325199 | 1008023 | 2023 | PRH (Process Heater) | #4 Amines Gas Fired Heater | Natural Gas (Weighted U.S. Average) | Nitrous Oxide (Co2 eq) | 0.8 | 0 | C
325199 | 1008023 | 2023 | OB (Boiler, other) | Administration Building Boiler | Natural Gas (Weighted U.S. Average) | Carbon Dioxide Biogenic | 0 | 0 | C
325199 | 1008023 | 2023 | OB (Boiler, other) | Administration Building Boiler | Natural Gas (Weighted U.S. Average) | Carbon Dioxide Non-Biogenic | 0 | 0 | C
325199 | 1008023 | 2023 | OB (Boiler, other) | Administration Building Boiler | Natural Gas (Weighted U.S. Average) | Carbon Dioxide Total | 0 | 0 | C
325199 | 1008023 | 2023 | OB (Boiler, other) | Administration Building Boiler | Natural Gas (Weighted U.S. Average) | Methane | 0 | 0 | C
325199 | 1008023 | 2023 | OB (Boiler, other) | Administration Building Boiler | Natural Gas (Weighted U.S. Average) | Methane (Co2 eq) | 0 | 0 | C
325199 | 1008023 | 2023 | OB (Boiler, other) | Administration Building Boiler | Natural Gas (Weighted U.S. Average) | Nitrous Oxide | 0 | 0 | C
325199 | 1008023 | 2023 | OB (Boiler, other) | Administration Building Boiler | Natural Gas (Weighted U.S. Average) | Nitrous Oxide (Co2 eq) | 0 | 0 | C
325199 | 1008023 | 2023 | OB (Boiler, other) | B&W Boiler | Natural Gas (Weighted U.S. Average) | Carbon Dioxide Biogenic | 0 | 0 | C
325199 | 1008023 | 2023 | OB (Boiler, other) | B&W Boiler | Natural Gas (Weighted U.S. Average) | Carbon Dioxide Non-Biogenic | 9134.3 | 0 | C
325199 | 1008023 | 2023 | OB (Boiler, other) | B&W Boiler | Natural Gas (Weighted U.S. Average) | Carbon Dioxide Total | 9134.3 | 0 | C
325199 | 1008023 | 2023 | OB (Boiler, other) | B&W Boiler | Natural Gas (Weighted U.S. Average) | Methane | 0.17 | 0 | C
325199 | 1008023 | 2023 | OB (Boiler, other) | B&W Boiler | Natural Gas (Weighted U.S. Average) | Methane (Co2 eq) | 4.3 | 0 | C
325199 | 1008023 | 2023 | OB (Boiler, other) | B&W Boiler | Natural Gas (Weighted U.S. Average) | Nitrous Oxide | 0.017 | 0 | C
325199 | 1008023 | 2023 | OB (Boiler, other) | B&W Boiler | Natural Gas (Weighted U.S. Average) | Nitrous Oxide (Co2 eq) | 5.1 | 0 | C
325199 | 1008023 | 2023 | OB (Boiler, other) | Riley Stoker Boiler | Natural Gas (Weighted U.S. Average) | Carbon Dioxide Biogenic | 0 | 0 | C
325199 | 1008023 | 2023 | OB (Boiler, other) | Riley Stoker Boiler | Natural Gas (Weighted U.S. Average) | Carbon Dioxide Non-Biogenic | 25821.4 | 0 | C
325199 | 1008023 | 2023 | OB (Boiler, other) | Riley Stoker Boiler | Natural Gas (Weighted U.S. Average) | Carbon Dioxide Total | 25821.4 | 0 | C
325199 | 1008023 | 2023 | OB (Boiler, other) | Riley Stoker Boiler | Natural Gas (Weighted U.S. Average) | Methane | 0.49 | 0 | C
325199 | 1008023 | 2023 | OB (Boiler, other) | Riley Stoker Boiler | Natural Gas (Weighted U.S. Average) | Methane (Co2 eq) | 12.2 | 0 | C
325199 | 1008023 | 2023 | OB (Boiler, other) | Riley Stoker Boiler | Natural Gas (Weighted U.S. Average) | Nitrous Oxide | 0.049 | 0 | C
325199 | 1008023 | 2023 | OB (Boiler, other) | Riley Stoker Boiler | Natural Gas (Weighted U.S. Average) | Nitrous Oxide (Co2 eq) | 14.5 | 0 | C
322110 | 1008025 | 2023 | OB (Boiler, other) | AA-005 | Natural Gas (Weighted U.S. Average) | Carbon Dioxide Biogenic | 0 | 0 | C
322110 | 1008025 | 2023 | OB (Boiler, other) | AA-005 | Natural Gas (Weighted U.S. Average) | Carbon Dioxide Non-Biogenic | 1465.7 | 0 | C
322110 | 1008025 | 2023 | OB (Boiler, other) | AA-005 | Natural Gas (Weighted U.S. Average) | Carbon Dioxide Total | 1465.7 | 0 | C
322110 | 1008025 | 2023 | OB (Boiler, other) | AA-005 | Natural Gas (Weighted U.S. Average) | Methane | 0.03 | 0 | C
322110 | 1008025 | 2023 | OB (Boiler, other) | AA-005 | Natural Gas (Weighted U.S. Average) | Methane (Co2 eq) | 0.7 | 0 | C
322110 | 1008025 | 2023 | OB (Boiler, other) | AA-005 | Natural Gas (Weighted U.S. Average) | Nitrous Oxide | 0.003 | 0 | C
322110 | 1008025 | 2023 | OB (Boiler, other) | AA-005 | Natural Gas (Weighted U.S. Average) | Nitrous Oxide (Co2 eq) | 0.8 | 0 | C
322110 | 1008025 | 2023 | Chemical Recovery Furnace | AA-011 |  | Carbon Dioxide Biogenic (Spent Liquor) | 1199425.9 |  | AA | [9 empty] | 41 | 1984 | KV/GOT | 4.4 | 6.4 | 1 | SR | 1490 | 1250 | 900
322110 | 1008025 | 2023 | Chemical Recovery Furnace | AA-011 |  | Carbon Dioxide Non-Biogenic | 6931.3 |  | AA | [9 empty] | 41 | 1984 | KV/GOT | 4.4 | 6.4 | 1 | SR | 1490 | 1250 | 900
322110 | 1008025 | 2023 | Chemical Recovery Furnace | AA-011 |  | Methane | 0.13 |  | AA | [9 empty] | 41 | 1984 | KV/GOT | 4.4 | 6.4 | 1 | SR | 1490 | 1250 | 900
322110 | 1008025 | 2023 | Chemical Recovery Furnace | AA-011 |  | Methane Spent Liquor | 24.14 |  | AA | [9 empty] | 41 | 1984 | KV/GOT | 4.4 | 6.4 | 1 | SR | 1490 | 1250 | 900
322110 | 1008025 | 2023 | Chemical Recovery Furnace | AA-011 |  | Nitrous Oxide | 0.013 |  | AA | [9 empty] | 41 | 1984 | KV/GOT | 4.4 | 6.4 | 1 | SR | 1490 | 1250 | 900
322110 | 1008025 | 2023 | Chemical Recovery Furnace | AA-011 |  | Nitrous Oxide Spent Liquor | 5.336 |  | AA | [9 empty] | 41 | 1984 | KV/GOT | 4.4 | 6.4 | 1 | SR | 1490 | 1250 | 900
322110 | 1008025 | 2023 | Pulp Mill Lime Kiln | AA-013 |  | Carbon Dioxide Biogenic (Spent Liquor) | 0 |  | AA
322110 | 1008025 | 2023 | Pulp Mill Lime Kiln | AA-013 |  | Carbon Dioxide Non-Biogenic | 53182.9 |  | AA
322110 | 1008025 | 2023 | Pulp Mill Lime Kiln | AA-013 |  | Methane | 2.23 |  | AA
322110 | 1008025 | 2023 | Pulp Mill Lime Kiln | AA-013 |  | Methane Spent Liquor | 0 |  | AA
322110 | 1008025 | 2023 | Pulp Mill Lime Kiln | AA-013 |  | Nitrous Oxide | 0 |  | AA
322110 | 1008025 | 2023 | Pulp Mill Lime Kiln | AA-013 |  | Nitrous Oxide Spent Liquor | 0 |  | AA
322110 | 1008025 | 2023 | S (Stoker Boiler) | AA-015 | Natural Gas (Weighted U.S. Average) | Carbon Dioxide Biogenic | 0 | 0 | C
322110 | 1008025 | 2023 | S (Stoker Boiler) | AA-015 | Natural Gas (Weighted U.S. Average) | Carbon Dioxide Non-Biogenic | 6584.7 | 0 | C
322110 | 1008025 | 2023 | S (Stoker Boiler) | AA-015 | Natural Gas (Weighted U.S. Average) | Carbon Dioxide Total | 6584.7 | 0 | C
322110 | 1008025 | 2023 | S (Stoker Boiler) | AA-015 | Natural Gas (Weighted U.S. Average) | Methane | 0.12 | 0 | C
322110 | 1008025 | 2023 | S (Stoker Boiler) | AA-015 | Natural Gas (Weighted U.S. Average) | Methane (Co2 eq) | 3.1 | 0 | C
322110 | 1008025 | 2023 | S (Stoker Boiler) | AA-015 | Natural Gas (Weighted U.S. Average) | Nitrous Oxide | 0.012 | 0 | C
322110 | 1008025 | 2023 | S (Stoker Boiler) | AA-015 | Natural Gas (Weighted U.S. Average) | Nitrous Oxide (Co2 eq) | 3.7 | 0 | C
322110 | 1008025 | 2023 | S (Stoker Boiler) | AA-015 | Wood and Wood Residuals (dry basis) | Carbon Dioxide Biogenic | 238425.8 | 0 | C
322110 | 1008025 | 2023 | S (Stoker Boiler) | AA-015 | Wood and Wood Residuals (dry basis) | Carbon Dioxide Non-Biogenic | 0 | 0 | C
322110 | 1008025 | 2023 | S (Stoker Boiler) | AA-015 | Wood and Wood Residuals (dry basis) | Carbon Dioxide Total | 238425.8 | 0 | C
322110 | 1008025 | 2023 | S (Stoker Boiler) | AA-015 | Wood and Wood Residuals (dry basis) | Methane | 18.3 | 0 | C
322110 | 1008025 | 2023 | S (Stoker Boiler) | AA-015 | Wood and Wood Residuals (dry basis) | Methane (Co2 eq) | 457.5 | 0 | C
322110 | 1008025 | 2023 | S (Stoker Boiler) | AA-015 | Wood and Wood Residuals (dry basis) | Nitrous Oxide | 9.151 | 0 | C
322110 | 1008025 | 2023 | S (Stoker Boiler) | AA-015 | Wood and Wood Residuals (dry basis) | Nitrous Oxide (Co2 eq) | 2726.9 | 0 | C
322110 | 1008025 | 2023 | ICI (Incinerator, commercial and industrial) | AA-016 | Natural Gas (Weighted U.S. Average) | Carbon Dioxide Biogenic | 0 | 0 | C
322110 | 1008025 | 2023 | ICI (Incinerator, commercial and industrial) | AA-016 | Natural Gas (Weighted U.S. Average) | Carbon Dioxide Non-Biogenic | 1812.9 | 0 | C
322110 | 1008025 | 2023 | ICI (Incinerator, commercial and industrial) | AA-016 | Natural Gas (Weighted U.S. Average) | Carbon Dioxide Total | 1812.9 | 0 | C
322110 | 1008025 | 2023 | ICI (Incinerator, commercial and industrial) | AA-016 | Natural Gas (Weighted U.S. Average) | Methane | 0.03 | 0 | C
322110 | 1008025 | 2023 | ICI (Incinerator, commercial and industrial) | AA-016 | Natural Gas (Weighted U.S. Average) | Methane (Co2 eq) | 0.9 | 0 | C
322110 | 1008025 | 2023 | ICI (Incinerator, commercial and industrial) | AA-016 | Natural Gas (Weighted U.S. Average) | Nitrous Oxide | 0.003 | 0 | C
322110 | 1008025 | 2023 | ICI (Incinerator, commercial and industrial) | AA-016 | Natural Gas (Weighted U.S. Average) | Nitrous Oxide (Co2 eq) | 1 | 0 | C
325998 | 1008036 | 2023 |  | CP-LANXESS Corporation - South Plant | Natural Gas (Weighted U.S. Average) | Carbon Dioxide Biogenic | 0 | 0 | C
325998 | 1008036 | 2023 |  | CP-LANXESS Corporation - South Plant | Natural Gas (Weighted U.S. Average) | Carbon Dioxide Non-Biogenic | 27719.8 | 0 | C
325998 | 1008036 | 2023 |  | CP-LANXESS Corporation - South Plant | Natural Gas (Weighted U.S. Average) | Carbon Dioxide Total | 27719.8 | 0 | C
325998 | 1008036 | 2023 |  | CP-LANXESS Corporation - South Plant | Natural Gas (Weighted U.S. Average) | Methane | 0.52 | 0 | C
325998 | 1008036 | 2023 |  | CP-LANXESS Corporation - South Plant | Natural Gas (Weighted U.S. Average) | Methane (Co2 eq) | 13.1 | 0 | C
325998 | 1008036 | 2023 |  | CP-LANXESS Corporation - South Plant | Natural Gas (Weighted U.S. Average) | Nitrous Oxide | 0.052 | 0 | C
325998 | 1008036 | 2023 |  | CP-LANXESS Corporation - South Plant | Natural Gas (Weighted U.S. Average) | Nitrous Oxide (Co2 eq) | 15.6 | 0 | C
325998 | 1008038 | 2023 |  | CP-LANXESS Corporation - West Plant | Natural Gas (Weighted U.S. Average) | Carbon Dioxide Biogenic | 0 | 0 | C
325998 | 1008038 | 2023 |  | CP-LANXESS Corporation - West Plant | Natural Gas (Weighted U.S. Average) | Carbon Dioxide Non-Biogenic | 26201.1 | 0 | C
325998 | 1008038 | 2023 |  | CP-LANXESS Corporation - West Plant | Natural Gas (Weighted U.S. Average) | Carbon Dioxide Total | 26201.1 | 0 | C
325998 | 1008038 | 2023 |  | CP-LANXESS Corporation - West Plant | Natural Gas (Weighted U.S. Average) | Methane | 0.49 | 0 | C
325998 | 1008038 | 2023 |  | CP-LANXESS Corporation - West Plant | Natural Gas (Weighted U.S. Average) | Methane (Co2 eq) | 12.3 | 0 | C
325998 | 1008038 | 2023 |  | CP-LANXESS Corporation - West Plant | Natural Gas (Weighted U.S. Average) | Nitrous Oxide | 0.049 | 0 | C
325998 | 1008038 | 2023 |  | CP-LANXESS Corporation - West Plant | Natural Gas (Weighted U.S. Average) | Nitrous Oxide (Co2 eq) | 14.7 | 0 | C
322120 | 1008042 | 2023 | PD (Product or intermediate product dryer) | #1 PM / EU-39 | Natural Gas (Weighted U.S. Average) | Carbon Dioxide Biogenic | 0 | 0 | C
322120 | 1008042 | 2023 | PD (Product or intermediate product dryer) | #1 PM / EU-39 | Natural Gas (Weighted U.S. Average) | Carbon Dioxide Non-Biogenic | 7056.5 | 0 | C
322120 | 1008042 | 2023 | PD (Product or intermediate product dryer) | #1 PM / EU-39 | Natural Gas (Weighted U.S. Average) | Carbon Dioxide Total | 7056.5 | 0 | C
322120 | 1008042 | 2023 | PD (Product or intermediate product dryer) | #1 PM / EU-39 | Natural Gas (Weighted U.S. Average) | Methane | 0.13 | 0 | C
322120 | 1008042 | 2023 | PD (Product or intermediate product dryer) | #1 PM / EU-39 | Natural Gas (Weighted U.S. Average) | Methane (Co2 eq) | 3.3 | 0 | C
322120 | 1008042 | 2023 | PD (Product or intermediate product dryer) | #1 PM / EU-39 | Natural Gas (Weighted U.S. Average) | Nitrous Oxide | 0.013 | 0 | C
322120 | 1008042 | 2023 | PD (Product or intermediate product dryer) | #1 PM / EU-39 | Natural Gas (Weighted U.S. Average) | Nitrous Oxide (Co2 eq) | 4 | 0 | C
322120 | 1008042 | 2023 | PD (Product or intermediate product dryer) | #2 PM / EU-39 | Natural Gas (Weighted U.S. Average) | Carbon Dioxide Biogenic | 0 | 0 | C
322120 | 1008042 | 2023 | PD (Product or intermediate product dryer) | #2 PM / EU-39 | Natural Gas (Weighted U.S. Average) | Carbon Dioxide Non-Biogenic | 5467.4 | 0 | C
322120 | 1008042 | 2023 | PD (Product or intermediate product dryer) | #2 PM / EU-39 | Natural Gas (Weighted U.S. Average) | Carbon Dioxide Total | 5467.4 | 0 | C
322120 | 1008042 | 2023 | PD (Product or intermediate product dryer) | #2 PM / EU-39 | Natural Gas (Weighted U.S. Average) | Methane | 0.1 | 0 | C
322120 | 1008042 | 2023 | PD (Product or intermediate product dryer) | #2 PM / EU-39 | Natural Gas (Weighted U.S. Average) | Methane (Co2 eq) | 2.6 | 0 | C
322120 | 1008042 | 2023 | PD (Product or intermediate product dryer) | #2 PM / EU-39 | Natural Gas (Weighted U.S. Average) | Nitrous Oxide | 0.01 | 0 | C
322120 | 1008042 | 2023 | PD (Product or intermediate product dryer) | #2 PM / EU-39 | Natural Gas (Weighted U.S. Average) | Nitrous Oxide (Co2 eq) | 3.1 | 0 | C
322120 | 1008042 | 2023 | PD (Product or intermediate product dryer) | #5 PM / EU-39 | Natural Gas (Weighted U.S. Average) | Carbon Dioxide Biogenic | 0 | 0 | C
322120 | 1008042 | 2023 | PD (Product or intermediate product dryer) | #5 PM / EU-39 | Natural Gas (Weighted U.S. Average) | Carbon Dioxide Non-Biogenic | 20427 | 0 | C
322120 | 1008042 | 2023 | PD (Product or intermediate product dryer) | #5 PM / EU-39 | Natural Gas (Weighted U.S. Average) | Carbon Dioxide Total | 20427 | 0 | C
322120 | 1008042 | 2023 | PD (Product or intermediate product dryer) | #5 PM / EU-39 | Natural Gas (Weighted U.S. Average) | Methane | 0.38 | 0 | C
322120 | 1008042 | 2023 | PD (Product or intermediate product dryer) | #5 PM / EU-39 | Natural Gas (Weighted U.S. Average) | Methane (Co2 eq) | 9.6 | 0 | C
322120 | 1008042 | 2023 | PD (Product or intermediate product dryer) | #5 PM / EU-39 | Natural Gas (Weighted U.S. Average) | Nitrous Oxide | 0.038 | 0 | C
322120 | 1008042 | 2023 | PD (Product or intermediate product dryer) | #5 PM / EU-39 | Natural Gas (Weighted U.S. Average) | Nitrous Oxide (Co2 eq) | 11.5 | 0 | C
322120 | 1008042 | 2023 | PD (Product or intermediate product dryer) | #6 PM / EU-39 | Natural Gas (Weighted U.S. Average) | Carbon Dioxide Biogenic | 0 | 0 | C
322120 | 1008042 | 2023 | PD (Product or intermediate product dryer) | #6 PM / EU-39 | Natural Gas (Weighted U.S. Average) | Carbon Dioxide Non-Biogenic | 51560.5 | 0 | C
322120 | 1008042 | 2023 | PD (Product or intermediate product dryer) | #6 PM / EU-39 | Natural Gas (Weighted U.S. Average) | Carbon Dioxide Total | 51560.5 | 0 | C
322120 | 1008042 | 2023 | PD (Product or intermediate product dryer) | #6 PM / EU-39 | Natural Gas (Weighted U.S. Average) | Methane | 0.97 | 0 | C
322120 | 1008042 | 2023 | PD (Product or intermediate product dryer) | #6 PM / EU-39 | Natural Gas (Weighted U.S. Average) | Methane (Co2 eq) | 24.3 | 0 | C
322120 | 1008042 | 2023 | PD (Product or intermediate product dryer) | #6 PM / EU-39 | Natural Gas (Weighted U.S. Average) | Nitrous Oxide | 0.097 | 0 | C
322120 | 1008042 | 2023 | PD (Product or intermediate product dryer) | #6 PM / EU-39 | Natural Gas (Weighted U.S. Average) | Nitrous Oxide (Co2 eq) | 29 | 0 | C
322120 | 1008042 | 2023 | PD (Product or intermediate product dryer) | #7 PM / EU-39 | Natural Gas (Weighted U.S. Average) | Carbon Dioxide Biogenic | 0 | 0 | C
322120 | 1008042 | 2023 | PD (Product or intermediate product dryer) | #7 PM / EU-39 | Natural Gas (Weighted U.S. Average) | Carbon Dioxide Non-Biogenic | 46820.3 | 0 | C
322120 | 1008042 | 2023 | PD (Product or intermediate product dryer) | #7 PM / EU-39 | Natural Gas (Weighted U.S. Average) | Carbon Dioxide Total | 46820.3 | 0 | C
322120 | 1008042 | 2023 | PD (Product or intermediate product dryer) | #7 PM / EU-39 | Natural Gas (Weighted U.S. Average) | Methane | 0.88 | 0 | C
322120 | 1008042 | 2023 | PD (Product or intermediate product dryer) | #7 PM / EU-39 | Natural Gas (Weighted U.S. Average) | Methane (Co2 eq) | 22.1 | 0 | C
322120 | 1008042 | 2023 | PD (Product or intermediate product dryer) | #7 PM / EU-39 | Natural Gas (Weighted U.S. Average) | Nitrous Oxide | 0.088 | 0 | C
322120 | 1008042 | 2023 | PD (Product or intermediate product dryer) | #7 PM / EU-39 | Natural Gas (Weighted U.S. Average) | Nitrous Oxide (Co2 eq) | 26.3 | 0 | C
322120 | 1008042 | 2023 | Chemical Recovery Furnace | Chem Rec Furn - EU24 (Swd & Hwd) |  | Carbon Dioxide Biogenic (Spent Liquor) | 405129.5 |  | AA | [9 empty] | 58 | 1967 | B&W | 2.7 | 3.35 | 2 | SF | 700 | 600 | 750
322120 | 1008042 | 2023 | Chemical Recovery Furnace | Chem Rec Furn - EU24 (Swd & Hwd) |  | Carbon Dioxide Non-Biogenic | 25544.7 |  | AA | [9 empty] | 58 | 1967 | B&W | 2.7 | 3.35 | 2 | SF | 700 | 600 | 750
322120 | 1008042 | 2023 | Chemical Recovery Furnace | Chem Rec Furn - EU24 (Swd & Hwd) |  | Methane | 0.48 |  | AA | [9 empty] | 58 | 1967 | B&W | 2.7 | 3.35 | 2 | SF | 700 | 600 | 750
322120 | 1008042 | 2023 | Chemical Recovery Furnace | Chem Rec Furn - EU24 (Swd & Hwd) |  | Methane Spent Liquor | 8.17 |  | AA | [9 empty] | 58 | 1967 | B&W | 2.7 | 3.35 | 2 | SF | 700 | 600 | 750
322120 | 1008042 | 2023 | Chemical Recovery Furnace | Chem Rec Furn - EU24 (Swd & Hwd) |  | Nitrous Oxide | 0.048 |  | AA | [9 empty] | 58 | 1967 | B&W | 2.7 | 3.35 | 2 | SF | 700 | 600 | 750
322120 | 1008042 | 2023 | Chemical Recovery Furnace | Chem Rec Furn - EU24 (Swd & Hwd) |  | Nitrous Oxide Spent Liquor | 1.807 |  | AA | [9 empty] | 58 | 1967 | B&W | 2.7 | 3.35 | 2 | SF | 700 | 600 | 750
322120 | 1008042 | 2023 | OFB (Fluidized bed, other) | FBB / EU-35 | Natural Gas (Weighted U.S. Average) | Carbon Dioxide Biogenic | 0 | 0 | C
322120 | 1008042 | 2023 | OFB (Fluidized bed, other) | FBB / EU-35 | Natural Gas (Weighted U.S. Average) | Carbon Dioxide Non-Biogenic | 11634.5 | 0 | C
322120 | 1008042 | 2023 | OFB (Fluidized bed, other) | FBB / EU-35 | Natural Gas (Weighted U.S. Average) | Carbon Dioxide Total | 11634.5 | 0 | C
322120 | 1008042 | 2023 | OFB (Fluidized bed, other) | FBB / EU-35 | Natural Gas (Weighted U.S. Average) | Methane | 0.22 | 0 | C
322120 | 1008042 | 2023 | OFB (Fluidized bed, other) | FBB / EU-35 | Natural Gas (Weighted U.S. Average) | Methane (Co2 eq) | 5.5 | 0 | C
322120 | 1008042 | 2023 | OFB (Fluidized bed, other) | FBB / EU-35 | Natural Gas (Weighted U.S. Average) | Nitrous Oxide | 0.022 | 0 | C
322120 | 1008042 | 2023 | OFB (Fluidized bed, other) | FBB / EU-35 | Natural Gas (Weighted U.S. Average) | Nitrous Oxide (Co2 eq) | 6.5 | 0 | C
322120 | 1008042 | 2023 | OFB (Fluidized bed, other) | FBB / EU-35 | Wood and Wood Residuals (dry basis) | Carbon Dioxide Biogenic | 85078.5 | 0 | C
322120 | 1008042 | 2023 | OFB (Fluidized bed, other) | FBB / EU-35 | Wood and Wood Residuals (dry basis) | Carbon Dioxide Non-Biogenic | 0 | 0 | C
322120 | 1008042 | 2023 | OFB (Fluidized bed, other) | FBB / EU-35 | Wood and Wood Residuals (dry basis) | Carbon Dioxide Total | 85078.5 | 0 | C
322120 | 1008042 | 2023 | OFB (Fluidized bed, other) | FBB / EU-35 | Wood and Wood Residuals (dry basis) | Methane | 6.53 | 0 | C
322120 | 1008042 | 2023 | OFB (Fluidized bed, other) | FBB / EU-35 | Wood and Wood Residuals (dry basis) | Methane (Co2 eq) | 163.3 | 0 | C
322120 | 1008042 | 2023 | OFB (Fluidized bed, other) | FBB / EU-35 | Wood and Wood Residuals (dry basis) | Nitrous Oxide | 3.265 | 0 | C
322120 | 1008042 | 2023 | OFB (Fluidized bed, other) | FBB / EU-35 | Wood and Wood Residuals (dry basis) | Nitrous Oxide (Co2 eq) | 973.1 | 0 | C
322120 | 1008042 | 2023 | Pulp Mill Lime Kiln | LK / EU-21 |  | Carbon Dioxide Biogenic (Spent Liquor) | 0 |  | AA
322120 | 1008042 | 2023 | Pulp Mill Lime Kiln | LK / EU-21 |  | Carbon Dioxide Non-Biogenic | 20280.7 |  | AA
322120 | 1008042 | 2023 | Pulp Mill Lime Kiln | LK / EU-21 |  | Methane | 1.03 |  | AA
322120 | 1008042 | 2023 | Pulp Mill Lime Kiln | LK / EU-21 |  | Methane Spent Liquor | 0 |  | AA
322120 | 1008042 | 2023 | Pulp Mill Lime Kiln | LK / EU-21 |  | Nitrous Oxide | 0 |  | AA
322120 | 1008042 | 2023 | Pulp Mill Lime Kiln | LK / EU-21 |  | Nitrous Oxide Spent Liquor | 0 |  | AA
322120 | 1008042 | 2023 | OB (Boiler, other) | Pwr Blr / EU-33 | Natural Gas (Weighted U.S. Average) | Carbon Dioxide Biogenic | 0 | 0 | C
322120 | 1008042 | 2023 | OB (Boiler, other) | Pwr Blr / EU-33 | Natural Gas (Weighted U.S. Average) | Carbon Dioxide Non-Biogenic | 98117.7 | 0 | C
322120 | 1008042 | 2023 | OB (Boiler, other) | Pwr Blr / EU-33 | Natural Gas (Weighted U.S. Average) | Carbon Dioxide Total | 98117.7 | 0 | C
322120 | 1008042 | 2023 | OB (Boiler, other) | Pwr Blr / EU-33 | Natural Gas (Weighted U.S. Average) | Methane | 1.85 | 0 | C
322120 | 1008042 | 2023 | OB (Boiler, other) | Pwr Blr / EU-33 | Natural Gas (Weighted U.S. Average) | Methane (Co2 eq) | 46.2 | 0 | C
322120 | 1008042 | 2023 | OB (Boiler, other) | Pwr Blr / EU-33 | Natural Gas (Weighted U.S. Average) | Nitrous Oxide | 0.185 | 0 | C
322120 | 1008042 | 2023 | OB (Boiler, other) | Pwr Blr / EU-33 | Natural Gas (Weighted U.S. Average) | Nitrous Oxide (Co2 eq) | 55.1 | 0 | C
325180 | 1008044 | 2023 |  | GP- PQ Corporation - Chester | Distillate Fuel Oil No. 2 | Carbon Dioxide Biogenic | 0 | 2032.6 | C
325180 | 1008044 | 2023 |  | GP- PQ Corporation - Chester | Distillate Fuel Oil No. 2 | Carbon Dioxide Non-Biogenic | 20.7 | 2032.6 | C
325180 | 1008044 | 2023 |  | GP- PQ Corporation - Chester | Distillate Fuel Oil No. 2 | Carbon Dioxide Total | 20.7 | 2032.6 | C
325180 | 1008044 | 2023 |  | GP- PQ Corporation - Chester | Distillate Fuel Oil No. 2 | Methane | 0 | 2032.6 | C
325180 | 1008044 | 2023 |  | GP- PQ Corporation - Chester | Distillate Fuel Oil No. 2 | Methane (Co2 eq) | 0 | 2032.6 | C
325180 | 1008044 | 2023 |  | GP- PQ Corporation - Chester | Distillate Fuel Oil No. 2 | Nitrous Oxide | 0 | 2032.6 | C
325180 | 1008044 | 2023 |  | GP- PQ Corporation - Chester | Distillate Fuel Oil No. 2 | Nitrous Oxide (Co2 eq) | 0.1 | 2032.6 | C
325180 | 1008044 | 2023 |  | GP- PQ Corporation - Chester | Natural Gas (Weighted U.S. Average) | Carbon Dioxide Biogenic | 0 | 0 | C
325180 | 1008044 | 2023 |  | GP- PQ Corporation - Chester | Natural Gas (Weighted U.S. Average) | Carbon Dioxide Non-Biogenic | 22370.2 | 0 | C
325180 | 1008044 | 2023 |  | GP- PQ Corporation - Chester | Natural Gas (Weighted U.S. Average) | Carbon Dioxide Total | 22370.2 | 0 | C
325180 | 1008044 | 2023 |  | GP- PQ Corporation - Chester | Natural Gas (Weighted U.S. Average) | Methane | 0.42 | 0 | C
325180 | 1008044 | 2023 |  | GP- PQ Corporation - Chester | Natural Gas (Weighted U.S. Average) | Methane (Co2 eq) | 10.5 | 0 | C
325180 | 1008044 | 2023 |  | GP- PQ Corporation - Chester | Natural Gas (Weighted U.S. Average) | Nitrous Oxide | 0.042 | 0 | C
325180 | 1008044 | 2023 |  | GP- PQ Corporation - Chester | Natural Gas (Weighted U.S. Average) | Nitrous Oxide (Co2 eq) | 12.6 | 0 | C
325180 | 1008044 | 2023 |  | GP- PQ Corporation - Chester | Propane | Carbon Dioxide Biogenic | 0 | 4309 | C
325180 | 1008044 | 2023 |  | GP- PQ Corporation - Chester | Propane | Carbon Dioxide Non-Biogenic | 24.7 | 4309 | C
325180 | 1008044 | 2023 |  | GP- PQ Corporation - Chester | Propane | Carbon Dioxide Total | 24.7 | 4309 | C
325180 | 1008044 | 2023 |  | GP- PQ Corporation - Chester | Propane | Methane | 0 | 4309 | C
325180 | 1008044 | 2023 |  | GP- PQ Corporation - Chester | Propane | Methane (Co2 eq) | 0 | 4309 | C
325180 | 1008044 | 2023 |  | GP- PQ Corporation - Chester | Propane | Nitrous Oxide | 0 | 4309 | C
325180 | 1008044 | 2023 |  | GP- PQ Corporation - Chester | Propane | Nitrous Oxide (Co2 eq) | 0.1 | 4309 | C
325199 | 1008459 | 2023 | Process/stationary combustion units share common stack | #1 and #2 Incinerators |  | Carbon Dioxide | 9666.1 |  | X
325199 | 1008459 | 2023 | Process/stationary combustion units share common stack | #1 and #2 Incinerators |  | Methane | 0.15 |  | X
325199 | 1008459 | 2023 | Process/stationary combustion units share common stack | #1 and #2 Incinerators |  | Nitrous Oxide | 0.03 |  | X
325199 | 1008459 | 2023 | Process/stationary combustion units share common stack | #3 Halogen Acid Furnace |  | Carbon Dioxide | 8852.4 |  | X
325199 | 1008459 | 2023 | Process/stationary combustion units share common stack | #3 Halogen Acid Furnace |  | Methane | 0.15 |  | X
325199 | 1008459 | 2023 | Process/stationary combustion units share common stack | #3 Halogen Acid Furnace |  | Nitrous Oxide | 0.03 |  | X
325199 | 1008459 | 2023 | Process/stationary combustion units share common stack | #4 Incinerator |  | Carbon Dioxide | 4063.5 |  | X
325199 | 1008459 | 2023 | Process/stationary combustion units share common stack | #4 Incinerator |  | Methane | 0.04 |  | X
325199 | 1008459 | 2023 | Process/stationary combustion units share common stack | #4 Incinerator |  | Nitrous Oxide | 0.01 |  | X
325199 | 1008459 | 2023 |  | GP-DFT1 | Distillate Fuel Oil No. 2 | Carbon Dioxide Biogenic | 0 | 0 | C
325199 | 1008459 | 2023 |  | GP-DFT1 | Distillate Fuel Oil No. 2 | Carbon Dioxide Non-Biogenic | 152 | 0 | C
325199 | 1008459 | 2023 |  | GP-DFT1 | Distillate Fuel Oil No. 2 | Carbon Dioxide Total | 152 | 0 | C
325199 | 1008459 | 2023 |  | GP-DFT1 | Distillate Fuel Oil No. 2 | Methane | 0.01 | 0 | C
325199 | 1008459 | 2023 |  | GP-DFT1 | Distillate Fuel Oil No. 2 | Methane (Co2 eq) | 0.2 | 0 | C
325199 | 1008459 | 2023 |  | GP-DFT1 | Distillate Fuel Oil No. 2 | Nitrous Oxide | 0.001 | 0 | C
325199 | 1008459 | 2023 |  | GP-DFT1 | Distillate Fuel Oil No. 2 | Nitrous Oxide (Co2 eq) | 0.4 | 0 | C
325199 | 1008459 | 2023 |  | GP-NGT2 | Natural Gas (Weighted U.S. Average) | Carbon Dioxide Biogenic | 0 | 0 | C
325199 | 1008459 | 2023 |  | GP-NGT2 | Natural Gas (Weighted U.S. Average) | Carbon Dioxide Non-Biogenic | 96179.6 | 0 | C
325199 | 1008459 | 2023 |  | GP-NGT2 | Natural Gas (Weighted U.S. Average) | Carbon Dioxide Total | 96179.6 | 0 | C
325199 | 1008459 | 2023 |  | GP-NGT2 | Natural Gas (Weighted U.S. Average) | Methane | 1.81 | 0 | C
325199 | 1008459 | 2023 |  | GP-NGT2 | Natural Gas (Weighted U.S. Average) | Methane (Co2 eq) | 45.3 | 0 | C
325199 | 1008459 | 2023 |  | GP-NGT2 | Natural Gas (Weighted U.S. Average) | Nitrous Oxide | 0.181 | 0 | C
325199 | 1008459 | 2023 |  | GP-NGT2 | Natural Gas (Weighted U.S. Average) | Nitrous Oxide (Co2 eq) | 54 | 0 | C
325199 | 1008459 | 2023 | CCCT (CC (Turbine, combined cycle)) | PHC008 | Natural Gas (Weighted U.S. Average) | Carbon Dioxide Biogenic | 0 | 0 | C
325199 | 1008459 | 2023 | CCCT (CC (Turbine, combined cycle)) | PHC008 | Natural Gas (Weighted U.S. Average) | Carbon Dioxide Non-Biogenic | 326385 | 0 | C
325199 | 1008459 | 2023 | CCCT (CC (Turbine, combined cycle)) | PHC008 | Natural Gas (Weighted U.S. Average) | Carbon Dioxide Total | 326385 | 0 | C
325199 | 1008459 | 2023 | CCCT (CC (Turbine, combined cycle)) | PHC008 | Natural Gas (Weighted U.S. Average) | Methane | 6.15 | 0 | C
325199 | 1008459 | 2023 | CCCT (CC (Turbine, combined cycle)) | PHC008 | Natural Gas (Weighted U.S. Average) | Methane (Co2 eq) | 153.8 | 0 | C
325199 | 1008459 | 2023 | CCCT (CC (Turbine, combined cycle)) | PHC008 | Natural Gas (Weighted U.S. Average) | Nitrous Oxide | 0.615 | 0 | C
325199 | 1008459 | 2023 | CCCT (CC (Turbine, combined cycle)) | PHC008 | Natural Gas (Weighted U.S. Average) | Nitrous Oxide (Co2 eq) | 183.3 | 0 | C
325199 | 1008459 | 2023 | CCCT (CC (Turbine, combined cycle)) | PHC009 | Natural Gas (Weighted U.S. Average) | Carbon Dioxide Biogenic | 0 | 0 | C
325199 | 1008459 | 2023 | CCCT (CC (Turbine, combined cycle)) | PHC009 | Natural Gas (Weighted U.S. Average) | Carbon Dioxide Non-Biogenic | 460846.3 | 0 | C
325199 | 1008459 | 2023 | CCCT (CC (Turbine, combined cycle)) | PHC009 | Natural Gas (Weighted U.S. Average) | Carbon Dioxide Total | 460846.3 | 0 | C
325199 | 1008459 | 2023 | CCCT (CC (Turbine, combined cycle)) | PHC009 | Natural Gas (Weighted U.S. Average) | Methane | 8.69 | 0 | C
325199 | 1008459 | 2023 | CCCT (CC (Turbine, combined cycle)) | PHC009 | Natural Gas (Weighted U.S. Average) | Methane (Co2 eq) | 217.1 | 0 | C
325199 | 1008459 | 2023 | CCCT (CC (Turbine, combined cycle)) | PHC009 | Natural Gas (Weighted U.S. Average) | Nitrous Oxide | 0.869 | 0 | C
325199 | 1008459 | 2023 | CCCT (CC (Turbine, combined cycle)) | PHC009 | Natural Gas (Weighted U.S. Average) | Nitrous Oxide (Co2 eq) | 258.8 | 0 | C
325199 | 1008459 | 2023 | SCCT (CT (Turbine, simple cycle combustion)) | PHC010 | Natural Gas (Weighted U.S. Average) | Carbon Dioxide Biogenic | 0 | 0 | C
325199 | 1008459 | 2023 | SCCT (CT (Turbine, simple cycle combustion)) | PHC010 | Natural Gas (Weighted U.S. Average) | Carbon Dioxide Non-Biogenic | 307628.2 | 0 | C
325199 | 1008459 | 2023 | SCCT (CT (Turbine, simple cycle combustion)) | PHC010 | Natural Gas (Weighted U.S. Average) | Carbon Dioxide Total | 307628.2 | 0 | C
325199 | 1008459 | 2023 | SCCT (CT (Turbine, simple cycle combustion)) | PHC010 | Natural Gas (Weighted U.S. Average) | Methane | 5.8 | 0 | C
325199 | 1008459 | 2023 | SCCT (CT (Turbine, simple cycle combustion)) | PHC010 | Natural Gas (Weighted U.S. Average) | Methane (Co2 eq) | 144.9 | 0 | C
325199 | 1008459 | 2023 | SCCT (CT (Turbine, simple cycle combustion)) | PHC010 | Natural Gas (Weighted U.S. Average) | Nitrous Oxide | 0.58 | 0 | C
325199 | 1008459 | 2023 | SCCT (CT (Turbine, simple cycle combustion)) | PHC010 | Natural Gas (Weighted U.S. Average) | Nitrous Oxide (Co2 eq) | 172.8 | 0 | C
325199 | 1008459 | 2023 | SCCT (CT (Turbine, simple cycle combustion)) | PHC011 | Natural Gas (Weighted U.S. Average) | Carbon Dioxide Biogenic | 0 | 0 | C
325199 | 1008459 | 2023 | SCCT (CT (Turbine, simple cycle combustion)) | PHC011 | Natural Gas (Weighted U.S. Average) | Carbon Dioxide Non-Biogenic | 308029.1 | 0 | C
325199 | 1008459 | 2023 | SCCT (CT (Turbine, simple cycle combustion)) | PHC011 | Natural Gas (Weighted U.S. Average) | Carbon Dioxide Total | 308029.1 | 0 | C
325199 | 1008459 | 2023 | SCCT (CT (Turbine, simple cycle combustion)) | PHC011 | Natural Gas (Weighted U.S. Average) | Methane | 5.81 | 0 | C
325199 | 1008459 | 2023 | SCCT (CT (Turbine, simple cycle combustion)) | PHC011 | Natural Gas (Weighted U.S. Average) | Methane (Co2 eq) | 145.1 | 0 | C
325199 | 1008459 | 2023 | SCCT (CT (Turbine, simple cycle combustion)) | PHC011 | Natural Gas (Weighted U.S. Average) | Nitrous Oxide | 0.581 | 0 | C
325199 | 1008459 | 2023 | SCCT (CT (Turbine, simple cycle combustion)) | PHC011 | Natural Gas (Weighted U.S. Average) | Nitrous Oxide (Co2 eq) | 173 | 0 | C
322130 | 1008553 | 2023 | OB (Boiler, other) | PB3 | Natural Gas (Weighted U.S. Average) | Carbon Dioxide Biogenic | 0 | 0 | C
322130 | 1008553 | 2023 | OB (Boiler, other) | PB3 | Natural Gas (Weighted U.S. Average) | Carbon Dioxide Non-Biogenic | 21031.9 | 0 | C
322130 | 1008553 | 2023 | OB (Boiler, other) | PB3 | Natural Gas (Weighted U.S. Average) | Carbon Dioxide Total | 21031.9 | 0 | C
322130 | 1008553 | 2023 | OB (Boiler, other) | PB3 | Natural Gas (Weighted U.S. Average) | Methane | 0.4 | 0 | C
322130 | 1008553 | 2023 | OB (Boiler, other) | PB3 | Natural Gas (Weighted U.S. Average) | Methane (Co2 eq) | 9.9 | 0 | C
322130 | 1008553 | 2023 | OB (Boiler, other) | PB3 | Natural Gas (Weighted U.S. Average) | Nitrous Oxide | 0.04 | 0 | C
322130 | 1008553 | 2023 | OB (Boiler, other) | PB3 | Natural Gas (Weighted U.S. Average) | Nitrous Oxide (Co2 eq) | 11.8 | 0 | C
322130 | 1008553 | 2023 | Chemical Recovery Furnace | RB1 |  | Carbon Dioxide Biogenic (Spent Liquor) | 97552.8 |  | AA | [9 empty] | 27 | 1998 | ANDRITZ | 1.36 |  | 1 | D | 785 | 600 | 720
322130 | 1008553 | 2023 | Chemical Recovery Furnace | RB1 |  | Carbon Dioxide Non-Biogenic | 48217.8 |  | AA | [9 empty] | 27 | 1998 | ANDRITZ | 1.36 |  | 1 | D | 785 | 600 | 720
322130 | 1008553 | 2023 | Chemical Recovery Furnace | RB1 |  | Methane | 0.91 |  | AA | [9 empty] | 27 | 1998 | ANDRITZ | 1.36 |  | 1 | D | 785 | 600 | 720
322130 | 1008553 | 2023 | Chemical Recovery Furnace | RB1 |  | Methane Spent Liquor | 1.98 |  | AA | [9 empty] | 27 | 1998 | ANDRITZ | 1.36 |  | 1 | D | 785 | 600 | 720
322130 | 1008553 | 2023 | Chemical Recovery Furnace | RB1 |  | Nitrous Oxide | 0.091 |  | AA | [9 empty] | 27 | 1998 | ANDRITZ | 1.36 |  | 1 | D | 785 | 600 | 720
322130 | 1008553 | 2023 | Chemical Recovery Furnace | RB1 |  | Nitrous Oxide Spent Liquor | 0.437 |  | AA | [9 empty] | 27 | 1998 | ANDRITZ | 1.36 |  | 1 | D | 785 | 600 | 720
322130 | 1008553 | 2023 | S (Stoker Boiler) | WFB1 | Distillate Fuel Oil No. 2 | Carbon Dioxide Biogenic | 0 | 0 | C
322130 | 1008553 | 2023 | S (Stoker Boiler) | WFB1 | Distillate Fuel Oil No. 2 | Carbon Dioxide Non-Biogenic | 0 | 0 | C
322130 | 1008553 | 2023 | S (Stoker Boiler) | WFB1 | Distillate Fuel Oil No. 2 | Carbon Dioxide Total | 0 | 0 | C
322130 | 1008553 | 2023 | S (Stoker Boiler) | WFB1 | Distillate Fuel Oil No. 2 | Methane | 0 | 0 | C
322130 | 1008553 | 2023 | S (Stoker Boiler) | WFB1 | Distillate Fuel Oil No. 2 | Methane (Co2 eq) | 0 | 0 | C
322130 | 1008553 | 2023 | S (Stoker Boiler) | WFB1 | Distillate Fuel Oil No. 2 | Nitrous Oxide | 0 | 0 | C
322130 | 1008553 | 2023 | S (Stoker Boiler) | WFB1 | Distillate Fuel Oil No. 2 | Nitrous Oxide (Co2 eq) | 0 | 0 | C
322130 | 1008553 | 2023 | S (Stoker Boiler) | WFB1 | Natural Gas (Weighted U.S. Average) | Carbon Dioxide Biogenic | 0 | 0 | C
322130 | 1008553 | 2023 | S (Stoker Boiler) | WFB1 | Natural Gas (Weighted U.S. Average) | Carbon Dioxide Non-Biogenic | 5311.7 | 0 | C
322130 | 1008553 | 2023 | S (Stoker Boiler) | WFB1 | Natural Gas (Weighted U.S. Average) | Carbon Dioxide Total | 5311.7 | 0 | C
322130 | 1008553 | 2023 | S (Stoker Boiler) | WFB1 | Natural Gas (Weighted U.S. Average) | Methane | 0.1 | 0 | C
322130 | 1008553 | 2023 | S (Stoker Boiler) | WFB1 | Natural Gas (Weighted U.S. Average) | Methane (Co2 eq) | 2.5 | 0 | C
322130 | 1008553 | 2023 | S (Stoker Boiler) | WFB1 | Natural Gas (Weighted U.S. Average) | Nitrous Oxide | 0.01 | 0 | C
322130 | 1008553 | 2023 | S (Stoker Boiler) | WFB1 | Natural Gas (Weighted U.S. Average) | Nitrous Oxide (Co2 eq) | 3 | 0 | C
322130 | 1008553 | 2023 | S (Stoker Boiler) | WFB1 | Wood and Wood Residuals (dry basis) | Carbon Dioxide Biogenic | 146615.8 | 0 | C
322130 | 1008553 | 2023 | S (Stoker Boiler) | WFB1 | Wood and Wood Residuals (dry basis) | Carbon Dioxide Non-Biogenic | 0 | 0 | C
322130 | 1008553 | 2023 | S (Stoker Boiler) | WFB1 | Wood and Wood Residuals (dry basis) | Carbon Dioxide Total | 146615.8 | 0 | C
322130 | 1008553 | 2023 | S (Stoker Boiler) | WFB1 | Wood and Wood Residuals (dry basis) | Methane | 11.25 | 0 | C
322130 | 1008553 | 2023 | S (Stoker Boiler) | WFB1 | Wood and Wood Residuals (dry basis) | Methane (Co2 eq) | 281.4 | 0 | C
322130 | 1008553 | 2023 | S (Stoker Boiler) | WFB1 | Wood and Wood Residuals (dry basis) | Nitrous Oxide | 5.627 | 0 | C
322130 | 1008553 | 2023 | S (Stoker Boiler) | WFB1 | Wood and Wood Residuals (dry basis) | Nitrous Oxide (Co2 eq) | 1676.9 | 0 | C
322130 | 1008553 | 2023 | S (Stoker Boiler) | WFB2 | Distillate Fuel Oil No. 2 | Carbon Dioxide Biogenic | 0 | 0 | C
322130 | 1008553 | 2023 | S (Stoker Boiler) | WFB2 | Distillate Fuel Oil No. 2 | Carbon Dioxide Non-Biogenic | 0 | 0 | C
322130 | 1008553 | 2023 | S (Stoker Boiler) | WFB2 | Distillate Fuel Oil No. 2 | Carbon Dioxide Total | 0 | 0 | C
322130 | 1008553 | 2023 | S (Stoker Boiler) | WFB2 | Distillate Fuel Oil No. 2 | Methane | 0 | 0 | C
322130 | 1008553 | 2023 | S (Stoker Boiler) | WFB2 | Distillate Fuel Oil No. 2 | Methane (Co2 eq) | 0 | 0 | C
322130 | 1008553 | 2023 | S (Stoker Boiler) | WFB2 | Distillate Fuel Oil No. 2 | Nitrous Oxide | 0 | 0 | C
322130 | 1008553 | 2023 | S (Stoker Boiler) | WFB2 | Distillate Fuel Oil No. 2 | Nitrous Oxide (Co2 eq) | 0 | 0 | C
322130 | 1008553 | 2023 | S (Stoker Boiler) | WFB2 | Natural Gas (Weighted U.S. Average) | Carbon Dioxide Biogenic | 0 | 0 | C
322130 | 1008553 | 2023 | S (Stoker Boiler) | WFB2 | Natural Gas (Weighted U.S. Average) | Carbon Dioxide Non-Biogenic | 6679.4 | 0 | C
322130 | 1008553 | 2023 | S (Stoker Boiler) | WFB2 | Natural Gas (Weighted U.S. Average) | Carbon Dioxide Total | 6679.4 | 0 | C
322130 | 1008553 | 2023 | S (Stoker Boiler) | WFB2 | Natural Gas (Weighted U.S. Average) | Methane | 0.13 | 0 | C
322130 | 1008553 | 2023 | S (Stoker Boiler) | WFB2 | Natural Gas (Weighted U.S. Average) | Methane (Co2 eq) | 3.1 | 0 | C
322130 | 1008553 | 2023 | S (Stoker Boiler) | WFB2 | Natural Gas (Weighted U.S. Average) | Nitrous Oxide | 0.013 | 0 | C
322130 | 1008553 | 2023 | S (Stoker Boiler) | WFB2 | Natural Gas (Weighted U.S. Average) | Nitrous Oxide (Co2 eq) | 3.8 | 0 | C
322130 | 1008553 | 2023 | S (Stoker Boiler) | WFB2 | Wood and Wood Residuals (dry basis) | Carbon Dioxide Biogenic | 339689.7 | 0 | C
322130 | 1008553 | 2023 | S (Stoker Boiler) | WFB2 | Wood and Wood Residuals (dry basis) | Carbon Dioxide Non-Biogenic | 0 | 0 | C
322130 | 1008553 | 2023 | S (Stoker Boiler) | WFB2 | Wood and Wood Residuals (dry basis) | Carbon Dioxide Total | 339689.7 | 0 | C
322130 | 1008553 | 2023 | S (Stoker Boiler) | WFB2 | Wood and Wood Residuals (dry basis) | Methane | 26.07 | 0 | C
322130 | 1008553 | 2023 | S (Stoker Boiler) | WFB2 | Wood and Wood Residuals (dry basis) | Methane (Co2 eq) | 651.9 | 0 | C
322130 | 1008553 | 2023 | S (Stoker Boiler) | WFB2 | Wood and Wood Residuals (dry basis) | Nitrous Oxide | 13.037 | 0 | C
322130 | 1008553 | 2023 | S (Stoker Boiler) | WFB2 | Wood and Wood Residuals (dry basis) | Nitrous Oxide (Co2 eq) | 3885.1 | 0 | C
322130 | 1008708 | 2023 | PCWD (Pulverized coal, wall-fired, dry bottom) | CB | Bituminous | Carbon Dioxide Biogenic | 0 | 2497 | C
322130 | 1008708 | 2023 | PCWD (Pulverized coal, wall-fired, dry bottom) | CB | Bituminous | Carbon Dioxide Non-Biogenic | 4328.3 | 2497 | C
322130 | 1008708 | 2023 | PCWD (Pulverized coal, wall-fired, dry bottom) | CB | Bituminous | Carbon Dioxide Total | 4328.3 | 2497 | C
322130 | 1008708 | 2023 | PCWD (Pulverized coal, wall-fired, dry bottom) | CB | Bituminous | Methane | 0.71 | 2497 | C
322130 | 1008708 | 2023 | PCWD (Pulverized coal, wall-fired, dry bottom) | CB | Bituminous | Methane (Co2 eq) | 17.7 | 2497 | C
322130 | 1008708 | 2023 | PCWD (Pulverized coal, wall-fired, dry bottom) | CB | Bituminous | Nitrous Oxide | 0.103 | 2497 | C
322130 | 1008708 | 2023 | PCWD (Pulverized coal, wall-fired, dry bottom) | CB | Bituminous | Nitrous Oxide (Co2 eq) | 30.7 | 2497 | C
322130 | 1008708 | 2023 | PCWD (Pulverized coal, wall-fired, dry bottom) | CB | Natural Gas (Weighted U.S. Average) | Carbon Dioxide Biogenic | 0 | 1508790000 | C
322130 | 1008708 | 2023 | PCWD (Pulverized coal, wall-fired, dry bottom) | CB | Natural Gas (Weighted U.S. Average) | Carbon Dioxide Non-Biogenic | 86509.2 | 1508790000 | C
322130 | 1008708 | 2023 | PCWD (Pulverized coal, wall-fired, dry bottom) | CB | Natural Gas (Weighted U.S. Average) | Carbon Dioxide Total | 86509.2 | 1508790000 | C
322130 | 1008708 | 2023 | PCWD (Pulverized coal, wall-fired, dry bottom) | CB | Natural Gas (Weighted U.S. Average) | Methane | 1.63 | 1508790000 | C
322130 | 1008708 | 2023 | PCWD (Pulverized coal, wall-fired, dry bottom) | CB | Natural Gas (Weighted U.S. Average) | Methane (Co2 eq) | 40.8 | 1508790000 | C
322130 | 1008708 | 2023 | PCWD (Pulverized coal, wall-fired, dry bottom) | CB | Natural Gas (Weighted U.S. Average) | Nitrous Oxide | 0.163 | 1508790000 | C
322130 | 1008708 | 2023 | PCWD (Pulverized coal, wall-fired, dry bottom) | CB | Natural Gas (Weighted U.S. Average) | Nitrous Oxide (Co2 eq) | 48.6 | 1508790000 | C
322130 | 1008708 | 2023 | PCWD (Pulverized coal, wall-fired, dry bottom) | CB | Wood and Wood Residuals (dry basis) | Carbon Dioxide Biogenic | 273233.5 | 166644 | C
322130 | 1008708 | 2023 | PCWD (Pulverized coal, wall-fired, dry bottom) | CB | Wood and Wood Residuals (dry basis) | Carbon Dioxide Non-Biogenic | 0 | 166644 | C
322130 | 1008708 | 2023 | PCWD (Pulverized coal, wall-fired, dry bottom) | CB | Wood and Wood Residuals (dry basis) | Carbon Dioxide Total | 273233.5 | 166644 | C
322130 | 1008708 | 2023 | PCWD (Pulverized coal, wall-fired, dry bottom) | CB | Wood and Wood Residuals (dry basis) | Methane | 20.97 | 166644 | C
322130 | 1008708 | 2023 | PCWD (Pulverized coal, wall-fired, dry bottom) | CB | Wood and Wood Residuals (dry basis) | Methane (Co2 eq) | 524.3 | 166644 | C
322130 | 1008708 | 2023 | PCWD (Pulverized coal, wall-fired, dry bottom) | CB | Wood and Wood Residuals (dry basis) | Nitrous Oxide | 10.487 | 166644 | C
322130 | 1008708 | 2023 | PCWD (Pulverized coal, wall-fired, dry bottom) | CB | Wood and Wood Residuals (dry basis) | Nitrous Oxide (Co2 eq) | 3125 | 166644 | C
322130 | 1008708 | 2023 | Pulp Mill Lime Kiln | LK1 |  | Carbon Dioxide Biogenic (Spent Liquor) | 0 |  | AA
322130 | 1008708 | 2023 | Pulp Mill Lime Kiln | LK1 |  | Carbon Dioxide Non-Biogenic | 26372.6 |  | AA
322130 | 1008708 | 2023 | Pulp Mill Lime Kiln | LK1 |  | Methane | 1.34 |  | AA
322130 | 1008708 | 2023 | Pulp Mill Lime Kiln | LK1 |  | Methane Spent Liquor | 0 |  | AA
322130 | 1008708 | 2023 | Pulp Mill Lime Kiln | LK1 |  | Nitrous Oxide | 0 |  | AA
322130 | 1008708 | 2023 | Pulp Mill Lime Kiln | LK1 |  | Nitrous Oxide Spent Liquor | 0 |  | AA
322130 | 1008708 | 2023 | Chemical Recovery Furnace | RF1 |  | Carbon Dioxide Biogenic (Spent Liquor) | 762478 |  | AA | [9 empty] | 45 | 1980 | B&W | 3 | 3.2 | 2 | SR | 1475 | 1300 | 900
322130 | 1008708 | 2023 | Chemical Recovery Furnace | RF1 |  | Carbon Dioxide Non-Biogenic | 17648 |  | AA | [9 empty] | 45 | 1980 | B&W | 3 | 3.2 | 2 | SR | 1475 | 1300 | 900
322130 | 1008708 | 2023 | Chemical Recovery Furnace | RF1 |  | Methane | 0.33 |  | AA | [9 empty] | 45 | 1980 | B&W | 3 | 3.2 | 2 | SR | 1475 | 1300 | 900
322130 | 1008708 | 2023 | Chemical Recovery Furnace | RF1 |  | Methane Spent Liquor | 15.34 |  | AA | [9 empty] | 45 | 1980 | B&W | 3 | 3.2 | 2 | SR | 1475 | 1300 | 900
322130 | 1008708 | 2023 | Chemical Recovery Furnace | RF1 |  | Nitrous Oxide | 0.033 |  | AA | [9 empty] | 45 | 1980 | B&W | 3 | 3.2 | 2 | SR | 1475 | 1300 | 900
322130 | 1008708 | 2023 | Chemical Recovery Furnace | RF1 |  | Nitrous Oxide Spent Liquor | 3.392 |  | AA | [9 empty] | 45 | 1980 | B&W | 3 | 3.2 | 2 | SR | 1475 | 1300 | 900
325211 | 1008750 | 2023 |  | GP-01 | Natural Gas (Weighted U.S. Average) | Carbon Dioxide Biogenic | 0 | 0 | C
325211 | 1008750 | 2023 |  | GP-01 | Natural Gas (Weighted U.S. Average) | Carbon Dioxide Non-Biogenic | 78634.4 | 0 | C
325211 | 1008750 | 2023 |  | GP-01 | Natural Gas (Weighted U.S. Average) | Carbon Dioxide Total | 78634.4 | 0 | C
325211 | 1008750 | 2023 |  | GP-01 | Natural Gas (Weighted U.S. Average) | Methane | 1.48 | 0 | C
325211 | 1008750 | 2023 |  | GP-01 | Natural Gas (Weighted U.S. Average) | Methane (Co2 eq) | 37 | 0 | C
325211 | 1008750 | 2023 |  | GP-01 | Natural Gas (Weighted U.S. Average) | Nitrous Oxide | 0.148 | 0 | C
325211 | 1008750 | 2023 |  | GP-01 | Natural Gas (Weighted U.S. Average) | Nitrous Oxide (Co2 eq) | 44.2 | 0 | C
322120 | 1008767 | 2023 |  | GP-00001 | Distillate Fuel Oil No. 2 | Carbon Dioxide Biogenic | 0 | 204 | C
322120 | 1008767 | 2023 |  | GP-00001 | Distillate Fuel Oil No. 2 | Carbon Dioxide Non-Biogenic | 2.1 | 204 | C
322120 | 1008767 | 2023 |  | GP-00001 | Distillate Fuel Oil No. 2 | Carbon Dioxide Total | 2.1 | 204 | C
322120 | 1008767 | 2023 |  | GP-00001 | Distillate Fuel Oil No. 2 | Methane | 0 | 204 | C
322120 | 1008767 | 2023 |  | GP-00001 | Distillate Fuel Oil No. 2 | Methane (Co2 eq) | 0 | 204 | C
322120 | 1008767 | 2023 |  | GP-00001 | Distillate Fuel Oil No. 2 | Nitrous Oxide | 0 | 204 | C
322120 | 1008767 | 2023 |  | GP-00001 | Distillate Fuel Oil No. 2 | Nitrous Oxide (Co2 eq) | 0 | 204 | C
322120 | 1008767 | 2023 |  | GP-00001 | Natural Gas (Weighted U.S. Average) | Carbon Dioxide Biogenic | 0 | 0 | C
322120 | 1008767 | 2023 |  | GP-00001 | Natural Gas (Weighted U.S. Average) | Carbon Dioxide Non-Biogenic | 31579.5 | 0 | C
322120 | 1008767 | 2023 |  | GP-00001 | Natural Gas (Weighted U.S. Average) | Carbon Dioxide Total | 31579.5 | 0 | C
322120 | 1008767 | 2023 |  | GP-00001 | Natural Gas (Weighted U.S. Average) | Methane | 0.6 | 0 | C
322120 | 1008767 | 2023 |  | GP-00001 | Natural Gas (Weighted U.S. Average) | Methane (Co2 eq) | 14.9 | 0 | C
322120 | 1008767 | 2023 |  | GP-00001 | Natural Gas (Weighted U.S. Average) | Nitrous Oxide | 0.06 | 0 | C
322120 | 1008767 | 2023 |  | GP-00001 | Natural Gas (Weighted U.S. Average) | Nitrous Oxide (Co2 eq) | 17.7 | 0 | C
325211 | 1008786 | 2023 | OB (Boiler, other) | Johnson Boiler - A | Natural Gas (Weighted U.S. Average) | Carbon Dioxide Biogenic | 0 | 0 | C
325211 | 1008786 | 2023 | OB (Boiler, other) | Johnson Boiler - A | Natural Gas (Weighted U.S. Average) | Carbon Dioxide Non-Biogenic | 7496.9 | 0 | C
325211 | 1008786 | 2023 | OB (Boiler, other) | Johnson Boiler - A | Natural Gas (Weighted U.S. Average) | Carbon Dioxide Total | 7496.9 | 0 | C
325211 | 1008786 | 2023 | OB (Boiler, other) | Johnson Boiler - A | Natural Gas (Weighted U.S. Average) | Methane | 0.14 | 0 | C
325211 | 1008786 | 2023 | OB (Boiler, other) | Johnson Boiler - A | Natural Gas (Weighted U.S. Average) | Methane (Co2 eq) | 3.5 | 0 | C
325211 | 1008786 | 2023 | OB (Boiler, other) | Johnson Boiler - A | Natural Gas (Weighted U.S. Average) | Nitrous Oxide | 0.014 | 0 | C
325211 | 1008786 | 2023 | OB (Boiler, other) | Johnson Boiler - A | Natural Gas (Weighted U.S. Average) | Nitrous Oxide (Co2 eq) | 4.2 | 0 | C
325211 | 1008786 | 2023 | OB (Boiler, other) | Johnson Boiler - B | Natural Gas (Weighted U.S. Average) | Carbon Dioxide Biogenic | 0 | 0 | C
325211 | 1008786 | 2023 | OB (Boiler, other) | Johnson Boiler - B | Natural Gas (Weighted U.S. Average) | Carbon Dioxide Non-Biogenic | 3198.3 | 0 | C
325211 | 1008786 | 2023 | OB (Boiler, other) | Johnson Boiler - B | Natural Gas (Weighted U.S. Average) | Carbon Dioxide Total | 3198.3 | 0 | C
325211 | 1008786 | 2023 | OB (Boiler, other) | Johnson Boiler - B | Natural Gas (Weighted U.S. Average) | Methane | 0.06 | 0 | C
325211 | 1008786 | 2023 | OB (Boiler, other) | Johnson Boiler - B | Natural Gas (Weighted U.S. Average) | Methane (Co2 eq) | 1.5 | 0 | C
325211 | 1008786 | 2023 | OB (Boiler, other) | Johnson Boiler - B | Natural Gas (Weighted U.S. Average) | Nitrous Oxide | 0.006 | 0 | C
325211 | 1008786 | 2023 | OB (Boiler, other) | Johnson Boiler - B | Natural Gas (Weighted U.S. Average) | Nitrous Oxide (Co2 eq) | 1.8 | 0 | C
325211 | 1008786 | 2023 | OB (Boiler, other) | LRU Boiler | Natural Gas (Weighted U.S. Average) | Carbon Dioxide Biogenic | 0 | 0 | C
325211 | 1008786 | 2023 | OB (Boiler, other) | LRU Boiler | Natural Gas (Weighted U.S. Average) | Carbon Dioxide Non-Biogenic | 13256.4 | 0 | C
325211 | 1008786 | 2023 | OB (Boiler, other) | LRU Boiler | Natural Gas (Weighted U.S. Average) | Carbon Dioxide Total | 13256.4 | 0 | C
325211 | 1008786 | 2023 | OB (Boiler, other) | LRU Boiler | Natural Gas (Weighted U.S. Average) | Methane | 0.25 | 0 | C
325211 | 1008786 | 2023 | OB (Boiler, other) | LRU Boiler | Natural Gas (Weighted U.S. Average) | Methane (Co2 eq) | 6.2 | 0 | C
325211 | 1008786 | 2023 | OB (Boiler, other) | LRU Boiler | Natural Gas (Weighted U.S. Average) | Nitrous Oxide | 0.025 | 0 | C
325211 | 1008786 | 2023 | OB (Boiler, other) | LRU Boiler | Natural Gas (Weighted U.S. Average) | Nitrous Oxide (Co2 eq) | 7.4 | 0 | C
325211 | 1008786 | 2023 | RTO (Regenerative thermal oxidizer) | LRU- Backup TO | Natural Gas (Weighted U.S. Average) | Carbon Dioxide Biogenic | 0 | 0 | C
325211 | 1008786 | 2023 | RTO (Regenerative thermal oxidizer) | LRU- Backup TO | Natural Gas (Weighted U.S. Average) | Carbon Dioxide Non-Biogenic | 252 | 0 | C
325211 | 1008786 | 2023 | RTO (Regenerative thermal oxidizer) | LRU- Backup TO | Natural Gas (Weighted U.S. Average) | Carbon Dioxide Total | 252 | 0 | C
325211 | 1008786 | 2023 | RTO (Regenerative thermal oxidizer) | LRU- Backup TO | Natural Gas (Weighted U.S. Average) | Methane | 0 | 0 | C
325211 | 1008786 | 2023 | RTO (Regenerative thermal oxidizer) | LRU- Backup TO | Natural Gas (Weighted U.S. Average) | Methane (Co2 eq) | 0.1 | 0 | C
325211 | 1008786 | 2023 | RTO (Regenerative thermal oxidizer) | LRU- Backup TO | Natural Gas (Weighted U.S. Average) | Nitrous Oxide | 0 | 0 | C
325211 | 1008786 | 2023 | RTO (Regenerative thermal oxidizer) | LRU- Backup TO | Natural Gas (Weighted U.S. Average) | Nitrous Oxide (Co2 eq) | 0.1 | 0 | C
325211 | 1008786 | 2023 | TODF (Thermal oxidizer, direct fired, no heat recovery) | PF-1 TO | Natural Gas (Weighted U.S. Average) | Carbon Dioxide Biogenic | 0 | 0 | C
325211 | 1008786 | 2023 | TODF (Thermal oxidizer, direct fired, no heat recovery) | PF-1 TO | Natural Gas (Weighted U.S. Average) | Carbon Dioxide Non-Biogenic | 1782 | 0 | C
325211 | 1008786 | 2023 | TODF (Thermal oxidizer, direct fired, no heat recovery) | PF-1 TO | Natural Gas (Weighted U.S. Average) | Carbon Dioxide Total | 1782 | 0 | C
325211 | 1008786 | 2023 | TODF (Thermal oxidizer, direct fired, no heat recovery) | PF-1 TO | Natural Gas (Weighted U.S. Average) | Methane | 0.03 | 0 | C
325211 | 1008786 | 2023 | TODF (Thermal oxidizer, direct fired, no heat recovery) | PF-1 TO | Natural Gas (Weighted U.S. Average) | Methane (Co2 eq) | 0.8 | 0 | C
325211 | 1008786 | 2023 | TODF (Thermal oxidizer, direct fired, no heat recovery) | PF-1 TO | Natural Gas (Weighted U.S. Average) | Nitrous Oxide | 0.003 | 0 | C
325211 | 1008786 | 2023 | TODF (Thermal oxidizer, direct fired, no heat recovery) | PF-1 TO | Natural Gas (Weighted U.S. Average) | Nitrous Oxide (Co2 eq) | 1 | 0 | C
325211 | 1008786 | 2023 | TODF (Thermal oxidizer, direct fired, no heat recovery) | PF-2 TO | Natural Gas (Weighted U.S. Average) | Carbon Dioxide Biogenic | 0 | 0 | C
325211 | 1008786 | 2023 | TODF (Thermal oxidizer, direct fired, no heat recovery) | PF-2 TO | Natural Gas (Weighted U.S. Average) | Carbon Dioxide Non-Biogenic | 888.9 | 0 | C
325211 | 1008786 | 2023 | TODF (Thermal oxidizer, direct fired, no heat recovery) | PF-2 TO | Natural Gas (Weighted U.S. Average) | Carbon Dioxide Total | 888.9 | 0 | C
325211 | 1008786 | 2023 | TODF (Thermal oxidizer, direct fired, no heat recovery) | PF-2 TO | Natural Gas (Weighted U.S. Average) | Methane | 0.02 | 0 | C
325211 | 1008786 | 2023 | TODF (Thermal oxidizer, direct fired, no heat recovery) | PF-2 TO | Natural Gas (Weighted U.S. Average) | Methane (Co2 eq) | 0.4 | 0 | C
325211 | 1008786 | 2023 | TODF (Thermal oxidizer, direct fired, no heat recovery) | PF-2 TO | Natural Gas (Weighted U.S. Average) | Nitrous Oxide | 0.002 | 0 | C
325211 | 1008786 | 2023 | TODF (Thermal oxidizer, direct fired, no heat recovery) | PF-2 TO | Natural Gas (Weighted U.S. Average) | Nitrous Oxide (Co2 eq) | 0.5 | 0 | C
325211 | 1008786 | 2023 | OB (Boiler, other) | R&D Boiler | Natural Gas (Weighted U.S. Average) | Carbon Dioxide Biogenic | 0 | 0 | C
325211 | 1008786 | 2023 | OB (Boiler, other) | R&D Boiler | Natural Gas (Weighted U.S. Average) | Carbon Dioxide Non-Biogenic | 910 | 0 | C
325211 | 1008786 | 2023 | OB (Boiler, other) | R&D Boiler | Natural Gas (Weighted U.S. Average) | Carbon Dioxide Total | 910 | 0 | C
325211 | 1008786 | 2023 | OB (Boiler, other) | R&D Boiler | Natural Gas (Weighted U.S. Average) | Methane | 0.02 | 0 | C
325211 | 1008786 | 2023 | OB (Boiler, other) | R&D Boiler | Natural Gas (Weighted U.S. Average) | Methane (Co2 eq) | 0.4 | 0 | C
325211 | 1008786 | 2023 | OB (Boiler, other) | R&D Boiler | Natural Gas (Weighted U.S. Average) | Nitrous Oxide | 0.002 | 0 | C
325211 | 1008786 | 2023 | OB (Boiler, other) | R&D Boiler | Natural Gas (Weighted U.S. Average) | Nitrous Oxide (Co2 eq) | 0.5 | 0 | C
325211 | 1008786 | 2023 | TODF (Thermal oxidizer, direct fired, no heat recovery) | Specialty TO | Natural Gas (Weighted U.S. Average) | Carbon Dioxide Biogenic | 0 | 0 | C
325211 | 1008786 | 2023 | TODF (Thermal oxidizer, direct fired, no heat recovery) | Specialty TO | Natural Gas (Weighted U.S. Average) | Carbon Dioxide Non-Biogenic | 1774.5 | 0 | C
325211 | 1008786 | 2023 | TODF (Thermal oxidizer, direct fired, no heat recovery) | Specialty TO | Natural Gas (Weighted U.S. Average) | Carbon Dioxide Total | 1774.5 | 0 | C
325211 | 1008786 | 2023 | TODF (Thermal oxidizer, direct fired, no heat recovery) | Specialty TO | Natural Gas (Weighted U.S. Average) | Methane | 0.03 | 0 | C
325211 | 1008786 | 2023 | TODF (Thermal oxidizer, direct fired, no heat recovery) | Specialty TO | Natural Gas (Weighted U.S. Average) | Methane (Co2 eq) | 0.8 | 0 | C
325211 | 1008786 | 2023 | TODF (Thermal oxidizer, direct fired, no heat recovery) | Specialty TO | Natural Gas (Weighted U.S. Average) | Nitrous Oxide | 0.003 | 0 | C
325211 | 1008786 | 2023 | TODF (Thermal oxidizer, direct fired, no heat recovery) | Specialty TO | Natural Gas (Weighted U.S. Average) | Nitrous Oxide (Co2 eq) | 1 | 0 | C
325211 | 1008786 | 2023 | RTO (Regenerative thermal oxidizer) | WWTP RTO | Natural Gas (Weighted U.S. Average) | Carbon Dioxide Biogenic | 0 | 0 | C
325211 | 1008786 | 2023 | RTO (Regenerative thermal oxidizer) | WWTP RTO | Natural Gas (Weighted U.S. Average) | Carbon Dioxide Non-Biogenic | 459.7 | 0 | C
325211 | 1008786 | 2023 | RTO (Regenerative thermal oxidizer) | WWTP RTO | Natural Gas (Weighted U.S. Average) | Carbon Dioxide Total | 459.7 | 0 | C
325211 | 1008786 | 2023 | RTO (Regenerative thermal oxidizer) | WWTP RTO | Natural Gas (Weighted U.S. Average) | Methane | 0.01 | 0 | C
325211 | 1008786 | 2023 | RTO (Regenerative thermal oxidizer) | WWTP RTO | Natural Gas (Weighted U.S. Average) | Methane (Co2 eq) | 0.2 | 0 | C
325211 | 1008786 | 2023 | RTO (Regenerative thermal oxidizer) | WWTP RTO | Natural Gas (Weighted U.S. Average) | Nitrous Oxide | 0.001 | 0 | C
325211 | 1008786 | 2023 | RTO (Regenerative thermal oxidizer) | WWTP RTO | Natural Gas (Weighted U.S. Average) | Nitrous Oxide (Co2 eq) | 0.3 | 0 | C
322110 | 1008999 | 2023 | OFB (Fluidized bed, other) | Hog Fuel Dryer/HD-14 | Distillate Fuel Oil No. 2 | Carbon Dioxide Biogenic | 0 | 0 | C
322110 | 1008999 | 2023 | OFB (Fluidized bed, other) | Hog Fuel Dryer/HD-14 | Distillate Fuel Oil No. 2 | Carbon Dioxide Non-Biogenic | 0 | 0 | C
322110 | 1008999 | 2023 | OFB (Fluidized bed, other) | Hog Fuel Dryer/HD-14 | Distillate Fuel Oil No. 2 | Carbon Dioxide Total | 0 | 0 | C
322110 | 1008999 | 2023 | OFB (Fluidized bed, other) | Hog Fuel Dryer/HD-14 | Distillate Fuel Oil No. 2 | Methane | 0 | 0 | C
322110 | 1008999 | 2023 | OFB (Fluidized bed, other) | Hog Fuel Dryer/HD-14 | Distillate Fuel Oil No. 2 | Methane (Co2 eq) | 0 | 0 | C
322110 | 1008999 | 2023 | OFB (Fluidized bed, other) | Hog Fuel Dryer/HD-14 | Distillate Fuel Oil No. 2 | Nitrous Oxide | 0 | 0 | C
322110 | 1008999 | 2023 | OFB (Fluidized bed, other) | Hog Fuel Dryer/HD-14 | Distillate Fuel Oil No. 2 | Nitrous Oxide (Co2 eq) | 0 | 0 | C
322110 | 1008999 | 2023 | OFB (Fluidized bed, other) | Hog Fuel Dryer/HD-14 | Wood and Wood Residuals (dry basis) | Carbon Dioxide Biogenic | 0 | 0 | C
322110 | 1008999 | 2023 | OFB (Fluidized bed, other) | Hog Fuel Dryer/HD-14 | Wood and Wood Residuals (dry basis) | Carbon Dioxide Non-Biogenic | 0 | 0 | C
322110 | 1008999 | 2023 | OFB (Fluidized bed, other) | Hog Fuel Dryer/HD-14 | Wood and Wood Residuals (dry basis) | Carbon Dioxide Total | 0 | 0 | C
322110 | 1008999 | 2023 | OFB (Fluidized bed, other) | Hog Fuel Dryer/HD-14 | Wood and Wood Residuals (dry basis) | Methane | 0 | 0 | C
322110 | 1008999 | 2023 | OFB (Fluidized bed, other) | Hog Fuel Dryer/HD-14 | Wood and Wood Residuals (dry basis) | Methane (Co2 eq) | 0 | 0 | C
322110 | 1008999 | 2023 | OFB (Fluidized bed, other) | Hog Fuel Dryer/HD-14 | Wood and Wood Residuals (dry basis) | Nitrous Oxide | 0 | 0 | C
322110 | 1008999 | 2023 | OFB (Fluidized bed, other) | Hog Fuel Dryer/HD-14 | Wood and Wood Residuals (dry basis) | Nitrous Oxide (Co2 eq) | 0 | 0 | C
322110 | 1008999 | 2023 | OB (Boiler, other) | Hogged Fuel Boiler/ PH-42 | Residual Fuel Oil No. 6 | Carbon Dioxide Biogenic | 0 | 0 | C
322110 | 1008999 | 2023 | OB (Boiler, other) | Hogged Fuel Boiler/ PH-42 | Residual Fuel Oil No. 6 | Carbon Dioxide Non-Biogenic | 0 | 0 | C
322110 | 1008999 | 2023 | OB (Boiler, other) | Hogged Fuel Boiler/ PH-42 | Residual Fuel Oil No. 6 | Carbon Dioxide Total | 0 | 0 | C
322110 | 1008999 | 2023 | OB (Boiler, other) | Hogged Fuel Boiler/ PH-42 | Residual Fuel Oil No. 6 | Methane | 0 | 0 | C
322110 | 1008999 | 2023 | OB (Boiler, other) | Hogged Fuel Boiler/ PH-42 | Residual Fuel Oil No. 6 | Methane (Co2 eq) | 0 | 0 | C
322110 | 1008999 | 2023 | OB (Boiler, other) | Hogged Fuel Boiler/ PH-42 | Residual Fuel Oil No. 6 | Nitrous Oxide | 0 | 0 | C
322110 | 1008999 | 2023 | OB (Boiler, other) | Hogged Fuel Boiler/ PH-42 | Residual Fuel Oil No. 6 | Nitrous Oxide (Co2 eq) | 0 | 0 | C
322110 | 1008999 | 2023 | OB (Boiler, other) | Hogged Fuel Boiler/ PH-42 | Wood and Wood Residuals (dry basis) | Carbon Dioxide Biogenic | 0 | 0 | C
322110 | 1008999 | 2023 | OB (Boiler, other) | Hogged Fuel Boiler/ PH-42 | Wood and Wood Residuals (dry basis) | Carbon Dioxide Non-Biogenic | 0 | 0 | C
322110 | 1008999 | 2023 | OB (Boiler, other) | Hogged Fuel Boiler/ PH-42 | Wood and Wood Residuals (dry basis) | Carbon Dioxide Total | 0 | 0 | C
322110 | 1008999 | 2023 | OB (Boiler, other) | Hogged Fuel Boiler/ PH-42 | Wood and Wood Residuals (dry basis) | Methane | 0 | 0 | C
322110 | 1008999 | 2023 | OB (Boiler, other) | Hogged Fuel Boiler/ PH-42 | Wood and Wood Residuals (dry basis) | Methane (Co2 eq) | 0 | 0 | C
322110 | 1008999 | 2023 | OB (Boiler, other) | Hogged Fuel Boiler/ PH-42 | Wood and Wood Residuals (dry basis) | Nitrous Oxide | 0 | 0 | C
322110 | 1008999 | 2023 | OB (Boiler, other) | Hogged Fuel Boiler/ PH-42 | Wood and Wood Residuals (dry basis) | Nitrous Oxide (Co2 eq) | 0 | 0 | C
322110 | 1008999 | 2023 | Chemical Recovery Combustion Unit | RB1 |  | Carbon Dioxide Biogenic (Spent Liquor) | 0 |  | AA
322110 | 1008999 | 2023 | Chemical Recovery Combustion Unit | RB1 |  | Carbon Dioxide Non-Biogenic | 0 |  | AA
322110 | 1008999 | 2023 | Chemical Recovery Combustion Unit | RB1 |  | Methane | 0 |  | AA
322110 | 1008999 | 2023 | Chemical Recovery Combustion Unit | RB1 |  | Methane Spent Liquor | 0 |  | AA
322110 | 1008999 | 2023 | Chemical Recovery Combustion Unit | RB1 |  | Nitrous Oxide | 0 |  | AA
322110 | 1008999 | 2023 | Chemical Recovery Combustion Unit | RB1 |  | Nitrous Oxide Spent Liquor | 0 |  | AA
322110 | 1008999 | 2023 | Chemical Recovery Combustion Unit | RB2 |  | Carbon Dioxide Biogenic (Spent Liquor) | 0 |  | AA
322110 | 1008999 | 2023 | Chemical Recovery Combustion Unit | RB2 |  | Carbon Dioxide Non-Biogenic | 0 |  | AA
322110 | 1008999 | 2023 | Chemical Recovery Combustion Unit | RB2 |  | Methane | 0 |  | AA
322110 | 1008999 | 2023 | Chemical Recovery Combustion Unit | RB2 |  | Methane Spent Liquor | 0 |  | AA
322110 | 1008999 | 2023 | Chemical Recovery Combustion Unit | RB2 |  | Nitrous Oxide | 0 |  | AA
322110 | 1008999 | 2023 | Chemical Recovery Combustion Unit | RB2 |  | Nitrous Oxide Spent Liquor | 0 |  | AA
322110 | 1008999 | 2023 | Chemical Recovery Combustion Unit | RB3 |  | Carbon Dioxide Biogenic (Spent Liquor) | 0 |  | AA
322110 | 1008999 | 2023 | Chemical Recovery Combustion Unit | RB3 |  | Carbon Dioxide Non-Biogenic | 0 |  | AA
322110 | 1008999 | 2023 | Chemical Recovery Combustion Unit | RB3 |  | Methane | 0 |  | AA
322110 | 1008999 | 2023 | Chemical Recovery Combustion Unit | RB3 |  | Methane Spent Liquor | 0 |  | AA
322110 | 1008999 | 2023 | Chemical Recovery Combustion Unit | RB3 |  | Nitrous Oxide | 0 |  | AA
322110 | 1008999 | 2023 | Chemical Recovery Combustion Unit | RB3 |  | Nitrous Oxide Spent Liquor | 0 |  | AA
325199 | 1009064 | 2023 | OB (Boiler, other) | BLR-1 | Fuel Gas | Carbon Dioxide Biogenic | 0 | 0 | C
325199 | 1009064 | 2023 | OB (Boiler, other) | BLR-1 | Fuel Gas | Carbon Dioxide Non-Biogenic | 0 | 0 | C
325199 | 1009064 | 2023 | OB (Boiler, other) | BLR-1 | Fuel Gas | Carbon Dioxide Total | 0 | 0 | C
325199 | 1009064 | 2023 | OB (Boiler, other) | BLR-1 | Fuel Gas | Methane | 0 | 0 | C
325199 | 1009064 | 2023 | OB (Boiler, other) | BLR-1 | Fuel Gas | Methane (Co2 eq) | 0 | 0 | C
325199 | 1009064 | 2023 | OB (Boiler, other) | BLR-1 | Fuel Gas | Nitrous Oxide | 0 | 0 | C
325199 | 1009064 | 2023 | OB (Boiler, other) | BLR-1 | Fuel Gas | Nitrous Oxide (Co2 eq) | 0 | 0 | C
325199 | 1009064 | 2023 | OB (Boiler, other) | BLR-1 | Natural Gas (Weighted U.S. Average) | Carbon Dioxide Biogenic | 0 | 0 | C
325199 | 1009064 | 2023 | OB (Boiler, other) | BLR-1 | Natural Gas (Weighted U.S. Average) | Carbon Dioxide Non-Biogenic | 35206.7 | 0 | C
325199 | 1009064 | 2023 | OB (Boiler, other) | BLR-1 | Natural Gas (Weighted U.S. Average) | Carbon Dioxide Total | 35206.7 | 0 | C
325199 | 1009064 | 2023 | OB (Boiler, other) | BLR-1 | Natural Gas (Weighted U.S. Average) | Methane | 0.66 | 0 | C
325199 | 1009064 | 2023 | OB (Boiler, other) | BLR-1 | Natural Gas (Weighted U.S. Average) | Methane (Co2 eq) | 16.6 | 0 | C
325199 | 1009064 | 2023 | OB (Boiler, other) | BLR-1 | Natural Gas (Weighted U.S. Average) | Nitrous Oxide | 0.066 | 0 | C
325199 | 1009064 | 2023 | OB (Boiler, other) | BLR-1 | Natural Gas (Weighted U.S. Average) | Nitrous Oxide (Co2 eq) | 19.8 | 0 | C
325199 | 1009064 | 2023 | OB (Boiler, other) | BLR-2 | Fuel Gas | Carbon Dioxide Biogenic | 0 | 0 | C
325199 | 1009064 | 2023 | OB (Boiler, other) | BLR-2 | Fuel Gas | Carbon Dioxide Non-Biogenic | 0 | 0 | C
325199 | 1009064 | 2023 | OB (Boiler, other) | BLR-2 | Fuel Gas | Carbon Dioxide Total | 0 | 0 | C
325199 | 1009064 | 2023 | OB (Boiler, other) | BLR-2 | Fuel Gas | Methane | 0 | 0 | C
325199 | 1009064 | 2023 | OB (Boiler, other) | BLR-2 | Fuel Gas | Methane (Co2 eq) | 0 | 0 | C
325199 | 1009064 | 2023 | OB (Boiler, other) | BLR-2 | Fuel Gas | Nitrous Oxide | 0 | 0 | C
325199 | 1009064 | 2023 | OB (Boiler, other) | BLR-2 | Fuel Gas | Nitrous Oxide (Co2 eq) | 0 | 0 | C
325199 | 1009064 | 2023 | OB (Boiler, other) | BLR-2 | Natural Gas (Weighted U.S. Average) | Carbon Dioxide Biogenic | 0 | 0 | C
325199 | 1009064 | 2023 | OB (Boiler, other) | BLR-2 | Natural Gas (Weighted U.S. Average) | Carbon Dioxide Non-Biogenic | 27657.7 | 0 | C
325199 | 1009064 | 2023 | OB (Boiler, other) | BLR-2 | Natural Gas (Weighted U.S. Average) | Carbon Dioxide Total | 27657.7 | 0 | C
325199 | 1009064 | 2023 | OB (Boiler, other) | BLR-2 | Natural Gas (Weighted U.S. Average) | Methane | 0.52 | 0 | C
325199 | 1009064 | 2023 | OB (Boiler, other) | BLR-2 | Natural Gas (Weighted U.S. Average) | Methane (Co2 eq) | 13 | 0 | C
325199 | 1009064 | 2023 | OB (Boiler, other) | BLR-2 | Natural Gas (Weighted U.S. Average) | Nitrous Oxide | 0.052 | 0 | C
325199 | 1009064 | 2023 | OB (Boiler, other) | BLR-2 | Natural Gas (Weighted U.S. Average) | Nitrous Oxide (Co2 eq) | 15.5 | 0 | C
325211 | 1009221 | 2023 |  | GP-Bldg 13M01 | Propane | Carbon Dioxide Biogenic | 0 | 2507 | C
325211 | 1009221 | 2023 |  | GP-Bldg 13M01 | Propane | Carbon Dioxide Non-Biogenic | 14.3 | 2507 | C
325211 | 1009221 | 2023 |  | GP-Bldg 13M01 | Propane | Carbon Dioxide Total | 14.3 | 2507 | C
325211 | 1009221 | 2023 |  | GP-Bldg 13M01 | Propane | Methane | 0 | 2507 | C
325211 | 1009221 | 2023 |  | GP-Bldg 13M01 | Propane | Methane (Co2 eq) | 0 | 2507 | C
325211 | 1009221 | 2023 |  | GP-Bldg 13M01 | Propane | Nitrous Oxide | 0 | 2507 | C
325211 | 1009221 | 2023 |  | GP-Bldg 13M01 | Propane | Nitrous Oxide (Co2 eq) | 0 | 2507 | C
325211 | 1009221 | 2023 |  | GP-DAK #2 | Distillate Fuel Oil No. 2 | Carbon Dioxide Biogenic | 0 | 3823.2 | C
325211 | 1009221 | 2023 |  | GP-DAK #2 | Distillate Fuel Oil No. 2 | Carbon Dioxide Non-Biogenic | 39 | 3823.2 | C
325211 | 1009221 | 2023 |  | GP-DAK #2 | Distillate Fuel Oil No. 2 | Carbon Dioxide Total | 39 | 3823.2 | C
325211 | 1009221 | 2023 |  | GP-DAK #2 | Distillate Fuel Oil No. 2 | Methane | 0 | 3823.2 | C
325211 | 1009221 | 2023 |  | GP-DAK #2 | Distillate Fuel Oil No. 2 | Methane (Co2 eq) | 0 | 3823.2 | C
325211 | 1009221 | 2023 |  | GP-DAK #2 | Distillate Fuel Oil No. 2 | Nitrous Oxide | 0 | 3823.2 | C
325211 | 1009221 | 2023 |  | GP-DAK #2 | Distillate Fuel Oil No. 2 | Nitrous Oxide (Co2 eq) | 0.1 | 3823.2 | C
325211 | 1009221 | 2023 |  | GP-DAK Natural Gas | Natural Gas (Weighted U.S. Average) | Carbon Dioxide Biogenic | 0 | 1226003300 | C
325211 | 1009221 | 2023 |  | GP-DAK Natural Gas | Natural Gas (Weighted U.S. Average) | Carbon Dioxide Non-Biogenic | 66986 | 1226003300 | C
325211 | 1009221 | 2023 |  | GP-DAK Natural Gas | Natural Gas (Weighted U.S. Average) | Carbon Dioxide Total | 66986 | 1226003300 | C
325211 | 1009221 | 2023 |  | GP-DAK Natural Gas | Natural Gas (Weighted U.S. Average) | Methane | 1.26 | 1226003300 | C
325211 | 1009221 | 2023 |  | GP-DAK Natural Gas | Natural Gas (Weighted U.S. Average) | Methane (Co2 eq) | 31.6 | 1226003300 | C
325211 | 1009221 | 2023 |  | GP-DAK Natural Gas | Natural Gas (Weighted U.S. Average) | Nitrous Oxide | 0.126 | 1226003300 | C
325211 | 1009221 | 2023 |  | GP-DAK Natural Gas | Natural Gas (Weighted U.S. Average) | Nitrous Oxide (Co2 eq) | 37.6 | 1226003300 | C
325180 | 1009487 | 2023 |  | GP-001 | Natural Gas (Weighted U.S. Average) | Carbon Dioxide Biogenic | 0 | 0 | C
325180 | 1009487 | 2023 |  | GP-001 | Natural Gas (Weighted U.S. Average) | Carbon Dioxide Non-Biogenic | 38013.3 | 0 | C
325180 | 1009487 | 2023 |  | GP-001 | Natural Gas (Weighted U.S. Average) | Carbon Dioxide Total | 38013.3 | 0 | C
325180 | 1009487 | 2023 |  | GP-001 | Natural Gas (Weighted U.S. Average) | Methane | 0.72 | 0 | C
325180 | 1009487 | 2023 |  | GP-001 | Natural Gas (Weighted U.S. Average) | Methane (Co2 eq) | 17.9 | 0 | C
325180 | 1009487 | 2023 |  | GP-001 | Natural Gas (Weighted U.S. Average) | Nitrous Oxide | 0.072 | 0 | C
325180 | 1009487 | 2023 |  | GP-001 | Natural Gas (Weighted U.S. Average) | Nitrous Oxide (Co2 eq) | 21.3 | 0 | C
325194 | 1009505 | 2023 | RICE (Reciprocating internal combustion engine) | CG1006 | Distillate Fuel Oil No. 2 | Carbon Dioxide Biogenic | 0 | 222.56 | C
325194 | 1009505 | 2023 | RICE (Reciprocating internal combustion engine) | CG1006 | Distillate Fuel Oil No. 2 | Carbon Dioxide Non-Biogenic | 2.3 | 222.56 | C
325194 | 1009505 | 2023 | RICE (Reciprocating internal combustion engine) | CG1006 | Distillate Fuel Oil No. 2 | Carbon Dioxide Total | 2.3 | 222.56 | C
325194 | 1009505 | 2023 | RICE (Reciprocating internal combustion engine) | CG1006 | Distillate Fuel Oil No. 2 | Methane | 0 | 222.56 | C
325194 | 1009505 | 2023 | RICE (Reciprocating internal combustion engine) | CG1006 | Distillate Fuel Oil No. 2 | Methane (Co2 eq) | 0 | 222.56 | C
325194 | 1009505 | 2023 | RICE (Reciprocating internal combustion engine) | CG1006 | Distillate Fuel Oil No. 2 | Nitrous Oxide | 0 | 222.56 | C
325194 | 1009505 | 2023 | RICE (Reciprocating internal combustion engine) | CG1006 | Distillate Fuel Oil No. 2 | Nitrous Oxide (Co2 eq) | 0 | 222.56 | C
325194 | 1009505 | 2023 |  | CP-01 | Natural Gas (Weighted U.S. Average) | Carbon Dioxide Biogenic | 0 | 1915629000 | C
325194 | 1009505 | 2023 |  | CP-01 | Natural Gas (Weighted U.S. Average) | Carbon Dioxide Non-Biogenic | 106553.7 | 1915629000 | C
325194 | 1009505 | 2023 |  | CP-01 | Natural Gas (Weighted U.S. Average) | Carbon Dioxide Total | 106553.7 | 1915629000 | C
325194 | 1009505 | 2023 |  | CP-01 | Natural Gas (Weighted U.S. Average) | Methane | 2.01 | 1915629000 | C
325194 | 1009505 | 2023 |  | CP-01 | Natural Gas (Weighted U.S. Average) | Methane (Co2 eq) | 50.2 | 1915629000 | C
325194 | 1009505 | 2023 |  | CP-01 | Natural Gas (Weighted U.S. Average) | Nitrous Oxide | 0.201 | 1915629000 | C
325194 | 1009505 | 2023 |  | CP-01 | Natural Gas (Weighted U.S. Average) | Nitrous Oxide (Co2 eq) | 59.8 | 1915629000 | C
325194 | 1009505 | 2023 |  | CP-02 | Other Biomass Gases | Carbon Dioxide Biogenic | 4930.6 | 98720049.806 | C
325194 | 1009505 | 2023 |  | CP-02 | Other Biomass Gases | Carbon Dioxide Non-Biogenic | 0.2 | 98720049.806 | C
325194 | 1009505 | 2023 |  | CP-02 | Other Biomass Gases | Carbon Dioxide Total | 4930.8 | 98720049.806 | C
325194 | 1009505 | 2023 |  | CP-02 | Other Biomass Gases | Methane | 0.21 | 98720049.806 | C
325194 | 1009505 | 2023 |  | CP-02 | Other Biomass Gases | Methane (Co2 eq) | 5.2 | 98720049.806 | C
325194 | 1009505 | 2023 |  | CP-02 | Other Biomass Gases | Nitrous Oxide | 0.041 | 98720049.806 | C
325194 | 1009505 | 2023 |  | CP-02 | Other Biomass Gases | Nitrous Oxide (Co2 eq) | 12.1 | 98720049.806 | C
325194 | 1009505 | 2023 | OCS (Other combustion source) | Propane | Propane | Carbon Dioxide Biogenic | 0 | 20.58 | C
325194 | 1009505 | 2023 | OCS (Other combustion source) | Propane | Propane | Carbon Dioxide Non-Biogenic | 0.1 | 20.58 | C
325194 | 1009505 | 2023 | OCS (Other combustion source) | Propane | Propane | Carbon Dioxide Total | 0.1 | 20.58 | C
325194 | 1009505 | 2023 | OCS (Other combustion source) | Propane | Propane | Methane | 0 | 20.58 | C
325194 | 1009505 | 2023 | OCS (Other combustion source) | Propane | Propane | Methane (Co2 eq) | 0 | 20.58 | C
325194 | 1009505 | 2023 | OCS (Other combustion source) | Propane | Propane | Nitrous Oxide | 0 | 20.58 | C
325194 | 1009505 | 2023 | OCS (Other combustion source) | Propane | Propane | Nitrous Oxide (Co2 eq) | 0 | 20.58 | C
325194 | 1009505 | 2023 | RICE (Reciprocating internal combustion engine) | TMA Frac Tank Pump 1 | Distillate Fuel Oil No. 2 | Carbon Dioxide Biogenic | 0 | 71.54 | C
325194 | 1009505 | 2023 | RICE (Reciprocating internal combustion engine) | TMA Frac Tank Pump 1 | Distillate Fuel Oil No. 2 | Carbon Dioxide Non-Biogenic | 0.7 | 71.54 | C
325194 | 1009505 | 2023 | RICE (Reciprocating internal combustion engine) | TMA Frac Tank Pump 1 | Distillate Fuel Oil No. 2 | Carbon Dioxide Total | 0.7 | 71.54 | C
325194 | 1009505 | 2023 | RICE (Reciprocating internal combustion engine) | TMA Frac Tank Pump 1 | Distillate Fuel Oil No. 2 | Methane | 0 | 71.54 | C
325194 | 1009505 | 2023 | RICE (Reciprocating internal combustion engine) | TMA Frac Tank Pump 1 | Distillate Fuel Oil No. 2 | Methane (Co2 eq) | 0 | 71.54 | C
325194 | 1009505 | 2023 | RICE (Reciprocating internal combustion engine) | TMA Frac Tank Pump 1 | Distillate Fuel Oil No. 2 | Nitrous Oxide | 0 | 71.54 | C
325194 | 1009505 | 2023 | RICE (Reciprocating internal combustion engine) | TMA Frac Tank Pump 1 | Distillate Fuel Oil No. 2 | Nitrous Oxide (Co2 eq) | 0 | 71.54 | C
325194 | 1009505 | 2023 | RICE (Reciprocating internal combustion engine) | TMA Frac Tank Pump 2 | Distillate Fuel Oil No. 2 | Carbon Dioxide Biogenic | 0 | 581.26 | C
325194 | 1009505 | 2023 | RICE (Reciprocating internal combustion engine) | TMA Frac Tank Pump 2 | Distillate Fuel Oil No. 2 | Carbon Dioxide Non-Biogenic | 5.9 | 581.26 | C
325194 | 1009505 | 2023 | RICE (Reciprocating internal combustion engine) | TMA Frac Tank Pump 2 | Distillate Fuel Oil No. 2 | Carbon Dioxide Total | 5.9 | 581.26 | C
325194 | 1009505 | 2023 | RICE (Reciprocating internal combustion engine) | TMA Frac Tank Pump 2 | Distillate Fuel Oil No. 2 | Methane | 0 | 581.26 | C
325194 | 1009505 | 2023 | RICE (Reciprocating internal combustion engine) | TMA Frac Tank Pump 2 | Distillate Fuel Oil No. 2 | Methane (Co2 eq) | 0 | 581.26 | C
325194 | 1009505 | 2023 | RICE (Reciprocating internal combustion engine) | TMA Frac Tank Pump 2 | Distillate Fuel Oil No. 2 | Nitrous Oxide | 0 | 581.26 | C
325194 | 1009505 | 2023 | RICE (Reciprocating internal combustion engine) | TMA Frac Tank Pump 2 | Distillate Fuel Oil No. 2 | Nitrous Oxide (Co2 eq) | 0 | 581.26 | C
325194 | 1009505 | 2023 | RICE (Reciprocating internal combustion engine) | TMA Frac Tank Pump 3 | Distillate Fuel Oil No. 2 | Carbon Dioxide Biogenic | 0 | 708.24 | C
325194 | 1009505 | 2023 | RICE (Reciprocating internal combustion engine) | TMA Frac Tank Pump 3 | Distillate Fuel Oil No. 2 | Carbon Dioxide Non-Biogenic | 7.2 | 708.24 | C
325194 | 1009505 | 2023 | RICE (Reciprocating internal combustion engine) | TMA Frac Tank Pump 3 | Distillate Fuel Oil No. 2 | Carbon Dioxide Total | 7.2 | 708.24 | C
325194 | 1009505 | 2023 | RICE (Reciprocating internal combustion engine) | TMA Frac Tank Pump 3 | Distillate Fuel Oil No. 2 | Methane | 0 | 708.24 | C
325194 | 1009505 | 2023 | RICE (Reciprocating internal combustion engine) | TMA Frac Tank Pump 3 | Distillate Fuel Oil No. 2 | Methane (Co2 eq) | 0 | 708.24 | C
325194 | 1009505 | 2023 | RICE (Reciprocating internal combustion engine) | TMA Frac Tank Pump 3 | Distillate Fuel Oil No. 2 | Nitrous Oxide | 0 | 708.24 | C
325194 | 1009505 | 2023 | RICE (Reciprocating internal combustion engine) | TMA Frac Tank Pump 3 | Distillate Fuel Oil No. 2 | Nitrous Oxide (Co2 eq) | 0 | 708.24 | C
311615 | 1009512 | 2023 |  | GP- 1 & 2 | Natural Gas (Weighted U.S. Average) | Carbon Dioxide Biogenic | 0 | 0 | C
311615 | 1009512 | 2023 |  | GP- 1 & 2 | Natural Gas (Weighted U.S. Average) | Carbon Dioxide Non-Biogenic | 6327 | 0 | C
311615 | 1009512 | 2023 |  | GP- 1 & 2 | Natural Gas (Weighted U.S. Average) | Carbon Dioxide Total | 6327 | 0 | C
311615 | 1009512 | 2023 |  | GP- 1 & 2 | Natural Gas (Weighted U.S. Average) | Methane | 0.12 | 0 | C
311615 | 1009512 | 2023 |  | GP- 1 & 2 | Natural Gas (Weighted U.S. Average) | Methane (Co2 eq) | 3 | 0 | C
311615 | 1009512 | 2023 |  | GP- 1 & 2 | Natural Gas (Weighted U.S. Average) | Nitrous Oxide | 0.012 | 0 | C
311615 | 1009512 | 2023 |  | GP- 1 & 2 | Natural Gas (Weighted U.S. Average) | Nitrous Oxide (Co2 eq) | 3.6 | 0 | C
311615 | 1009512 | 2023 |  | GP- 1 & 2 | Propane | Carbon Dioxide Biogenic | 0 | 0 | C
311615 | 1009512 | 2023 |  | GP- 1 & 2 | Propane | Carbon Dioxide Non-Biogenic | 325.2 | 0 | C
311615 | 1009512 | 2023 |  | GP- 1 & 2 | Propane | Carbon Dioxide Total | 325.2 | 0 | C
311615 | 1009512 | 2023 |  | GP- 1 & 2 | Propane | Methane | 0.02 | 0 | C
311615 | 1009512 | 2023 |  | GP- 1 & 2 | Propane | Methane (Co2 eq) | 0.4 | 0 | C
311615 | 1009512 | 2023 |  | GP- 1 & 2 | Propane | Nitrous Oxide | 0.003 | 0 | C
311615 | 1009512 | 2023 |  | GP- 1 & 2 | Propane | Nitrous Oxide (Co2 eq) | 0.9 | 0 | C
325193 | 1009523 | 2023 |  | GP-Poet Ashton | Natural Gas (Weighted U.S. Average) | Carbon Dioxide Biogenic | 0 | 0 | C
325193 | 1009523 | 2023 |  | GP-Poet Ashton | Natural Gas (Weighted U.S. Average) | Carbon Dioxide Non-Biogenic | 94468.8 | 0 | C
325193 | 1009523 | 2023 |  | GP-Poet Ashton | Natural Gas (Weighted U.S. Average) | Carbon Dioxide Total | 94468.8 | 0 | C
325193 | 1009523 | 2023 |  | GP-Poet Ashton | Natural Gas (Weighted U.S. Average) | Methane | 1.78 | 0 | C
325193 | 1009523 | 2023 |  | GP-Poet Ashton | Natural Gas (Weighted U.S. Average) | Methane (Co2 eq) | 44.5 | 0 | C
325193 | 1009523 | 2023 |  | GP-Poet Ashton | Natural Gas (Weighted U.S. Average) | Nitrous Oxide | 0.178 | 0 | C
325193 | 1009523 | 2023 |  | GP-Poet Ashton | Natural Gas (Weighted U.S. Average) | Nitrous Oxide (Co2 eq) | 53.1 | 0 | C
311615 | 1009527 | 2023 |  | GP-1 & 2 & 3 & 4 & 5 & 6 | Natural Gas (Weighted U.S. Average) | Carbon Dioxide Biogenic | 0 | 0 | C
311615 | 1009527 | 2023 |  | GP-1 & 2 & 3 & 4 & 5 & 6 | Natural Gas (Weighted U.S. Average) | Carbon Dioxide Non-Biogenic | 6906.6 | 0 | C
311615 | 1009527 | 2023 |  | GP-1 & 2 & 3 & 4 & 5 & 6 | Natural Gas (Weighted U.S. Average) | Carbon Dioxide Total | 6906.6 | 0 | C
311615 | 1009527 | 2023 |  | GP-1 & 2 & 3 & 4 & 5 & 6 | Natural Gas (Weighted U.S. Average) | Methane | 0.13 | 0 | C
311615 | 1009527 | 2023 |  | GP-1 & 2 & 3 & 4 & 5 & 6 | Natural Gas (Weighted U.S. Average) | Methane (Co2 eq) | 3.3 | 0 | C
311615 | 1009527 | 2023 |  | GP-1 & 2 & 3 & 4 & 5 & 6 | Natural Gas (Weighted U.S. Average) | Nitrous Oxide | 0.013 | 0 | C
311615 | 1009527 | 2023 |  | GP-1 & 2 & 3 & 4 & 5 & 6 | Natural Gas (Weighted U.S. Average) | Nitrous Oxide (Co2 eq) | 3.9 | 0 | C
322291 | 1009528 | 2023 |  | CP-Natural Gas to P&G | Natural Gas (Weighted U.S. Average) | Carbon Dioxide Biogenic | 0 | 967472000 | C
322291 | 1009528 | 2023 |  | CP-Natural Gas to P&G | Natural Gas (Weighted U.S. Average) | Carbon Dioxide Non-Biogenic | 53438.8 | 967472000 | C
322291 | 1009528 | 2023 |  | CP-Natural Gas to P&G | Natural Gas (Weighted U.S. Average) | Carbon Dioxide Total | 53438.8 | 967472000 | C
322291 | 1009528 | 2023 |  | CP-Natural Gas to P&G | Natural Gas (Weighted U.S. Average) | Methane | 1.01 | 967472000 | C
322291 | 1009528 | 2023 |  | CP-Natural Gas to P&G | Natural Gas (Weighted U.S. Average) | Methane (Co2 eq) | 25.2 | 967472000 | C
322291 | 1009528 | 2023 |  | CP-Natural Gas to P&G | Natural Gas (Weighted U.S. Average) | Nitrous Oxide | 0.101 | 967472000 | C
322291 | 1009528 | 2023 |  | CP-Natural Gas to P&G | Natural Gas (Weighted U.S. Average) | Nitrous Oxide (Co2 eq) | 30 | 967472000 | C
311224 | 1009539 | 2023 |  | GP-kingstree | Distillate Fuel Oil No. 2 | Carbon Dioxide Biogenic | 0 | 0 | C
311224 | 1009539 | 2023 |  | GP-kingstree | Distillate Fuel Oil No. 2 | Carbon Dioxide Non-Biogenic | 1535.7 | 0 | C
311224 | 1009539 | 2023 |  | GP-kingstree | Distillate Fuel Oil No. 2 | Carbon Dioxide Total | 1535.7 | 0 | C
311224 | 1009539 | 2023 |  | GP-kingstree | Distillate Fuel Oil No. 2 | Methane | 0.06 | 0 | C
311224 | 1009539 | 2023 |  | GP-kingstree | Distillate Fuel Oil No. 2 | Methane (Co2 eq) | 1.6 | 0 | C
311224 | 1009539 | 2023 |  | GP-kingstree | Distillate Fuel Oil No. 2 | Nitrous Oxide | 0.012 | 0 | C
311224 | 1009539 | 2023 |  | GP-kingstree | Distillate Fuel Oil No. 2 | Nitrous Oxide (Co2 eq) | 3.7 | 0 | C
311224 | 1009539 | 2023 |  | GP-kingstree | Natural Gas (Weighted U.S. Average) | Carbon Dioxide Biogenic | 0 | 0 | C
311224 | 1009539 | 2023 |  | GP-kingstree | Natural Gas (Weighted U.S. Average) | Carbon Dioxide Non-Biogenic | 25931.9 | 0 | C
311224 | 1009539 | 2023 |  | GP-kingstree | Natural Gas (Weighted U.S. Average) | Carbon Dioxide Total | 25931.9 | 0 | C
311224 | 1009539 | 2023 |  | GP-kingstree | Natural Gas (Weighted U.S. Average) | Methane | 0.49 | 0 | C
311224 | 1009539 | 2023 |  | GP-kingstree | Natural Gas (Weighted U.S. Average) | Methane (Co2 eq) | 12.2 | 0 | C
311224 | 1009539 | 2023 |  | GP-kingstree | Natural Gas (Weighted U.S. Average) | Nitrous Oxide | 0.049 | 0 | C
311224 | 1009539 | 2023 |  | GP-kingstree | Natural Gas (Weighted U.S. Average) | Nitrous Oxide (Co2 eq) | 14.6 | 0 | C
311942 | 1009702 | 2023 |  | GP-HS | Natural Gas (Weighted U.S. Average) | Carbon Dioxide Biogenic | 0 | 0 | C
311942 | 1009702 | 2023 |  | GP-HS | Natural Gas (Weighted U.S. Average) | Carbon Dioxide Non-Biogenic | 40109 | 0 | C
311942 | 1009702 | 2023 |  | GP-HS | Natural Gas (Weighted U.S. Average) | Carbon Dioxide Total | 40109 | 0 | C
311942 | 1009702 | 2023 |  | GP-HS | Natural Gas (Weighted U.S. Average) | Methane | 0.76 | 0 | C
311942 | 1009702 | 2023 |  | GP-HS | Natural Gas (Weighted U.S. Average) | Methane (Co2 eq) | 18.9 | 0 | C
311942 | 1009702 | 2023 |  | GP-HS | Natural Gas (Weighted U.S. Average) | Nitrous Oxide | 0.076 | 0 | C
311942 | 1009702 | 2023 |  | GP-HS | Natural Gas (Weighted U.S. Average) | Nitrous Oxide (Co2 eq) | 22.5 | 0 | C
325312 | 1009708 | 2023 |  | GP-BT | Distillate Fuel Oil No. 2 | Carbon Dioxide Biogenic | 0 | 498805 | C
325312 | 1009708 | 2023 |  | GP-BT | Distillate Fuel Oil No. 2 | Carbon Dioxide Non-Biogenic | 5091 | 498805 | C
325312 | 1009708 | 2023 |  | GP-BT | Distillate Fuel Oil No. 2 | Carbon Dioxide Total | 5091 | 498805 | C
325312 | 1009708 | 2023 |  | GP-BT | Distillate Fuel Oil No. 2 | Methane | 0.21 | 498805 | C
325312 | 1009708 | 2023 |  | GP-BT | Distillate Fuel Oil No. 2 | Methane (Co2 eq) | 5.2 | 498805 | C
325312 | 1009708 | 2023 |  | GP-BT | Distillate Fuel Oil No. 2 | Nitrous Oxide | 0.041 | 498805 | C
325312 | 1009708 | 2023 |  | GP-BT | Distillate Fuel Oil No. 2 | Nitrous Oxide (Co2 eq) | 12.3 | 498805 | C
325312 | 1009708 | 2023 |  | GP-BT | Natural Gas (Weighted U.S. Average) | Carbon Dioxide Biogenic | 0 | 895339162 | C
325312 | 1009708 | 2023 |  | GP-BT | Natural Gas (Weighted U.S. Average) | Carbon Dioxide Non-Biogenic | 48741.9 | 895339162 | C
325312 | 1009708 | 2023 |  | GP-BT | Natural Gas (Weighted U.S. Average) | Carbon Dioxide Total | 48741.9 | 895339162 | C
325312 | 1009708 | 2023 |  | GP-BT | Natural Gas (Weighted U.S. Average) | Methane | 0.92 | 895339162 | C
325312 | 1009708 | 2023 |  | GP-BT | Natural Gas (Weighted U.S. Average) | Methane (Co2 eq) | 23 | 895339162 | C
325312 | 1009708 | 2023 |  | GP-BT | Natural Gas (Weighted U.S. Average) | Nitrous Oxide | 0.092 | 895339162 | C
325312 | 1009708 | 2023 |  | GP-BT | Natural Gas (Weighted U.S. Average) | Nitrous Oxide (Co2 eq) | 27.4 | 895339162 | C
325312 | 1009709 | 2023 |  | GP-NW | Distillate Fuel Oil No. 2 | Carbon Dioxide Biogenic | 0 | 1642200 | C
325312 | 1009709 | 2023 |  | GP-NW | Distillate Fuel Oil No. 2 | Carbon Dioxide Non-Biogenic | 16761.1 | 1642200 | C
325312 | 1009709 | 2023 |  | GP-NW | Distillate Fuel Oil No. 2 | Carbon Dioxide Total | 16761.1 | 1642200 | C
325312 | 1009709 | 2023 |  | GP-NW | Distillate Fuel Oil No. 2 | Methane | 0.68 | 1642200 | C
325312 | 1009709 | 2023 |  | GP-NW | Distillate Fuel Oil No. 2 | Methane (Co2 eq) | 17 | 1642200 | C
325312 | 1009709 | 2023 |  | GP-NW | Distillate Fuel Oil No. 2 | Nitrous Oxide | 0.136 | 1642200 | C
325312 | 1009709 | 2023 |  | GP-NW | Distillate Fuel Oil No. 2 | Nitrous Oxide (Co2 eq) | 40.5 | 1642200 | C
325312 | 1009709 | 2023 |  | GP-NW | Natural Gas (Weighted U.S. Average) | Carbon Dioxide Biogenic | 0 | 742476593 | C
325312 | 1009709 | 2023 |  | GP-NW | Natural Gas (Weighted U.S. Average) | Carbon Dioxide Non-Biogenic | 40420.1 | 742476593 | C
325312 | 1009709 | 2023 |  | GP-NW | Natural Gas (Weighted U.S. Average) | Carbon Dioxide Total | 40420.1 | 742476593 | C
325312 | 1009709 | 2023 |  | GP-NW | Natural Gas (Weighted U.S. Average) | Methane | 0.76 | 742476593 | C
325312 | 1009709 | 2023 |  | GP-NW | Natural Gas (Weighted U.S. Average) | Methane (Co2 eq) | 19 | 742476593 | C
325312 | 1009709 | 2023 |  | GP-NW | Natural Gas (Weighted U.S. Average) | Nitrous Oxide | 0.076 | 742476593 | C
325312 | 1009709 | 2023 |  | GP-NW | Natural Gas (Weighted U.S. Average) | Nitrous Oxide (Co2 eq) | 22.7 | 742476593 | C
325312 | 1009711 | 2023 |  | GP-RV | Distillate Fuel Oil No. 2 | Carbon Dioxide Biogenic | 0 | 364022 | C
325312 | 1009711 | 2023 |  | GP-RV | Distillate Fuel Oil No. 2 | Carbon Dioxide Non-Biogenic | 3715.4 | 364022 | C
325312 | 1009711 | 2023 |  | GP-RV | Distillate Fuel Oil No. 2 | Carbon Dioxide Total | 3715.4 | 364022 | C
325312 | 1009711 | 2023 |  | GP-RV | Distillate Fuel Oil No. 2 | Methane | 0.15 | 364022 | C
325312 | 1009711 | 2023 |  | GP-RV | Distillate Fuel Oil No. 2 | Methane (Co2 eq) | 3.8 | 364022 | C
325312 | 1009711 | 2023 |  | GP-RV | Distillate Fuel Oil No. 2 | Nitrous Oxide | 0.03 | 364022 | C
325312 | 1009711 | 2023 |  | GP-RV | Distillate Fuel Oil No. 2 | Nitrous Oxide (Co2 eq) | 9 | 364022 | C
325312 | 1009711 | 2023 |  | GP-RV | Natural Gas (Weighted U.S. Average) | Carbon Dioxide Biogenic | 0 | 499937674 | C
325312 | 1009711 | 2023 |  | GP-RV | Natural Gas (Weighted U.S. Average) | Carbon Dioxide Non-Biogenic | 27216.4 | 499937674 | C
325312 | 1009711 | 2023 |  | GP-RV | Natural Gas (Weighted U.S. Average) | Carbon Dioxide Total | 27216.4 | 499937674 | C
325312 | 1009711 | 2023 |  | GP-RV | Natural Gas (Weighted U.S. Average) | Methane | 0.51 | 499937674 | C
325312 | 1009711 | 2023 |  | GP-RV | Natural Gas (Weighted U.S. Average) | Methane (Co2 eq) | 12.8 | 499937674 | C
325312 | 1009711 | 2023 |  | GP-RV | Natural Gas (Weighted U.S. Average) | Nitrous Oxide | 0.051 | 499937674 | C
325312 | 1009711 | 2023 |  | GP-RV | Natural Gas (Weighted U.S. Average) | Nitrous Oxide (Co2 eq) | 15.3 | 499937674 | C
325312 | 1009794 | 2023 |  | GP-US | Distillate Fuel Oil No. 2 | Carbon Dioxide Biogenic | 0 | 715076 | C
325312 | 1009794 | 2023 |  | GP-US | Distillate Fuel Oil No. 2 | Carbon Dioxide Non-Biogenic | 7298.4 | 715076 | C
325312 | 1009794 | 2023 |  | GP-US | Distillate Fuel Oil No. 2 | Carbon Dioxide Total | 7298.4 | 715076 | C
325312 | 1009794 | 2023 |  | GP-US | Distillate Fuel Oil No. 2 | Methane | 0.3 | 715076 | C
325312 | 1009794 | 2023 |  | GP-US | Distillate Fuel Oil No. 2 | Methane (Co2 eq) | 7.4 | 715076 | C
325312 | 1009794 | 2023 |  | GP-US | Distillate Fuel Oil No. 2 | Nitrous Oxide | 0.059 | 715076 | C
325312 | 1009794 | 2023 |  | GP-US | Distillate Fuel Oil No. 2 | Nitrous Oxide (Co2 eq) | 17.6 | 715076 | C
325312 | 1009794 | 2023 |  | GP-US | Natural Gas (Weighted U.S. Average) | Carbon Dioxide Biogenic | 0 | 643425912 | C
325312 | 1009794 | 2023 |  | GP-US | Natural Gas (Weighted U.S. Average) | Carbon Dioxide Non-Biogenic | 35027.8 | 643425912 | C
325312 | 1009794 | 2023 |  | GP-US | Natural Gas (Weighted U.S. Average) | Carbon Dioxide Total | 35027.8 | 643425912 | C
325312 | 1009794 | 2023 |  | GP-US | Natural Gas (Weighted U.S. Average) | Methane | 0.66 | 643425912 | C
325312 | 1009794 | 2023 |  | GP-US | Natural Gas (Weighted U.S. Average) | Methane (Co2 eq) | 16.5 | 643425912 | C
325312 | 1009794 | 2023 |  | GP-US | Natural Gas (Weighted U.S. Average) | Nitrous Oxide | 0.066 | 643425912 | C
325312 | 1009794 | 2023 |  | GP-US | Natural Gas (Weighted U.S. Average) | Nitrous Oxide (Co2 eq) | 19.7 | 643425912 | C
325312 | 1009795 | 2023 |  | CP-Faustina | Natural Gas (Weighted U.S. Average) | Carbon Dioxide Biogenic | 0 | 6398591065 | C
325312 | 1009795 | 2023 |  | CP-Faustina | Natural Gas (Weighted U.S. Average) | Carbon Dioxide Non-Biogenic | 348336.5 | 6398591065 | C
325312 | 1009795 | 2023 |  | CP-Faustina | Natural Gas (Weighted U.S. Average) | Carbon Dioxide Total | 348336.5 | 6398591065 | C
325312 | 1009795 | 2023 |  | CP-Faustina | Natural Gas (Weighted U.S. Average) | Methane | 6.56 | 6398591065 | C
325312 | 1009795 | 2023 |  | CP-Faustina | Natural Gas (Weighted U.S. Average) | Methane (Co2 eq) | 164.1 | 6398591065 | C
325312 | 1009795 | 2023 |  | CP-Faustina | Natural Gas (Weighted U.S. Average) | Nitrous Oxide | 0.656 | 6398591065 | C
325312 | 1009795 | 2023 |  | CP-Faustina | Natural Gas (Weighted U.S. Average) | Nitrous Oxide (Co2 eq) | 195.6 | 6398591065 | C
325312 | 1009795 | 2023 |  | FA-AM1 |  | Carbon Dioxide | 459318.7 |  | G
325312 | 1009795 | 2023 |  | GP-FA | Distillate Fuel Oil No. 2 | Carbon Dioxide Biogenic | 0 | 493475 | C
325312 | 1009795 | 2023 |  | GP-FA | Distillate Fuel Oil No. 2 | Carbon Dioxide Non-Biogenic | 5036.6 | 493475 | C
325312 | 1009795 | 2023 |  | GP-FA | Distillate Fuel Oil No. 2 | Carbon Dioxide Total | 5036.6 | 493475 | C
325312 | 1009795 | 2023 |  | GP-FA | Distillate Fuel Oil No. 2 | Methane | 0.2 | 493475 | C
325312 | 1009795 | 2023 |  | GP-FA | Distillate Fuel Oil No. 2 | Methane (Co2 eq) | 5.1 | 493475 | C
325312 | 1009795 | 2023 |  | GP-FA | Distillate Fuel Oil No. 2 | Nitrous Oxide | 0.041 | 493475 | C
325312 | 1009795 | 2023 |  | GP-FA | Distillate Fuel Oil No. 2 | Nitrous Oxide (Co2 eq) | 12.2 | 493475 | C
325180 | 1009832 | 2023 | OB (Boiler, other) | B391 Boilerhouse | Natural Gas (Weighted U.S. Average) | Carbon Dioxide Biogenic | 0 | 437780000 | C
325180 | 1009832 | 2023 | OB (Boiler, other) | B391 Boilerhouse | Natural Gas (Weighted U.S. Average) | Carbon Dioxide Non-Biogenic | 23832.6 | 437780000 | C
325180 | 1009832 | 2023 | OB (Boiler, other) | B391 Boilerhouse | Natural Gas (Weighted U.S. Average) | Carbon Dioxide Total | 23832.6 | 437780000 | C
325180 | 1009832 | 2023 | OB (Boiler, other) | B391 Boilerhouse | Natural Gas (Weighted U.S. Average) | Methane | 0.45 | 437780000 | C
325180 | 1009832 | 2023 | OB (Boiler, other) | B391 Boilerhouse | Natural Gas (Weighted U.S. Average) | Methane (Co2 eq) | 11.2 | 437780000 | C
325180 | 1009832 | 2023 | OB (Boiler, other) | B391 Boilerhouse | Natural Gas (Weighted U.S. Average) | Nitrous Oxide | 0.045 | 437780000 | C
325180 | 1009832 | 2023 | OB (Boiler, other) | B391 Boilerhouse | Natural Gas (Weighted U.S. Average) | Nitrous Oxide (Co2 eq) | 13.4 | 437780000 | C
311615 | 1009838 | 2023 |  | CP-Natural Gas | Natural Gas (Weighted U.S. Average) | Carbon Dioxide Biogenic | 0 | 153843080 | C
311615 | 1009838 | 2023 |  | CP-Natural Gas | Natural Gas (Weighted U.S. Average) | Carbon Dioxide Non-Biogenic | 8375.1 | 153843080 | C
311615 | 1009838 | 2023 |  | CP-Natural Gas | Natural Gas (Weighted U.S. Average) | Carbon Dioxide Total | 8375.1 | 153843080 | C
311615 | 1009838 | 2023 |  | CP-Natural Gas | Natural Gas (Weighted U.S. Average) | Methane | 0.16 | 153843080 | C
311615 | 1009838 | 2023 |  | CP-Natural Gas | Natural Gas (Weighted U.S. Average) | Methane (Co2 eq) | 4 | 153843080 | C
311615 | 1009838 | 2023 |  | CP-Natural Gas | Natural Gas (Weighted U.S. Average) | Nitrous Oxide | 0.016 | 153843080 | C
311615 | 1009838 | 2023 |  | CP-Natural Gas | Natural Gas (Weighted U.S. Average) | Nitrous Oxide (Co2 eq) | 4.7 | 153843080 | C
311421 | 1010003 | 2023 |  | CP-Boilers1-6 | Natural Gas (Weighted U.S. Average) | Carbon Dioxide Biogenic | 0 | 0 | C
311421 | 1010003 | 2023 |  | CP-Boilers1-6 | Natural Gas (Weighted U.S. Average) | Carbon Dioxide Non-Biogenic | 71792.5 | 0 | C
311421 | 1010003 | 2023 |  | CP-Boilers1-6 | Natural Gas (Weighted U.S. Average) | Carbon Dioxide Total | 71792.5 | 0 | C
311421 | 1010003 | 2023 |  | CP-Boilers1-6 | Natural Gas (Weighted U.S. Average) | Methane | 1.35 | 0 | C
311421 | 1010003 | 2023 |  | CP-Boilers1-6 | Natural Gas (Weighted U.S. Average) | Methane (Co2 eq) | 33.8 | 0 | C
311421 | 1010003 | 2023 |  | CP-Boilers1-6 | Natural Gas (Weighted U.S. Average) | Nitrous Oxide | 0.135 | 0 | C
311421 | 1010003 | 2023 |  | CP-Boilers1-6 | Natural Gas (Weighted U.S. Average) | Nitrous Oxide (Co2 eq) | 40.3 | 0 | C
311613 | 1010026 | 2023 |  | CP-Natural Gas | Natural Gas (Weighted U.S. Average) | Carbon Dioxide Biogenic | 0 | 155087110 | C
311613 | 1010026 | 2023 |  | CP-Natural Gas | Natural Gas (Weighted U.S. Average) | Carbon Dioxide Non-Biogenic | 8442.9 | 155087110 | C
311613 | 1010026 | 2023 |  | CP-Natural Gas | Natural Gas (Weighted U.S. Average) | Carbon Dioxide Total | 8442.9 | 155087110 | C
311613 | 1010026 | 2023 |  | CP-Natural Gas | Natural Gas (Weighted U.S. Average) | Methane | 0.16 | 155087110 | C
311613 | 1010026 | 2023 |  | CP-Natural Gas | Natural Gas (Weighted U.S. Average) | Methane (Co2 eq) | 4 | 155087110 | C
311613 | 1010026 | 2023 |  | CP-Natural Gas | Natural Gas (Weighted U.S. Average) | Nitrous Oxide | 0.016 | 155087110 | C
311613 | 1010026 | 2023 |  | CP-Natural Gas | Natural Gas (Weighted U.S. Average) | Nitrous Oxide (Co2 eq) | 4.7 | 155087110 | C
311615 | 1010046 | 2023 |  | CP-Natural Gas | Natural Gas (Weighted U.S. Average) | Carbon Dioxide Biogenic | 0 | 110830409 | C
311615 | 1010046 | 2023 |  | CP-Natural Gas | Natural Gas (Weighted U.S. Average) | Carbon Dioxide Non-Biogenic | 6033.6 | 110830409 | C
311615 | 1010046 | 2023 |  | CP-Natural Gas | Natural Gas (Weighted U.S. Average) | Carbon Dioxide Total | 6033.6 | 110830409 | C
311615 | 1010046 | 2023 |  | CP-Natural Gas | Natural Gas (Weighted U.S. Average) | Methane | 0.11 | 110830409 | C
311615 | 1010046 | 2023 |  | CP-Natural Gas | Natural Gas (Weighted U.S. Average) | Methane (Co2 eq) | 2.8 | 110830409 | C
311615 | 1010046 | 2023 |  | CP-Natural Gas | Natural Gas (Weighted U.S. Average) | Nitrous Oxide | 0.011 | 110830409 | C
311615 | 1010046 | 2023 |  | CP-Natural Gas | Natural Gas (Weighted U.S. Average) | Nitrous Oxide (Co2 eq) | 3.4 | 110830409 | C
311615 | 1010104 | 2023 |  | GP-1 | Natural Gas (Weighted U.S. Average) | Carbon Dioxide Biogenic | 0 | 0 | C
311615 | 1010104 | 2023 |  | GP-1 | Natural Gas (Weighted U.S. Average) | Carbon Dioxide Non-Biogenic | 6044.1 | 0 | C
311615 | 1010104 | 2023 |  | GP-1 | Natural Gas (Weighted U.S. Average) | Carbon Dioxide Total | 6044.1 | 0 | C
311615 | 1010104 | 2023 |  | GP-1 | Natural Gas (Weighted U.S. Average) | Methane | 0.11 | 0 | C
311615 | 1010104 | 2023 |  | GP-1 | Natural Gas (Weighted U.S. Average) | Methane (Co2 eq) | 2.8 | 0 | C
311615 | 1010104 | 2023 |  | GP-1 | Natural Gas (Weighted U.S. Average) | Nitrous Oxide | 0.011 | 0 | C
311615 | 1010104 | 2023 |  | GP-1 | Natural Gas (Weighted U.S. Average) | Nitrous Oxide (Co2 eq) | 3.4 | 0 | C
311615 | 1010155 | 2023 |  | CP-Natural Gas | Natural Gas (Weighted U.S. Average) | Carbon Dioxide Biogenic | 0 | 0 | C
311615 | 1010155 | 2023 |  | CP-Natural Gas | Natural Gas (Weighted U.S. Average) | Carbon Dioxide Non-Biogenic | 6364.7 | 0 | C
311615 | 1010155 | 2023 |  | CP-Natural Gas | Natural Gas (Weighted U.S. Average) | Carbon Dioxide Total | 6364.7 | 0 | C
311615 | 1010155 | 2023 |  | CP-Natural Gas | Natural Gas (Weighted U.S. Average) | Methane | 0.12 | 0 | C
311615 | 1010155 | 2023 |  | CP-Natural Gas | Natural Gas (Weighted U.S. Average) | Methane (Co2 eq) | 3 | 0 | C
311615 | 1010155 | 2023 |  | CP-Natural Gas | Natural Gas (Weighted U.S. Average) | Nitrous Oxide | 0.012 | 0 | C
311615 | 1010155 | 2023 |  | CP-Natural Gas | Natural Gas (Weighted U.S. Average) | Nitrous Oxide (Co2 eq) | 3.6 | 0 | C
311615 | 1010155 | 2023 |  | GP-Emergency Generators | Distillate Fuel Oil No. 2 | Carbon Dioxide Biogenic | 0 | 388 | C
311615 | 1010155 | 2023 |  | GP-Emergency Generators | Distillate Fuel Oil No. 2 | Carbon Dioxide Non-Biogenic | 4 | 388 | C
311615 | 1010155 | 2023 |  | GP-Emergency Generators | Distillate Fuel Oil No. 2 | Carbon Dioxide Total | 4 | 388 | C
311615 | 1010155 | 2023 |  | GP-Emergency Generators | Distillate Fuel Oil No. 2 | Methane | 0 | 388 | C
311615 | 1010155 | 2023 |  | GP-Emergency Generators | Distillate Fuel Oil No. 2 | Methane (Co2 eq) | 0 | 388 | C
311615 | 1010155 | 2023 |  | GP-Emergency Generators | Distillate Fuel Oil No. 2 | Nitrous Oxide | 0 | 388 | C
311615 | 1010155 | 2023 |  | GP-Emergency Generators | Distillate Fuel Oil No. 2 | Nitrous Oxide (Co2 eq) | 0 | 388 | C
311615 | 1010166 | 2023 |  | CP-Natural Gas | Natural Gas (Weighted U.S. Average) | Carbon Dioxide Biogenic | 0 | 64425000 | C
311615 | 1010166 | 2023 |  | CP-Natural Gas | Natural Gas (Weighted U.S. Average) | Carbon Dioxide Non-Biogenic | 3507.3 | 64425000 | C
311615 | 1010166 | 2023 |  | CP-Natural Gas | Natural Gas (Weighted U.S. Average) | Carbon Dioxide Total | 3507.3 | 64425000 | C
311615 | 1010166 | 2023 |  | CP-Natural Gas | Natural Gas (Weighted U.S. Average) | Methane | 0.07 | 64425000 | C
311615 | 1010166 | 2023 |  | CP-Natural Gas | Natural Gas (Weighted U.S. Average) | Methane (Co2 eq) | 1.6 | 64425000 | C
311615 | 1010166 | 2023 |  | CP-Natural Gas | Natural Gas (Weighted U.S. Average) | Nitrous Oxide | 0.007 | 64425000 | C
311615 | 1010166 | 2023 |  | CP-Natural Gas | Natural Gas (Weighted U.S. Average) | Nitrous Oxide (Co2 eq) | 2 | 64425000 | C
311611 | 1010327 | 2023 |  | GP-Stationary Gas Equipment | Natural Gas (Weighted U.S. Average) | Carbon Dioxide Biogenic | 0 | 0 | C
311611 | 1010327 | 2023 |  | GP-Stationary Gas Equipment | Natural Gas (Weighted U.S. Average) | Carbon Dioxide Non-Biogenic | 41650.1 | 0 | C
311611 | 1010327 | 2023 |  | GP-Stationary Gas Equipment | Natural Gas (Weighted U.S. Average) | Carbon Dioxide Total | 41650.1 | 0 | C
311611 | 1010327 | 2023 |  | GP-Stationary Gas Equipment | Natural Gas (Weighted U.S. Average) | Methane | 0.78 | 0 | C
311611 | 1010327 | 2023 |  | GP-Stationary Gas Equipment | Natural Gas (Weighted U.S. Average) | Methane (Co2 eq) | 19.6 | 0 | C
311611 | 1010327 | 2023 |  | GP-Stationary Gas Equipment | Natural Gas (Weighted U.S. Average) | Nitrous Oxide | 0.078 | 0 | C
311611 | 1010327 | 2023 |  | GP-Stationary Gas Equipment | Natural Gas (Weighted U.S. Average) | Nitrous Oxide (Co2 eq) | 23.4 | 0 | C
311611 | 1010327 | 2023 |  | GP-Stationary Gas Equipment | Other Biomass Gases | Carbon Dioxide Biogenic | 4141.6 | 0 | C
311611 | 1010327 | 2023 |  | GP-Stationary Gas Equipment | Other Biomass Gases | Carbon Dioxide Non-Biogenic | 0 | 0 | C
311611 | 1010327 | 2023 |  | GP-Stationary Gas Equipment | Other Biomass Gases | Carbon Dioxide Total | 4141.6 | 0 | C
311611 | 1010327 | 2023 |  | GP-Stationary Gas Equipment | Other Biomass Gases | Methane | 0.25 | 0 | C
311611 | 1010327 | 2023 |  | GP-Stationary Gas Equipment | Other Biomass Gases | Methane (Co2 eq) | 6.4 | 0 | C
311611 | 1010327 | 2023 |  | GP-Stationary Gas Equipment | Other Biomass Gases | Nitrous Oxide | 0.05 | 0 | C
311611 | 1010327 | 2023 |  | GP-Stationary Gas Equipment | Other Biomass Gases | Nitrous Oxide (Co2 eq) | 14.9 | 0 | C
311611 | 1010327 | 2023 |  | GP-Stationary Gas Equipment | Wood and Wood Residuals (dry basis) | Carbon Dioxide Biogenic | 274.1 | 0 | C
311611 | 1010327 | 2023 |  | GP-Stationary Gas Equipment | Wood and Wood Residuals (dry basis) | Carbon Dioxide Non-Biogenic | 0 | 0 | C
311611 | 1010327 | 2023 |  | GP-Stationary Gas Equipment | Wood and Wood Residuals (dry basis) | Carbon Dioxide Total | 274.1 | 0 | C
311611 | 1010327 | 2023 |  | GP-Stationary Gas Equipment | Wood and Wood Residuals (dry basis) | Methane | 0.02 | 0 | C
311611 | 1010327 | 2023 |  | GP-Stationary Gas Equipment | Wood and Wood Residuals (dry basis) | Methane (Co2 eq) | 0.5 | 0 | C
311611 | 1010327 | 2023 |  | GP-Stationary Gas Equipment | Wood and Wood Residuals (dry basis) | Nitrous Oxide | 0.011 | 0 | C
311611 | 1010327 | 2023 |  | GP-Stationary Gas Equipment | Wood and Wood Residuals (dry basis) | Nitrous Oxide (Co2 eq) | 3.1 | 0 | C
311422 | 1010345 | 2023 |  | GP-Boillers | Natural Gas (Weighted U.S. Average) | Carbon Dioxide Biogenic | 0 | 0 | C
311422 | 1010345 | 2023 |  | GP-Boillers | Natural Gas (Weighted U.S. Average) | Carbon Dioxide Non-Biogenic | 455.6 | 0 | C
311422 | 1010345 | 2023 |  | GP-Boillers | Natural Gas (Weighted U.S. Average) | Carbon Dioxide Total | 455.6 | 0 | C
311422 | 1010345 | 2023 |  | GP-Boillers | Natural Gas (Weighted U.S. Average) | Methane | 0.01 | 0 | C
311422 | 1010345 | 2023 |  | GP-Boillers | Natural Gas (Weighted U.S. Average) | Methane (Co2 eq) | 0.2 | 0 | C
311422 | 1010345 | 2023 |  | GP-Boillers | Natural Gas (Weighted U.S. Average) | Nitrous Oxide | 0.001 | 0 | C
311422 | 1010345 | 2023 |  | GP-Boillers | Natural Gas (Weighted U.S. Average) | Nitrous Oxide (Co2 eq) | 0.3 | 0 | C
311422 | 1010345 | 2023 |  | GP-Hot Water Heaters | Natural Gas (Weighted U.S. Average) | Carbon Dioxide Biogenic | 0 | 0 | C
311422 | 1010345 | 2023 |  | GP-Hot Water Heaters | Natural Gas (Weighted U.S. Average) | Carbon Dioxide Non-Biogenic | 13.2 | 0 | C
311422 | 1010345 | 2023 |  | GP-Hot Water Heaters | Natural Gas (Weighted U.S. Average) | Carbon Dioxide Total | 13.2 | 0 | C
311422 | 1010345 | 2023 |  | GP-Hot Water Heaters | Natural Gas (Weighted U.S. Average) | Methane | 0 | 0 | C
311422 | 1010345 | 2023 |  | GP-Hot Water Heaters | Natural Gas (Weighted U.S. Average) | Methane (Co2 eq) | 0 | 0 | C
311422 | 1010345 | 2023 |  | GP-Hot Water Heaters | Natural Gas (Weighted U.S. Average) | Nitrous Oxide | 0 | 0 | C
311422 | 1010345 | 2023 |  | GP-Hot Water Heaters | Natural Gas (Weighted U.S. Average) | Nitrous Oxide (Co2 eq) | 0 | 0 | C
311611 | 1010356 | 2023 |  | GP-Biogas Boilers 1-4 | Other Biomass Gases | Carbon Dioxide Biogenic | 872 | 26229659 | C
311611 | 1010356 | 2023 |  | GP-Biogas Boilers 1-4 | Other Biomass Gases | Carbon Dioxide Non-Biogenic | 0.7 | 26229659 | C
311611 | 1010356 | 2023 |  | GP-Biogas Boilers 1-4 | Other Biomass Gases | Carbon Dioxide Total | 872.7 | 26229659 | C
311611 | 1010356 | 2023 |  | GP-Biogas Boilers 1-4 | Other Biomass Gases | Methane | 0.05 | 26229659 | C
311611 | 1010356 | 2023 |  | GP-Biogas Boilers 1-4 | Other Biomass Gases | Methane (Co2 eq) | 1.3 | 26229659 | C
311611 | 1010356 | 2023 |  | GP-Biogas Boilers 1-4 | Other Biomass Gases | Nitrous Oxide | 0.011 | 26229659 | C
311611 | 1010356 | 2023 |  | GP-Biogas Boilers 1-4 | Other Biomass Gases | Nitrous Oxide (Co2 eq) | 3.1 | 26229659 | C
311611 | 1010356 | 2023 |  | GP-Boilers 1-6, Blood and Bone Dryer | Natural Gas (Weighted U.S. Average) | Carbon Dioxide Biogenic | 0 | 894802438 | C
311611 | 1010356 | 2023 |  | GP-Boilers 1-6, Blood and Bone Dryer | Natural Gas (Weighted U.S. Average) | Carbon Dioxide Non-Biogenic | 48712.7 | 894802438 | C
311611 | 1010356 | 2023 |  | GP-Boilers 1-6, Blood and Bone Dryer | Natural Gas (Weighted U.S. Average) | Carbon Dioxide Total | 48712.7 | 894802438 | C
311611 | 1010356 | 2023 |  | GP-Boilers 1-6, Blood and Bone Dryer | Natural Gas (Weighted U.S. Average) | Methane | 0.92 | 894802438 | C
311611 | 1010356 | 2023 |  | GP-Boilers 1-6, Blood and Bone Dryer | Natural Gas (Weighted U.S. Average) | Methane (Co2 eq) | 22.9 | 894802438 | C
311611 | 1010356 | 2023 |  | GP-Boilers 1-6, Blood and Bone Dryer | Natural Gas (Weighted U.S. Average) | Nitrous Oxide | 0.092 | 894802438 | C
311611 | 1010356 | 2023 |  | GP-Boilers 1-6, Blood and Bone Dryer | Natural Gas (Weighted U.S. Average) | Nitrous Oxide (Co2 eq) | 27.4 | 894802438 | C
322120 | 1010363 | 2023 | OB (Boiler, other) | Boiler NEBRASKA | Natural Gas (Weighted U.S. Average) | Carbon Dioxide Biogenic | 0 | 0 | C
322120 | 1010363 | 2023 | OB (Boiler, other) | Boiler NEBRASKA | Natural Gas (Weighted U.S. Average) | Carbon Dioxide Non-Biogenic | 10433.8 | 0 | C
322120 | 1010363 | 2023 | OB (Boiler, other) | Boiler NEBRASKA | Natural Gas (Weighted U.S. Average) | Carbon Dioxide Total | 10433.8 | 0 | C
322120 | 1010363 | 2023 | OB (Boiler, other) | Boiler NEBRASKA | Natural Gas (Weighted U.S. Average) | Methane | 0.2 | 0 | C
322120 | 1010363 | 2023 | OB (Boiler, other) | Boiler NEBRASKA | Natural Gas (Weighted U.S. Average) | Methane (Co2 eq) | 4.9 | 0 | C
322120 | 1010363 | 2023 | OB (Boiler, other) | Boiler NEBRASKA | Natural Gas (Weighted U.S. Average) | Nitrous Oxide | 0.02 | 0 | C
322120 | 1010363 | 2023 | OB (Boiler, other) | Boiler NEBRASKA | Natural Gas (Weighted U.S. Average) | Nitrous Oxide (Co2 eq) | 5.9 | 0 | C
322120 | 1010363 | 2023 | PD (Product or intermediate product dryer) | Dryer #1 | Natural Gas (Weighted U.S. Average) | Carbon Dioxide Biogenic | 0 | 0 | C
322120 | 1010363 | 2023 | PD (Product or intermediate product dryer) | Dryer #1 | Natural Gas (Weighted U.S. Average) | Carbon Dioxide Non-Biogenic | 2454.8 | 0 | C
322120 | 1010363 | 2023 | PD (Product or intermediate product dryer) | Dryer #1 | Natural Gas (Weighted U.S. Average) | Carbon Dioxide Total | 2454.8 | 0 | C
322120 | 1010363 | 2023 | PD (Product or intermediate product dryer) | Dryer #1 | Natural Gas (Weighted U.S. Average) | Methane | 0.05 | 0 | C
322120 | 1010363 | 2023 | PD (Product or intermediate product dryer) | Dryer #1 | Natural Gas (Weighted U.S. Average) | Methane (Co2 eq) | 1.2 | 0 | C
322120 | 1010363 | 2023 | PD (Product or intermediate product dryer) | Dryer #1 | Natural Gas (Weighted U.S. Average) | Nitrous Oxide | 0.005 | 0 | C
322120 | 1010363 | 2023 | PD (Product or intermediate product dryer) | Dryer #1 | Natural Gas (Weighted U.S. Average) | Nitrous Oxide (Co2 eq) | 1.4 | 0 | C
322120 | 1010363 | 2023 | PD (Product or intermediate product dryer) | Dryer #2 | Natural Gas (Weighted U.S. Average) | Carbon Dioxide Biogenic | 0 | 0 | C
322120 | 1010363 | 2023 | PD (Product or intermediate product dryer) | Dryer #2 | Natural Gas (Weighted U.S. Average) | Carbon Dioxide Non-Biogenic | 3398.9 | 0 | C
322120 | 1010363 | 2023 | PD (Product or intermediate product dryer) | Dryer #2 | Natural Gas (Weighted U.S. Average) | Carbon Dioxide Total | 3398.9 | 0 | C
322120 | 1010363 | 2023 | PD (Product or intermediate product dryer) | Dryer #2 | Natural Gas (Weighted U.S. Average) | Methane | 0.06 | 0 | C
322120 | 1010363 | 2023 | PD (Product or intermediate product dryer) | Dryer #2 | Natural Gas (Weighted U.S. Average) | Methane (Co2 eq) | 1.6 | 0 | C
322120 | 1010363 | 2023 | PD (Product or intermediate product dryer) | Dryer #2 | Natural Gas (Weighted U.S. Average) | Nitrous Oxide | 0.006 | 0 | C
322120 | 1010363 | 2023 | PD (Product or intermediate product dryer) | Dryer #2 | Natural Gas (Weighted U.S. Average) | Nitrous Oxide (Co2 eq) | 1.9 | 0 | C
322120 | 1010363 | 2023 | PD (Product or intermediate product dryer) | Dryer #3 | Natural Gas (Weighted U.S. Average) | Carbon Dioxide Biogenic | 0 | 0 | C
322120 | 1010363 | 2023 | PD (Product or intermediate product dryer) | Dryer #3 | Natural Gas (Weighted U.S. Average) | Carbon Dioxide Non-Biogenic | 3398.9 | 0 | C
322120 | 1010363 | 2023 | PD (Product or intermediate product dryer) | Dryer #3 | Natural Gas (Weighted U.S. Average) | Carbon Dioxide Total | 3398.9 | 0 | C
322120 | 1010363 | 2023 | PD (Product or intermediate product dryer) | Dryer #3 | Natural Gas (Weighted U.S. Average) | Methane | 0.06 | 0 | C
322120 | 1010363 | 2023 | PD (Product or intermediate product dryer) | Dryer #3 | Natural Gas (Weighted U.S. Average) | Methane (Co2 eq) | 1.6 | 0 | C
322120 | 1010363 | 2023 | PD (Product or intermediate product dryer) | Dryer #3 | Natural Gas (Weighted U.S. Average) | Nitrous Oxide | 0.006 | 0 | C
322120 | 1010363 | 2023 | PD (Product or intermediate product dryer) | Dryer #3 | Natural Gas (Weighted U.S. Average) | Nitrous Oxide (Co2 eq) | 1.9 | 0 | C
325110 | 1010447 | 2023 |  | CP-MX2 | Natural Gas (Weighted U.S. Average) | Carbon Dioxide Biogenic | 0 | 0 | C
325110 | 1010447 | 2023 |  | CP-MX2 | Natural Gas (Weighted U.S. Average) | Carbon Dioxide Non-Biogenic | 7577.8 | 0 | C
325110 | 1010447 | 2023 |  | CP-MX2 | Natural Gas (Weighted U.S. Average) | Carbon Dioxide Total | 7577.8 | 0 | C
325110 | 1010447 | 2023 |  | CP-MX2 | Natural Gas (Weighted U.S. Average) | Methane | 0.14 | 0 | C
325110 | 1010447 | 2023 |  | CP-MX2 | Natural Gas (Weighted U.S. Average) | Methane (Co2 eq) | 3.6 | 0 | C
325110 | 1010447 | 2023 |  | CP-MX2 | Natural Gas (Weighted U.S. Average) | Nitrous Oxide | 0.014 | 0 | C
325110 | 1010447 | 2023 |  | CP-MX2 | Natural Gas (Weighted U.S. Average) | Nitrous Oxide (Co2 eq) | 4.3 | 0 | C
325110 | 1010447 | 2023 |  | CP-PX1 | Fuel Gas | Carbon Dioxide Biogenic | 0 | 0 | C
325110 | 1010447 | 2023 |  | CP-PX1 | Fuel Gas | Carbon Dioxide Non-Biogenic | 417.9 | 0 | C
325110 | 1010447 | 2023 |  | CP-PX1 | Fuel Gas | Carbon Dioxide Total | 417.9 | 0 | C
325110 | 1010447 | 2023 |  | CP-PX1 | Fuel Gas | Methane | 0.02 | 0 | C
325110 | 1010447 | 2023 |  | CP-PX1 | Fuel Gas | Methane (Co2 eq) | 0.5 | 0 | C
325110 | 1010447 | 2023 |  | CP-PX1 | Fuel Gas | Nitrous Oxide | 0.004 | 0 | C
325110 | 1010447 | 2023 |  | CP-PX1 | Fuel Gas | Nitrous Oxide (Co2 eq) | 1.3 | 0 | C
325110 | 1010447 | 2023 |  | CP-PX2 | Fuel Gas | Carbon Dioxide Biogenic | 0 | 0 | C
325110 | 1010447 | 2023 |  | CP-PX2 | Fuel Gas | Carbon Dioxide Non-Biogenic | 27867 | 0 | C
325110 | 1010447 | 2023 |  | CP-PX2 | Fuel Gas | Carbon Dioxide Total | 27867 | 0 | C
325110 | 1010447 | 2023 |  | CP-PX2 | Fuel Gas | Methane | 1.42 | 0 | C
325110 | 1010447 | 2023 |  | CP-PX2 | Fuel Gas | Methane (Co2 eq) | 35.4 | 0 | C
325110 | 1010447 | 2023 |  | CP-PX2 | Fuel Gas | Nitrous Oxide | 0.283 | 0 | C
325110 | 1010447 | 2023 |  | CP-PX2 | Fuel Gas | Nitrous Oxide (Co2 eq) | 84.5 | 0 | C
325199 | 1010538 | 2023 |  | CP-REG Seneca Natural Gas | Natural Gas (Weighted U.S. Average) | Carbon Dioxide Biogenic | 0 | 0 | C
325199 | 1010538 | 2023 |  | CP-REG Seneca Natural Gas | Natural Gas (Weighted U.S. Average) | Carbon Dioxide Non-Biogenic | 25938.8 | 0 | C
325199 | 1010538 | 2023 |  | CP-REG Seneca Natural Gas | Natural Gas (Weighted U.S. Average) | Carbon Dioxide Total | 25938.8 | 0 | C
325199 | 1010538 | 2023 |  | CP-REG Seneca Natural Gas | Natural Gas (Weighted U.S. Average) | Methane | 0.49 | 0 | C
325199 | 1010538 | 2023 |  | CP-REG Seneca Natural Gas | Natural Gas (Weighted U.S. Average) | Methane (Co2 eq) | 12.2 | 0 | C
325199 | 1010538 | 2023 |  | CP-REG Seneca Natural Gas | Natural Gas (Weighted U.S. Average) | Nitrous Oxide | 0.049 | 0 | C
325199 | 1010538 | 2023 |  | CP-REG Seneca Natural Gas | Natural Gas (Weighted U.S. Average) | Nitrous Oxide (Co2 eq) | 14.6 | 0 | C
311224 | 1010549 | 2023 | RICE (Reciprocating internal combustion engine) | Cummins Fire Pump | Distillate Fuel Oil No. 2 | Carbon Dioxide Biogenic | 0 | 0 | C
311224 | 1010549 | 2023 | RICE (Reciprocating internal combustion engine) | Cummins Fire Pump | Distillate Fuel Oil No. 2 | Carbon Dioxide Non-Biogenic | 3.2 | 0 | C
311224 | 1010549 | 2023 | RICE (Reciprocating internal combustion engine) | Cummins Fire Pump | Distillate Fuel Oil No. 2 | Carbon Dioxide Total | 3.2 | 0 | C
311224 | 1010549 | 2023 | RICE (Reciprocating internal combustion engine) | Cummins Fire Pump | Distillate Fuel Oil No. 2 | Methane | 0 | 0 | C
311224 | 1010549 | 2023 | RICE (Reciprocating internal combustion engine) | Cummins Fire Pump | Distillate Fuel Oil No. 2 | Methane (Co2 eq) | 0 | 0 | C
311224 | 1010549 | 2023 | RICE (Reciprocating internal combustion engine) | Cummins Fire Pump | Distillate Fuel Oil No. 2 | Nitrous Oxide | 0 | 0 | C
311224 | 1010549 | 2023 | RICE (Reciprocating internal combustion engine) | Cummins Fire Pump | Distillate Fuel Oil No. 2 | Nitrous Oxide (Co2 eq) | 0 | 0 | C
311224 | 1010549 | 2023 | RICE (Reciprocating internal combustion engine) | Detroit Fire Pump | Distillate Fuel Oil No. 2 | Carbon Dioxide Biogenic | 0 | 0 | C
311224 | 1010549 | 2023 | RICE (Reciprocating internal combustion engine) | Detroit Fire Pump | Distillate Fuel Oil No. 2 | Carbon Dioxide Non-Biogenic | 3.2 | 0 | C
311224 | 1010549 | 2023 | RICE (Reciprocating internal combustion engine) | Detroit Fire Pump | Distillate Fuel Oil No. 2 | Carbon Dioxide Total | 3.2 | 0 | C
311224 | 1010549 | 2023 | RICE (Reciprocating internal combustion engine) | Detroit Fire Pump | Distillate Fuel Oil No. 2 | Methane | 0 | 0 | C
311224 | 1010549 | 2023 | RICE (Reciprocating internal combustion engine) | Detroit Fire Pump | Distillate Fuel Oil No. 2 | Methane (Co2 eq) | 0 | 0 | C
311224 | 1010549 | 2023 | RICE (Reciprocating internal combustion engine) | Detroit Fire Pump | Distillate Fuel Oil No. 2 | Nitrous Oxide | 0 | 0 | C
311224 | 1010549 | 2023 | RICE (Reciprocating internal combustion engine) | Detroit Fire Pump | Distillate Fuel Oil No. 2 | Nitrous Oxide (Co2 eq) | 0 | 0 | C
311224 | 1010549 | 2023 |  | GP-Gas_Boilers | Natural Gas (Weighted U.S. Average) | Carbon Dioxide Biogenic | 0 | 0 | C
311224 | 1010549 | 2023 |  | GP-Gas_Boilers | Natural Gas (Weighted U.S. Average) | Carbon Dioxide Non-Biogenic | 53976.3 | 0 | C
311224 | 1010549 | 2023 |  | GP-Gas_Boilers | Natural Gas (Weighted U.S. Average) | Carbon Dioxide Total | 53976.3 | 0 | C
311224 | 1010549 | 2023 |  | GP-Gas_Boilers | Natural Gas (Weighted U.S. Average) | Methane | 1.02 | 0 | C
311224 | 1010549 | 2023 |  | GP-Gas_Boilers | Natural Gas (Weighted U.S. Average) | Methane (Co2 eq) | 25.4 | 0 | C
311224 | 1010549 | 2023 |  | GP-Gas_Boilers | Natural Gas (Weighted U.S. Average) | Nitrous Oxide | 0.102 | 0 | C
311224 | 1010549 | 2023 |  | GP-Gas_Boilers | Natural Gas (Weighted U.S. Average) | Nitrous Oxide (Co2 eq) | 30.3 | 0 | C
311224 | 1010549 | 2023 |  | GP-Grain Dryer | Natural Gas (Weighted U.S. Average) | Carbon Dioxide Biogenic | 0 | 0 | C
311224 | 1010549 | 2023 |  | GP-Grain Dryer | Natural Gas (Weighted U.S. Average) | Carbon Dioxide Non-Biogenic | 0.6 | 0 | C
311224 | 1010549 | 2023 |  | GP-Grain Dryer | Natural Gas (Weighted U.S. Average) | Carbon Dioxide Total | 0.6 | 0 | C
311224 | 1010549 | 2023 |  | GP-Grain Dryer | Natural Gas (Weighted U.S. Average) | Methane | 0 | 0 | C
311224 | 1010549 | 2023 |  | GP-Grain Dryer | Natural Gas (Weighted U.S. Average) | Methane (Co2 eq) | 0 | 0 | C
311224 | 1010549 | 2023 |  | GP-Grain Dryer | Natural Gas (Weighted U.S. Average) | Nitrous Oxide | 0 | 0 | C
311224 | 1010549 | 2023 |  | GP-Grain Dryer | Natural Gas (Weighted U.S. Average) | Nitrous Oxide (Co2 eq) | 0 | 0 | C
311224 | 1010549 | 2023 | RICE (Reciprocating internal combustion engine) | Kohler Generator | Natural Gas (Weighted U.S. Average) | Carbon Dioxide Biogenic | 0 | 0 | C
311224 | 1010549 | 2023 | RICE (Reciprocating internal combustion engine) | Kohler Generator | Natural Gas (Weighted U.S. Average) | Carbon Dioxide Non-Biogenic | 1.2 | 0 | C
311224 | 1010549 | 2023 | RICE (Reciprocating internal combustion engine) | Kohler Generator | Natural Gas (Weighted U.S. Average) | Carbon Dioxide Total | 1.2 | 0 | C
311224 | 1010549 | 2023 | RICE (Reciprocating internal combustion engine) | Kohler Generator | Natural Gas (Weighted U.S. Average) | Methane | 0 | 0 | C
311224 | 1010549 | 2023 | RICE (Reciprocating internal combustion engine) | Kohler Generator | Natural Gas (Weighted U.S. Average) | Methane (Co2 eq) | 0 | 0 | C
311224 | 1010549 | 2023 | RICE (Reciprocating internal combustion engine) | Kohler Generator | Natural Gas (Weighted U.S. Average) | Nitrous Oxide | 0 | 0 | C
311224 | 1010549 | 2023 | RICE (Reciprocating internal combustion engine) | Kohler Generator | Natural Gas (Weighted U.S. Average) | Nitrous Oxide (Co2 eq) | 0 | 0 | C
325110 | 1010589 | 2023 |  | GP-1 | Natural Gas (Weighted U.S. Average) | Carbon Dioxide Biogenic | 0 | 0 | C
325110 | 1010589 | 2023 |  | GP-1 | Natural Gas (Weighted U.S. Average) | Carbon Dioxide Non-Biogenic | 41080.8 | 0 | C
325110 | 1010589 | 2023 |  | GP-1 | Natural Gas (Weighted U.S. Average) | Carbon Dioxide Total | 41080.8 | 0 | C
325110 | 1010589 | 2023 |  | GP-1 | Natural Gas (Weighted U.S. Average) | Methane | 0.77 | 0 | C
325110 | 1010589 | 2023 |  | GP-1 | Natural Gas (Weighted U.S. Average) | Methane (Co2 eq) | 19.4 | 0 | C
325110 | 1010589 | 2023 |  | GP-1 | Natural Gas (Weighted U.S. Average) | Nitrous Oxide | 0.077 | 0 | C
325110 | 1010589 | 2023 |  | GP-1 | Natural Gas (Weighted U.S. Average) | Nitrous Oxide (Co2 eq) | 23.1 | 0 | C
325180 | 1010593 | 2023 |  | GP-NG | Natural Gas (Weighted U.S. Average) | Carbon Dioxide Biogenic | 0 | 420202882 | C
325180 | 1010593 | 2023 |  | GP-NG | Natural Gas (Weighted U.S. Average) | Carbon Dioxide Non-Biogenic | 22710.7 | 420202882 | C
325180 | 1010593 | 2023 |  | GP-NG | Natural Gas (Weighted U.S. Average) | Carbon Dioxide Total | 22710.7 | 420202882 | C
325180 | 1010593 | 2023 |  | GP-NG | Natural Gas (Weighted U.S. Average) | Methane | 0.43 | 420202882 | C
325180 | 1010593 | 2023 |  | GP-NG | Natural Gas (Weighted U.S. Average) | Methane (Co2 eq) | 10.7 | 420202882 | C
325180 | 1010593 | 2023 |  | GP-NG | Natural Gas (Weighted U.S. Average) | Nitrous Oxide | 0.043 | 420202882 | C
325180 | 1010593 | 2023 |  | GP-NG | Natural Gas (Weighted U.S. Average) | Nitrous Oxide (Co2 eq) | 12.8 | 420202882 | C
311224 | 1010610 | 2023 | OCS (Other combustion source) | CP-1 | Natural Gas (Weighted U.S. Average) | Carbon Dioxide Biogenic | 0 | 0 | C
311224 | 1010610 | 2023 | OCS (Other combustion source) | CP-1 | Natural Gas (Weighted U.S. Average) | Carbon Dioxide Non-Biogenic | 40665.2 | 0 | C
311224 | 1010610 | 2023 | OCS (Other combustion source) | CP-1 | Natural Gas (Weighted U.S. Average) | Carbon Dioxide Total | 40665.2 | 0 | C
311224 | 1010610 | 2023 | OCS (Other combustion source) | CP-1 | Natural Gas (Weighted U.S. Average) | Methane | 0.77 | 0 | C
311224 | 1010610 | 2023 | OCS (Other combustion source) | CP-1 | Natural Gas (Weighted U.S. Average) | Methane (Co2 eq) | 19.2 | 0 | C
311224 | 1010610 | 2023 | OCS (Other combustion source) | CP-1 | Natural Gas (Weighted U.S. Average) | Nitrous Oxide | 0.077 | 0 | C
311224 | 1010610 | 2023 | OCS (Other combustion source) | CP-1 | Natural Gas (Weighted U.S. Average) | Nitrous Oxide (Co2 eq) | 22.8 | 0 | C
325199 | 1010636 | 2023 |  | CP-RFM-41 | Natural Gas (Weighted U.S. Average) | Carbon Dioxide Biogenic | 0 | 0 | C
325199 | 1010636 | 2023 |  | CP-RFM-41 | Natural Gas (Weighted U.S. Average) | Carbon Dioxide Non-Biogenic | 513176.3 | 0 | C
325199 | 1010636 | 2023 |  | CP-RFM-41 | Natural Gas (Weighted U.S. Average) | Carbon Dioxide Total | 513176.3 | 0 | C
325199 | 1010636 | 2023 |  | CP-RFM-41 | Natural Gas (Weighted U.S. Average) | Methane | 9.67 | 0 | C
325199 | 1010636 | 2023 |  | CP-RFM-41 | Natural Gas (Weighted U.S. Average) | Methane (Co2 eq) | 241.8 | 0 | C
325199 | 1010636 | 2023 |  | CP-RFM-41 | Natural Gas (Weighted U.S. Average) | Nitrous Oxide | 0.967 | 0 | C
325199 | 1010636 | 2023 |  | CP-RFM-41 | Natural Gas (Weighted U.S. Average) | Nitrous Oxide (Co2 eq) | 288.2 | 0 | C
325199 | 1010636 | 2023 |  | CP-RFM-41 |  | Carbon Dioxide Biogenic | 0 | 0 | C
325199 | 1010636 | 2023 |  | CP-RFM-41 |  | Carbon Dioxide Non-Biogenic | 56493.6 | 0 | C
325199 | 1010636 | 2023 |  | CP-RFM-41 |  | Carbon Dioxide Total | 56493.6 | 0 | C
325199 | 1010636 | 2023 |  | CP-RFM-41 |  | Methane | 0 | 0 | C
325199 | 1010636 | 2023 |  | CP-RFM-41 |  | Methane (Co2 eq) | 0 | 0 | C
325199 | 1010636 | 2023 |  | CP-RFM-41 |  | Nitrous Oxide | 0 | 0 | C
325199 | 1010636 | 2023 |  | CP-RFM-41 |  | Nitrous Oxide (Co2 eq) | 0 | 0 | C
325199 | 1010636 | 2023 |  | GP-Heaters | Natural Gas (Weighted U.S. Average) | Carbon Dioxide Biogenic | 0 | 0 | C
325199 | 1010636 | 2023 |  | GP-Heaters | Natural Gas (Weighted U.S. Average) | Carbon Dioxide Non-Biogenic | 656.6 | 0 | C
325199 | 1010636 | 2023 |  | GP-Heaters | Natural Gas (Weighted U.S. Average) | Carbon Dioxide Total | 656.6 | 0 | C
325199 | 1010636 | 2023 |  | GP-Heaters | Natural Gas (Weighted U.S. Average) | Methane | 0.01 | 0 | C
325199 | 1010636 | 2023 |  | GP-Heaters | Natural Gas (Weighted U.S. Average) | Methane (Co2 eq) | 0.3 | 0 | C
325199 | 1010636 | 2023 |  | GP-Heaters | Natural Gas (Weighted U.S. Average) | Nitrous Oxide | 0.001 | 0 | C
325199 | 1010636 | 2023 |  | GP-Heaters | Natural Gas (Weighted U.S. Average) | Nitrous Oxide (Co2 eq) | 0.4 | 0 | C
325199 | 1010636 | 2023 | Petrochemical process unit | RFM-41 |  | Carbon Dioxide | 152618.9 |  | X
325193 | 1010658 | 2023 |  | GP-Aurora West Boilers | Natural Gas (Weighted U.S. Average) | Carbon Dioxide Biogenic | 0 | 0 | C
325193 | 1010658 | 2023 |  | GP-Aurora West Boilers | Natural Gas (Weighted U.S. Average) | Carbon Dioxide Non-Biogenic | 52272.7 | 0 | C
325193 | 1010658 | 2023 |  | GP-Aurora West Boilers | Natural Gas (Weighted U.S. Average) | Carbon Dioxide Total | 52272.7 | 0 | C
325193 | 1010658 | 2023 |  | GP-Aurora West Boilers | Natural Gas (Weighted U.S. Average) | Methane | 0.99 | 0 | C
325193 | 1010658 | 2023 |  | GP-Aurora West Boilers | Natural Gas (Weighted U.S. Average) | Methane (Co2 eq) | 24.6 | 0 | C
325193 | 1010658 | 2023 |  | GP-Aurora West Boilers | Natural Gas (Weighted U.S. Average) | Nitrous Oxide | 0.099 | 0 | C
325193 | 1010658 | 2023 |  | GP-Aurora West Boilers | Natural Gas (Weighted U.S. Average) | Nitrous Oxide (Co2 eq) | 29.4 | 0 | C
325193 | 1010658 | 2023 |  | GP-Aurora West Dryers_RTOs | Natural Gas (Weighted U.S. Average) | Carbon Dioxide Biogenic | 0 | 0 | C
325193 | 1010658 | 2023 |  | GP-Aurora West Dryers_RTOs | Natural Gas (Weighted U.S. Average) | Carbon Dioxide Non-Biogenic | 50661.7 | 0 | C
325193 | 1010658 | 2023 |  | GP-Aurora West Dryers_RTOs | Natural Gas (Weighted U.S. Average) | Carbon Dioxide Total | 50661.7 | 0 | C
325193 | 1010658 | 2023 |  | GP-Aurora West Dryers_RTOs | Natural Gas (Weighted U.S. Average) | Methane | 0.95 | 0 | C
325193 | 1010658 | 2023 |  | GP-Aurora West Dryers_RTOs | Natural Gas (Weighted U.S. Average) | Methane (Co2 eq) | 23.9 | 0 | C
325193 | 1010658 | 2023 |  | GP-Aurora West Dryers_RTOs | Natural Gas (Weighted U.S. Average) | Nitrous Oxide | 0.095 | 0 | C
325193 | 1010658 | 2023 |  | GP-Aurora West Dryers_RTOs | Natural Gas (Weighted U.S. Average) | Nitrous Oxide (Co2 eq) | 28.5 | 0 | C
311615 | 1010674 | 2023 |  | GP-Farbest | Natural Gas (Weighted U.S. Average) | Carbon Dioxide Biogenic | 0 | 0 | C
311615 | 1010674 | 2023 |  | GP-Farbest | Natural Gas (Weighted U.S. Average) | Carbon Dioxide Non-Biogenic | 40.8 | 0 | C
311615 | 1010674 | 2023 |  | GP-Farbest | Natural Gas (Weighted U.S. Average) | Carbon Dioxide Total | 40.8 | 0 | C
311615 | 1010674 | 2023 |  | GP-Farbest | Natural Gas (Weighted U.S. Average) | Methane | 0 | 0 | C
311615 | 1010674 | 2023 |  | GP-Farbest | Natural Gas (Weighted U.S. Average) | Methane (Co2 eq) | 0 | 0 | C
311615 | 1010674 | 2023 |  | GP-Farbest | Natural Gas (Weighted U.S. Average) | Nitrous Oxide | 0 | 0 | C
311615 | 1010674 | 2023 |  | GP-Farbest | Natural Gas (Weighted U.S. Average) | Nitrous Oxide (Co2 eq) | 0 | 0 | C
325193 | 1010679 | 2023 |  | CP-001 | Natural Gas (Weighted U.S. Average) | Carbon Dioxide Biogenic | 0 | 0 | C
325193 | 1010679 | 2023 |  | CP-001 | Natural Gas (Weighted U.S. Average) | Carbon Dioxide Non-Biogenic | 98593.5 | 0 | C
325193 | 1010679 | 2023 |  | CP-001 | Natural Gas (Weighted U.S. Average) | Carbon Dioxide Total | 98593.5 | 0 | C
325193 | 1010679 | 2023 |  | CP-001 | Natural Gas (Weighted U.S. Average) | Methane | 1.86 | 0 | C
325193 | 1010679 | 2023 |  | CP-001 | Natural Gas (Weighted U.S. Average) | Methane (Co2 eq) | 46.5 | 0 | C
325193 | 1010679 | 2023 |  | CP-001 | Natural Gas (Weighted U.S. Average) | Nitrous Oxide | 0.186 | 0 | C
325193 | 1010679 | 2023 |  | CP-001 | Natural Gas (Weighted U.S. Average) | Nitrous Oxide (Co2 eq) | 55.4 | 0 | C
311411 | 1010687 | 2023 |  | GP- Biogas | Other Biomass Gases | Carbon Dioxide Biogenic | 6798.3 | 0 | C
311411 | 1010687 | 2023 |  | GP- Biogas | Other Biomass Gases | Carbon Dioxide Non-Biogenic | 0 | 0 | C
311411 | 1010687 | 2023 |  | GP- Biogas | Other Biomass Gases | Carbon Dioxide Total | 6798.3 | 0 | C
311411 | 1010687 | 2023 |  | GP- Biogas | Other Biomass Gases | Methane | 0.42 | 0 | C
311411 | 1010687 | 2023 |  | GP- Biogas | Other Biomass Gases | Methane (Co2 eq) | 10.4 | 0 | C
311411 | 1010687 | 2023 |  | GP- Biogas | Other Biomass Gases | Nitrous Oxide | 0.082 | 0 | C
311411 | 1010687 | 2023 |  | GP- Biogas | Other Biomass Gases | Nitrous Oxide (Co2 eq) | 24.5 | 0 | C
311411 | 1010687 | 2023 |  | GP-Natural Gas Meter #391597- Main Facto | Natural Gas (Weighted U.S. Average) | Carbon Dioxide Biogenic | 0.7 | 0 | C
311411 | 1010687 | 2023 |  | GP-Natural Gas Meter #391597- Main Facto | Natural Gas (Weighted U.S. Average) | Carbon Dioxide Non-Biogenic | 37892.5 | 0 | C
311411 | 1010687 | 2023 |  | GP-Natural Gas Meter #391597- Main Facto | Natural Gas (Weighted U.S. Average) | Carbon Dioxide Total | 37893.2 | 0 | C
311411 | 1010687 | 2023 |  | GP-Natural Gas Meter #391597- Main Facto | Natural Gas (Weighted U.S. Average) | Methane | 0.71 | 0 | C
311411 | 1010687 | 2023 |  | GP-Natural Gas Meter #391597- Main Facto | Natural Gas (Weighted U.S. Average) | Methane (Co2 eq) | 17.9 | 0 | C
311411 | 1010687 | 2023 |  | GP-Natural Gas Meter #391597- Main Facto | Natural Gas (Weighted U.S. Average) | Nitrous Oxide | 0.071 | 0 | C
311411 | 1010687 | 2023 |  | GP-Natural Gas Meter #391597- Main Facto | Natural Gas (Weighted U.S. Average) | Nitrous Oxide (Co2 eq) | 21.3 | 0 | C
311411 | 1010687 | 2023 |  | GP-Natural Gas Meter #574774_ Main Facto | Natural Gas (Weighted U.S. Average) | Carbon Dioxide Biogenic | 0 | 0 | C
311411 | 1010687 | 2023 |  | GP-Natural Gas Meter #574774_ Main Facto | Natural Gas (Weighted U.S. Average) | Carbon Dioxide Non-Biogenic | 2544.6 | 0 | C
311411 | 1010687 | 2023 |  | GP-Natural Gas Meter #574774_ Main Facto | Natural Gas (Weighted U.S. Average) | Carbon Dioxide Total | 2544.6 | 0 | C
311411 | 1010687 | 2023 |  | GP-Natural Gas Meter #574774_ Main Facto | Natural Gas (Weighted U.S. Average) | Methane | 0.05 | 0 | C
311411 | 1010687 | 2023 |  | GP-Natural Gas Meter #574774_ Main Facto | Natural Gas (Weighted U.S. Average) | Methane (Co2 eq) | 1.2 | 0 | C
311411 | 1010687 | 2023 |  | GP-Natural Gas Meter #574774_ Main Facto | Natural Gas (Weighted U.S. Average) | Nitrous Oxide | 0.005 | 0 | C
311411 | 1010687 | 2023 |  | GP-Natural Gas Meter #574774_ Main Facto | Natural Gas (Weighted U.S. Average) | Nitrous Oxide (Co2 eq) | 1.4 | 0 | C
311411 | 1010687 | 2023 |  | GP-Natural Gas Meter #698873_B-Products | Natural Gas (Weighted U.S. Average) | Carbon Dioxide Biogenic | 0 | 0 | C
311411 | 1010687 | 2023 |  | GP-Natural Gas Meter #698873_B-Products | Natural Gas (Weighted U.S. Average) | Carbon Dioxide Non-Biogenic | 55.3 | 0 | C
311411 | 1010687 | 2023 |  | GP-Natural Gas Meter #698873_B-Products | Natural Gas (Weighted U.S. Average) | Carbon Dioxide Total | 55.3 | 0 | C
311411 | 1010687 | 2023 |  | GP-Natural Gas Meter #698873_B-Products | Natural Gas (Weighted U.S. Average) | Methane | 0 | 0 | C
311411 | 1010687 | 2023 |  | GP-Natural Gas Meter #698873_B-Products | Natural Gas (Weighted U.S. Average) | Methane (Co2 eq) | 0 | 0 | C
311411 | 1010687 | 2023 |  | GP-Natural Gas Meter #698873_B-Products | Natural Gas (Weighted U.S. Average) | Nitrous Oxide | 0 | 0 | C
311411 | 1010687 | 2023 |  | GP-Natural Gas Meter #698873_B-Products | Natural Gas (Weighted U.S. Average) | Nitrous Oxide (Co2 eq) | 0 | 0 | C
311411 | 1010687 | 2023 |  | GP-Natural Gas Meter #700218 - Raw Recei | Natural Gas (Weighted U.S. Average) | Carbon Dioxide Biogenic | 0 | 0 | C
311411 | 1010687 | 2023 |  | GP-Natural Gas Meter #700218 - Raw Recei | Natural Gas (Weighted U.S. Average) | Carbon Dioxide Non-Biogenic | 286.6 | 0 | C
311411 | 1010687 | 2023 |  | GP-Natural Gas Meter #700218 - Raw Recei | Natural Gas (Weighted U.S. Average) | Carbon Dioxide Total | 286.6 | 0 | C
311411 | 1010687 | 2023 |  | GP-Natural Gas Meter #700218 - Raw Recei | Natural Gas (Weighted U.S. Average) | Methane | 0.01 | 0 | C
311411 | 1010687 | 2023 |  | GP-Natural Gas Meter #700218 - Raw Recei | Natural Gas (Weighted U.S. Average) | Methane (Co2 eq) | 0.1 | 0 | C
311411 | 1010687 | 2023 |  | GP-Natural Gas Meter #700218 - Raw Recei | Natural Gas (Weighted U.S. Average) | Nitrous Oxide | 0.001 | 0 | C
311411 | 1010687 | 2023 |  | GP-Natural Gas Meter #700218 - Raw Recei | Natural Gas (Weighted U.S. Average) | Nitrous Oxide (Co2 eq) | 0.2 | 0 | C
312140 | 1010700 | 2023 |  | GP-01 | Distillate Fuel Oil No. 2 | Carbon Dioxide Biogenic | 0 | 0 | C
312140 | 1010700 | 2023 |  | GP-01 | Distillate Fuel Oil No. 2 | Carbon Dioxide Non-Biogenic | 954.7 | 0 | C
312140 | 1010700 | 2023 |  | GP-01 | Distillate Fuel Oil No. 2 | Carbon Dioxide Total | 954.7 | 0 | C
312140 | 1010700 | 2023 |  | GP-01 | Distillate Fuel Oil No. 2 | Methane | 0.04 | 0 | C
312140 | 1010700 | 2023 |  | GP-01 | Distillate Fuel Oil No. 2 | Methane (Co2 eq) | 1 | 0 | C
312140 | 1010700 | 2023 |  | GP-01 | Distillate Fuel Oil No. 2 | Nitrous Oxide | 0.008 | 0 | C
312140 | 1010700 | 2023 |  | GP-01 | Distillate Fuel Oil No. 2 | Nitrous Oxide (Co2 eq) | 2.3 | 0 | C
312140 | 1010700 | 2023 |  | GP-02 | Liquefied petroleum gases (LPG) | Carbon Dioxide Biogenic | 0 | 0 | C
312140 | 1010700 | 2023 |  | GP-02 | Liquefied petroleum gases (LPG) | Carbon Dioxide Non-Biogenic | 31768.9 | 0 | C
312140 | 1010700 | 2023 |  | GP-02 | Liquefied petroleum gases (LPG) | Carbon Dioxide Total | 31768.9 | 0 | C
312140 | 1010700 | 2023 |  | GP-02 | Liquefied petroleum gases (LPG) | Methane | 1.54 | 0 | C
312140 | 1010700 | 2023 |  | GP-02 | Liquefied petroleum gases (LPG) | Methane (Co2 eq) | 38.6 | 0 | C
312140 | 1010700 | 2023 |  | GP-02 | Liquefied petroleum gases (LPG) | Nitrous Oxide | 0.309 | 0 | C
312140 | 1010700 | 2023 |  | GP-02 | Liquefied petroleum gases (LPG) | Nitrous Oxide (Co2 eq) | 92 | 0 | C
325199 | 1010704 | 2023 |  | GP-1 | Natural Gas (Weighted U.S. Average) | Carbon Dioxide Biogenic | 0 | 0 | C
325199 | 1010704 | 2023 |  | GP-1 | Natural Gas (Weighted U.S. Average) | Carbon Dioxide Non-Biogenic | 101345.8 | 0 | C
325199 | 1010704 | 2023 |  | GP-1 | Natural Gas (Weighted U.S. Average) | Carbon Dioxide Total | 101345.8 | 0 | C
325199 | 1010704 | 2023 |  | GP-1 | Natural Gas (Weighted U.S. Average) | Methane | 1.91 | 0 | C
325199 | 1010704 | 2023 |  | GP-1 | Natural Gas (Weighted U.S. Average) | Methane (Co2 eq) | 47.8 | 0 | C
325199 | 1010704 | 2023 |  | GP-1 | Natural Gas (Weighted U.S. Average) | Nitrous Oxide | 0.191 | 0 | C
325199 | 1010704 | 2023 |  | GP-1 | Natural Gas (Weighted U.S. Average) | Nitrous Oxide (Co2 eq) | 56.9 | 0 | C
311423 | 1010722 | 2023 |  | GP-Moses Lake WA Combustion | Natural Gas (Weighted U.S. Average) | Carbon Dioxide Biogenic | 0 | 431799500 | C
311423 | 1010722 | 2023 |  | GP-Moses Lake WA Combustion | Natural Gas (Weighted U.S. Average) | Carbon Dioxide Non-Biogenic | 24085.2 | 431799500 | C
311423 | 1010722 | 2023 |  | GP-Moses Lake WA Combustion | Natural Gas (Weighted U.S. Average) | Carbon Dioxide Total | 24085.2 | 431799500 | C
311423 | 1010722 | 2023 |  | GP-Moses Lake WA Combustion | Natural Gas (Weighted U.S. Average) | Methane | 0.45 | 431799500 | C
311423 | 1010722 | 2023 |  | GP-Moses Lake WA Combustion | Natural Gas (Weighted U.S. Average) | Methane (Co2 eq) | 11.3 | 431799500 | C
311423 | 1010722 | 2023 |  | GP-Moses Lake WA Combustion | Natural Gas (Weighted U.S. Average) | Nitrous Oxide | 0.045 | 431799500 | C
311423 | 1010722 | 2023 |  | GP-Moses Lake WA Combustion | Natural Gas (Weighted U.S. Average) | Nitrous Oxide (Co2 eq) | 13.5 | 431799500 | C
322120 | 1010743 | 2023 |  | GP- CB1 CB2 CB3 CB4 CB5 | Natural Gas (Weighted U.S. Average) | Carbon Dioxide Biogenic | 0 | 0 | C
322120 | 1010743 | 2023 |  | GP- CB1 CB2 CB3 CB4 CB5 | Natural Gas (Weighted U.S. Average) | Carbon Dioxide Non-Biogenic | 225094.2 | 0 | C
322120 | 1010743 | 2023 |  | GP- CB1 CB2 CB3 CB4 CB5 | Natural Gas (Weighted U.S. Average) | Carbon Dioxide Total | 225094.2 | 0 | C
322120 | 1010743 | 2023 |  | GP- CB1 CB2 CB3 CB4 CB5 | Natural Gas (Weighted U.S. Average) | Methane | 4.24 | 0 | C
322120 | 1010743 | 2023 |  | GP- CB1 CB2 CB3 CB4 CB5 | Natural Gas (Weighted U.S. Average) | Methane (Co2 eq) | 106.1 | 0 | C
322120 | 1010743 | 2023 |  | GP- CB1 CB2 CB3 CB4 CB5 | Natural Gas (Weighted U.S. Average) | Nitrous Oxide | 0.424 | 0 | C
322120 | 1010743 | 2023 |  | GP- CB1 CB2 CB3 CB4 CB5 | Natural Gas (Weighted U.S. Average) | Nitrous Oxide (Co2 eq) | 126.4 | 0 | C
325120 | 1010750 | 2023 | RICE (Reciprocating internal combustion engine) | Combustion Sources | Natural Gas (Weighted U.S. Average) | Carbon Dioxide Biogenic | 0 | 45017000 | C
325120 | 1010750 | 2023 | RICE (Reciprocating internal combustion engine) | Combustion Sources | Natural Gas (Weighted U.S. Average) | Carbon Dioxide Non-Biogenic | 2450.7 | 45017000 | C
325120 | 1010750 | 2023 | RICE (Reciprocating internal combustion engine) | Combustion Sources | Natural Gas (Weighted U.S. Average) | Carbon Dioxide Total | 2450.7 | 45017000 | C
325120 | 1010750 | 2023 | RICE (Reciprocating internal combustion engine) | Combustion Sources | Natural Gas (Weighted U.S. Average) | Methane | 0.05 | 45017000 | C
325120 | 1010750 | 2023 | RICE (Reciprocating internal combustion engine) | Combustion Sources | Natural Gas (Weighted U.S. Average) | Methane (Co2 eq) | 1.1 | 45017000 | C
325120 | 1010750 | 2023 | RICE (Reciprocating internal combustion engine) | Combustion Sources | Natural Gas (Weighted U.S. Average) | Nitrous Oxide | 0.005 | 45017000 | C
325120 | 1010750 | 2023 | RICE (Reciprocating internal combustion engine) | Combustion Sources | Natural Gas (Weighted U.S. Average) | Nitrous Oxide (Co2 eq) | 1.4 | 45017000 | C
322130 | 1010759 | 2023 |  | CP-Cowpens Gas Line | Natural Gas (Weighted U.S. Average) | Carbon Dioxide Biogenic | 0 | 0 | C
322130 | 1010759 | 2023 |  | CP-Cowpens Gas Line | Natural Gas (Weighted U.S. Average) | Carbon Dioxide Non-Biogenic | 54287.1 | 0 | C
322130 | 1010759 | 2023 |  | CP-Cowpens Gas Line | Natural Gas (Weighted U.S. Average) | Carbon Dioxide Total | 54287.1 | 0 | C
322130 | 1010759 | 2023 |  | CP-Cowpens Gas Line | Natural Gas (Weighted U.S. Average) | Methane | 1.02 | 0 | C
322130 | 1010759 | 2023 |  | CP-Cowpens Gas Line | Natural Gas (Weighted U.S. Average) | Methane (Co2 eq) | 25.6 | 0 | C
322130 | 1010759 | 2023 |  | CP-Cowpens Gas Line | Natural Gas (Weighted U.S. Average) | Nitrous Oxide | 0.102 | 0 | C
322130 | 1010759 | 2023 |  | CP-Cowpens Gas Line | Natural Gas (Weighted U.S. Average) | Nitrous Oxide (Co2 eq) | 30.5 | 0 | C
325180 | 1010761 | 2023 |  | GP-boilers | Natural Gas (Weighted U.S. Average) | Carbon Dioxide Biogenic | 0 | 0 | C
325180 | 1010761 | 2023 |  | GP-boilers | Natural Gas (Weighted U.S. Average) | Carbon Dioxide Non-Biogenic | 14108.5 | 0 | C
325180 | 1010761 | 2023 |  | GP-boilers | Natural Gas (Weighted U.S. Average) | Carbon Dioxide Total | 14108.5 | 0 | C
325180 | 1010761 | 2023 |  | GP-boilers | Natural Gas (Weighted U.S. Average) | Methane | 0.27 | 0 | C
325180 | 1010761 | 2023 |  | GP-boilers | Natural Gas (Weighted U.S. Average) | Methane (Co2 eq) | 6.6 | 0 | C
325180 | 1010761 | 2023 |  | GP-boilers | Natural Gas (Weighted U.S. Average) | Nitrous Oxide | 0.027 | 0 | C
325180 | 1010761 | 2023 |  | GP-boilers | Natural Gas (Weighted U.S. Average) | Nitrous Oxide (Co2 eq) | 7.9 | 0 | C
325180 | 1010761 | 2023 |  | GP-process | Natural Gas (Weighted U.S. Average) | Carbon Dioxide Biogenic | 0 | 0 | C
325180 | 1010761 | 2023 |  | GP-process | Natural Gas (Weighted U.S. Average) | Carbon Dioxide Non-Biogenic | 11321.7 | 0 | C
325180 | 1010761 | 2023 |  | GP-process | Natural Gas (Weighted U.S. Average) | Carbon Dioxide Total | 11321.7 | 0 | C
325180 | 1010761 | 2023 |  | GP-process | Natural Gas (Weighted U.S. Average) | Methane | 0.21 | 0 | C
325180 | 1010761 | 2023 |  | GP-process | Natural Gas (Weighted U.S. Average) | Methane (Co2 eq) | 5.3 | 0 | C
325180 | 1010761 | 2023 |  | GP-process | Natural Gas (Weighted U.S. Average) | Nitrous Oxide | 0.021 | 0 | C
325180 | 1010761 | 2023 |  | GP-process | Natural Gas (Weighted U.S. Average) | Nitrous Oxide (Co2 eq) | 6.4 | 0 | C
325180 | 1010792 | 2023 |  | CP-Natural Gas | Natural Gas (Weighted U.S. Average) | Carbon Dioxide Biogenic | 0 | 0 | C
325180 | 1010792 | 2023 |  | CP-Natural Gas | Natural Gas (Weighted U.S. Average) | Carbon Dioxide Non-Biogenic | 37797.5 | 0 | C
325180 | 1010792 | 2023 |  | CP-Natural Gas | Natural Gas (Weighted U.S. Average) | Carbon Dioxide Total | 37797.5 | 0 | C
325180 | 1010792 | 2023 |  | CP-Natural Gas | Natural Gas (Weighted U.S. Average) | Methane | 0.71 | 0 | C
325180 | 1010792 | 2023 |  | CP-Natural Gas | Natural Gas (Weighted U.S. Average) | Methane (Co2 eq) | 17.8 | 0 | C
325180 | 1010792 | 2023 |  | CP-Natural Gas | Natural Gas (Weighted U.S. Average) | Nitrous Oxide | 0.071 | 0 | C
325180 | 1010792 | 2023 |  | CP-Natural Gas | Natural Gas (Weighted U.S. Average) | Nitrous Oxide (Co2 eq) | 21.2 | 0 | C
311314 | 1010825 | 2023 |  | GP-1 | Natural Gas (Weighted U.S. Average) | Carbon Dioxide Biogenic | 0 | 0 | C
311314 | 1010825 | 2023 |  | GP-1 | Natural Gas (Weighted U.S. Average) | Carbon Dioxide Non-Biogenic | 136364 | 0 | C
311314 | 1010825 | 2023 |  | GP-1 | Natural Gas (Weighted U.S. Average) | Carbon Dioxide Total | 136364 | 0 | C
311314 | 1010825 | 2023 |  | GP-1 | Natural Gas (Weighted U.S. Average) | Methane | 2.57 | 0 | C
311314 | 1010825 | 2023 |  | GP-1 | Natural Gas (Weighted U.S. Average) | Methane (Co2 eq) | 64.2 | 0 | C
311314 | 1010825 | 2023 |  | GP-1 | Natural Gas (Weighted U.S. Average) | Nitrous Oxide | 0.257 | 0 | C
311314 | 1010825 | 2023 |  | GP-1 | Natural Gas (Weighted U.S. Average) | Nitrous Oxide (Co2 eq) | 76.6 | 0 | C
311314 | 1010825 | 2023 |  | GP-2 | Distillate Fuel Oil No. 2 | Carbon Dioxide Biogenic | 0 | 0 | C
311314 | 1010825 | 2023 |  | GP-2 | Distillate Fuel Oil No. 2 | Carbon Dioxide Non-Biogenic | 44 | 0 | C
311314 | 1010825 | 2023 |  | GP-2 | Distillate Fuel Oil No. 2 | Carbon Dioxide Total | 44 | 0 | C
311314 | 1010825 | 2023 |  | GP-2 | Distillate Fuel Oil No. 2 | Methane | 0 | 0 | C
311314 | 1010825 | 2023 |  | GP-2 | Distillate Fuel Oil No. 2 | Methane (Co2 eq) | 0 | 0 | C
311314 | 1010825 | 2023 |  | GP-2 | Distillate Fuel Oil No. 2 | Nitrous Oxide | 0 | 0 | C
311314 | 1010825 | 2023 |  | GP-2 | Distillate Fuel Oil No. 2 | Nitrous Oxide (Co2 eq) | 0.1 | 0 | C
325180 | 1010877 | 2023 |  | GP-NGt2 | Natural Gas (Weighted U.S. Average) | Carbon Dioxide Biogenic | 0 | 1592200294.09 | C
325180 | 1010877 | 2023 |  | GP-NGt2 | Natural Gas (Weighted U.S. Average) | Carbon Dioxide Non-Biogenic | 87343.3 | 1592200294.09 | C
325180 | 1010877 | 2023 |  | GP-NGt2 | Natural Gas (Weighted U.S. Average) | Carbon Dioxide Total | 87343.3 | 1592200294.09 | C
325180 | 1010877 | 2023 |  | GP-NGt2 | Natural Gas (Weighted U.S. Average) | Methane | 1.65 | 1592200294.09 | C
325180 | 1010877 | 2023 |  | GP-NGt2 | Natural Gas (Weighted U.S. Average) | Methane (Co2 eq) | 41.1 | 1592200294.09 | C
325180 | 1010877 | 2023 |  | GP-NGt2 | Natural Gas (Weighted U.S. Average) | Nitrous Oxide | 0.165 | 1592200294.09 | C
325180 | 1010877 | 2023 |  | GP-NGt2 | Natural Gas (Weighted U.S. Average) | Nitrous Oxide (Co2 eq) | 49.1 | 1592200294.09 | C
325180 | 1010877 | 2023 |  | GP-Pump Eng | Distillate Fuel Oil No. 2 | Carbon Dioxide Biogenic | 0 | 102496.29 | C
325180 | 1010877 | 2023 |  | GP-Pump Eng | Distillate Fuel Oil No. 2 | Carbon Dioxide Non-Biogenic | 1046.1 | 102496.29 | C
325180 | 1010877 | 2023 |  | GP-Pump Eng | Distillate Fuel Oil No. 2 | Carbon Dioxide Total | 1046.1 | 102496.29 | C
325180 | 1010877 | 2023 |  | GP-Pump Eng | Distillate Fuel Oil No. 2 | Methane | 0.04 | 102496.29 | C
325180 | 1010877 | 2023 |  | GP-Pump Eng | Distillate Fuel Oil No. 2 | Methane (Co2 eq) | 1.1 | 102496.29 | C
325180 | 1010877 | 2023 |  | GP-Pump Eng | Distillate Fuel Oil No. 2 | Nitrous Oxide | 0.009 | 102496.29 | C
325180 | 1010877 | 2023 |  | GP-Pump Eng | Distillate Fuel Oil No. 2 | Nitrous Oxide (Co2 eq) | 2.5 | 102496.29 | C
325120 | 1010879 | 2023 | OB (Boiler, other) | AUX BOILER | Natural Gas (Weighted U.S. Average) | Carbon Dioxide Biogenic | 0 | 0 | C
325120 | 1010879 | 2023 | OB (Boiler, other) | AUX BOILER | Natural Gas (Weighted U.S. Average) | Carbon Dioxide Non-Biogenic | 67913.2 | 0 | C
325120 | 1010879 | 2023 | OB (Boiler, other) | AUX BOILER | Natural Gas (Weighted U.S. Average) | Carbon Dioxide Total | 67913.2 | 0 | C
325120 | 1010879 | 2023 | OB (Boiler, other) | AUX BOILER | Natural Gas (Weighted U.S. Average) | Methane | 1.28 | 0 | C
325120 | 1010879 | 2023 | OB (Boiler, other) | AUX BOILER | Natural Gas (Weighted U.S. Average) | Methane (Co2 eq) | 32 | 0 | C
325120 | 1010879 | 2023 | OB (Boiler, other) | AUX BOILER | Natural Gas (Weighted U.S. Average) | Nitrous Oxide | 0.128 | 0 | C
325120 | 1010879 | 2023 | OB (Boiler, other) | AUX BOILER | Natural Gas (Weighted U.S. Average) | Nitrous Oxide (Co2 eq) | 38.1 | 0 | C
311513 | 1010891 | 2023 | OB (Boiler, other) | Boiler #3 | Natural Gas (Weighted U.S. Average) | Carbon Dioxide Biogenic | 0 | 0 | C
311513 | 1010891 | 2023 | OB (Boiler, other) | Boiler #3 | Natural Gas (Weighted U.S. Average) | Carbon Dioxide Non-Biogenic | 6333.3 | 0 | C
311513 | 1010891 | 2023 | OB (Boiler, other) | Boiler #3 | Natural Gas (Weighted U.S. Average) | Carbon Dioxide Total | 6333.3 | 0 | C
311513 | 1010891 | 2023 | OB (Boiler, other) | Boiler #3 | Natural Gas (Weighted U.S. Average) | Methane | 0.12 | 0 | C
311513 | 1010891 | 2023 | OB (Boiler, other) | Boiler #3 | Natural Gas (Weighted U.S. Average) | Methane (Co2 eq) | 3 | 0 | C
311513 | 1010891 | 2023 | OB (Boiler, other) | Boiler #3 | Natural Gas (Weighted U.S. Average) | Nitrous Oxide | 0.012 | 0 | C
311513 | 1010891 | 2023 | OB (Boiler, other) | Boiler #3 | Natural Gas (Weighted U.S. Average) | Nitrous Oxide (Co2 eq) | 3.6 | 0 | C
311513 | 1010891 | 2023 | OB (Boiler, other) | Boiler #4 | Natural Gas (Weighted U.S. Average) | Carbon Dioxide Biogenic | 0 | 0 | C
311513 | 1010891 | 2023 | OB (Boiler, other) | Boiler #4 | Natural Gas (Weighted U.S. Average) | Carbon Dioxide Non-Biogenic | 8452.5 | 0 | C
311513 | 1010891 | 2023 | OB (Boiler, other) | Boiler #4 | Natural Gas (Weighted U.S. Average) | Carbon Dioxide Total | 8452.5 | 0 | C
311513 | 1010891 | 2023 | OB (Boiler, other) | Boiler #4 | Natural Gas (Weighted U.S. Average) | Methane | 0.16 | 0 | C
311513 | 1010891 | 2023 | OB (Boiler, other) | Boiler #4 | Natural Gas (Weighted U.S. Average) | Methane (Co2 eq) | 4 | 0 | C
311513 | 1010891 | 2023 | OB (Boiler, other) | Boiler #4 | Natural Gas (Weighted U.S. Average) | Nitrous Oxide | 0.016 | 0 | C
311513 | 1010891 | 2023 | OB (Boiler, other) | Boiler #4 | Natural Gas (Weighted U.S. Average) | Nitrous Oxide (Co2 eq) | 4.7 | 0 | C
311513 | 1010891 | 2023 | OB (Boiler, other) | Boiler 1 | Distillate Fuel Oil No. 2 | Carbon Dioxide Biogenic | 0 | 0 | C
311513 | 1010891 | 2023 | OB (Boiler, other) | Boiler 1 | Distillate Fuel Oil No. 2 | Carbon Dioxide Non-Biogenic | 0 | 0 | C
311513 | 1010891 | 2023 | OB (Boiler, other) | Boiler 1 | Distillate Fuel Oil No. 2 | Carbon Dioxide Total | 0 | 0 | C
311513 | 1010891 | 2023 | OB (Boiler, other) | Boiler 1 | Distillate Fuel Oil No. 2 | Methane | 0 | 0 | C
311513 | 1010891 | 2023 | OB (Boiler, other) | Boiler 1 | Distillate Fuel Oil No. 2 | Methane (Co2 eq) | 0 | 0 | C
311513 | 1010891 | 2023 | OB (Boiler, other) | Boiler 1 | Distillate Fuel Oil No. 2 | Nitrous Oxide | 0 | 0 | C
311513 | 1010891 | 2023 | OB (Boiler, other) | Boiler 1 | Distillate Fuel Oil No. 2 | Nitrous Oxide (Co2 eq) | 0 | 0 | C
311513 | 1010891 | 2023 | OB (Boiler, other) | Boiler 1 | Natural Gas (Weighted U.S. Average) | Carbon Dioxide Biogenic | 0 | 0 | C
311513 | 1010891 | 2023 | OB (Boiler, other) | Boiler 1 | Natural Gas (Weighted U.S. Average) | Carbon Dioxide Non-Biogenic | 5636.1 | 0 | C
311513 | 1010891 | 2023 | OB (Boiler, other) | Boiler 1 | Natural Gas (Weighted U.S. Average) | Carbon Dioxide Total | 5636.1 | 0 | C
311513 | 1010891 | 2023 | OB (Boiler, other) | Boiler 1 | Natural Gas (Weighted U.S. Average) | Methane | 0.11 | 0 | C
311513 | 1010891 | 2023 | OB (Boiler, other) | Boiler 1 | Natural Gas (Weighted U.S. Average) | Methane (Co2 eq) | 2.7 | 0 | C
311513 | 1010891 | 2023 | OB (Boiler, other) | Boiler 1 | Natural Gas (Weighted U.S. Average) | Nitrous Oxide | 0.011 | 0 | C
311513 | 1010891 | 2023 | OB (Boiler, other) | Boiler 1 | Natural Gas (Weighted U.S. Average) | Nitrous Oxide (Co2 eq) | 3.2 | 0 | C
311513 | 1010891 | 2023 | OB (Boiler, other) | Boiler 2 | Distillate Fuel Oil No. 2 | Carbon Dioxide Biogenic | 0 | 0 | C
311513 | 1010891 | 2023 | OB (Boiler, other) | Boiler 2 | Distillate Fuel Oil No. 2 | Carbon Dioxide Non-Biogenic | 0 | 0 | C
311513 | 1010891 | 2023 | OB (Boiler, other) | Boiler 2 | Distillate Fuel Oil No. 2 | Carbon Dioxide Total | 0 | 0 | C
311513 | 1010891 | 2023 | OB (Boiler, other) | Boiler 2 | Distillate Fuel Oil No. 2 | Methane | 0 | 0 | C
311513 | 1010891 | 2023 | OB (Boiler, other) | Boiler 2 | Distillate Fuel Oil No. 2 | Methane (Co2 eq) | 0 | 0 | C
311513 | 1010891 | 2023 | OB (Boiler, other) | Boiler 2 | Distillate Fuel Oil No. 2 | Nitrous Oxide | 0 | 0 | C
311513 | 1010891 | 2023 | OB (Boiler, other) | Boiler 2 | Distillate Fuel Oil No. 2 | Nitrous Oxide (Co2 eq) | 0 | 0 | C
311513 | 1010891 | 2023 | OB (Boiler, other) | Boiler 2 | Natural Gas (Weighted U.S. Average) | Carbon Dioxide Biogenic | 0 | 0 | C
311513 | 1010891 | 2023 | OB (Boiler, other) | Boiler 2 | Natural Gas (Weighted U.S. Average) | Carbon Dioxide Non-Biogenic | 5636.1 | 0 | C
311513 | 1010891 | 2023 | OB (Boiler, other) | Boiler 2 | Natural Gas (Weighted U.S. Average) | Carbon Dioxide Total | 5636.1 | 0 | C
311513 | 1010891 | 2023 | OB (Boiler, other) | Boiler 2 | Natural Gas (Weighted U.S. Average) | Methane | 0.11 | 0 | C
311513 | 1010891 | 2023 | OB (Boiler, other) | Boiler 2 | Natural Gas (Weighted U.S. Average) | Methane (Co2 eq) | 2.7 | 0 | C
311513 | 1010891 | 2023 | OB (Boiler, other) | Boiler 2 | Natural Gas (Weighted U.S. Average) | Nitrous Oxide | 0.011 | 0 | C
311513 | 1010891 | 2023 | OB (Boiler, other) | Boiler 2 | Natural Gas (Weighted U.S. Average) | Nitrous Oxide (Co2 eq) | 3.2 | 0 | C
311513 | 1010891 | 2023 | PD (Product or intermediate product dryer) | Dryer #3 | Natural Gas (Weighted U.S. Average) | Carbon Dioxide Biogenic | 0 | 0 | C
311513 | 1010891 | 2023 | PD (Product or intermediate product dryer) | Dryer #3 | Natural Gas (Weighted U.S. Average) | Carbon Dioxide Non-Biogenic | 5265.1 | 0 | C
311513 | 1010891 | 2023 | PD (Product or intermediate product dryer) | Dryer #3 | Natural Gas (Weighted U.S. Average) | Carbon Dioxide Total | 5265.1 | 0 | C
311513 | 1010891 | 2023 | PD (Product or intermediate product dryer) | Dryer #3 | Natural Gas (Weighted U.S. Average) | Methane | 0.1 | 0 | C
311513 | 1010891 | 2023 | PD (Product or intermediate product dryer) | Dryer #3 | Natural Gas (Weighted U.S. Average) | Methane (Co2 eq) | 2.5 | 0 | C
311513 | 1010891 | 2023 | PD (Product or intermediate product dryer) | Dryer #3 | Natural Gas (Weighted U.S. Average) | Nitrous Oxide | 0.01 | 0 | C
311513 | 1010891 | 2023 | PD (Product or intermediate product dryer) | Dryer #3 | Natural Gas (Weighted U.S. Average) | Nitrous Oxide (Co2 eq) | 3 | 0 | C
311513 | 1010891 | 2023 | PD (Product or intermediate product dryer) | Dryer 1 | Natural Gas (Weighted U.S. Average) | Carbon Dioxide Biogenic | 0 | 0 | C
311513 | 1010891 | 2023 | PD (Product or intermediate product dryer) | Dryer 1 | Natural Gas (Weighted U.S. Average) | Carbon Dioxide Non-Biogenic | 3365.1 | 0 | C
311513 | 1010891 | 2023 | PD (Product or intermediate product dryer) | Dryer 1 | Natural Gas (Weighted U.S. Average) | Carbon Dioxide Total | 3365.1 | 0 | C
311513 | 1010891 | 2023 | PD (Product or intermediate product dryer) | Dryer 1 | Natural Gas (Weighted U.S. Average) | Methane | 0.06 | 0 | C
311513 | 1010891 | 2023 | PD (Product or intermediate product dryer) | Dryer 1 | Natural Gas (Weighted U.S. Average) | Methane (Co2 eq) | 1.6 | 0 | C
311513 | 1010891 | 2023 | PD (Product or intermediate product dryer) | Dryer 1 | Natural Gas (Weighted U.S. Average) | Nitrous Oxide | 0.006 | 0 | C
311513 | 1010891 | 2023 | PD (Product or intermediate product dryer) | Dryer 1 | Natural Gas (Weighted U.S. Average) | Nitrous Oxide (Co2 eq) | 1.9 | 0 | C
311513 | 1010891 | 2023 | OCS (Other combustion source) | HVAC | Natural Gas (Weighted U.S. Average) | Carbon Dioxide Biogenic | 0 | 0 | C
311513 | 1010891 | 2023 | OCS (Other combustion source) | HVAC | Natural Gas (Weighted U.S. Average) | Carbon Dioxide Non-Biogenic | 1984.6 | 0 | C
311513 | 1010891 | 2023 | OCS (Other combustion source) | HVAC | Natural Gas (Weighted U.S. Average) | Carbon Dioxide Total | 1984.6 | 0 | C
311513 | 1010891 | 2023 | OCS (Other combustion source) | HVAC | Natural Gas (Weighted U.S. Average) | Methane | 0.04 | 0 | C
311513 | 1010891 | 2023 | OCS (Other combustion source) | HVAC | Natural Gas (Weighted U.S. Average) | Methane (Co2 eq) | 0.9 | 0 | C
311513 | 1010891 | 2023 | OCS (Other combustion source) | HVAC | Natural Gas (Weighted U.S. Average) | Nitrous Oxide | 0.004 | 0 | C
311513 | 1010891 | 2023 | OCS (Other combustion source) | HVAC | Natural Gas (Weighted U.S. Average) | Nitrous Oxide (Co2 eq) | 1.1 | 0 | C
322120 | 1010974 | 2023 |  | CP-Natural Gas ot S2 | Natural Gas (Weighted U.S. Average) | Carbon Dioxide Biogenic | 0 | 450190456 | C
322120 | 1010974 | 2023 |  | CP-Natural Gas ot S2 | Natural Gas (Weighted U.S. Average) | Carbon Dioxide Non-Biogenic | 24508.2 | 450190456 | C
322120 | 1010974 | 2023 |  | CP-Natural Gas ot S2 | Natural Gas (Weighted U.S. Average) | Carbon Dioxide Total | 24508.2 | 450190456 | C
322120 | 1010974 | 2023 |  | CP-Natural Gas ot S2 | Natural Gas (Weighted U.S. Average) | Methane | 0.46 | 450190456 | C
322120 | 1010974 | 2023 |  | CP-Natural Gas ot S2 | Natural Gas (Weighted U.S. Average) | Methane (Co2 eq) | 11.6 | 450190456 | C
322120 | 1010974 | 2023 |  | CP-Natural Gas ot S2 | Natural Gas (Weighted U.S. Average) | Nitrous Oxide | 0.046 | 450190456 | C
322120 | 1010974 | 2023 |  | CP-Natural Gas ot S2 | Natural Gas (Weighted U.S. Average) | Nitrous Oxide (Co2 eq) | 13.8 | 450190456 | C
322120 | 1010974 | 2023 |  | CP-Natural Gas to Mill | Natural Gas (Weighted U.S. Average) | Carbon Dioxide Biogenic | 0 | 985478370 | C
322120 | 1010974 | 2023 |  | CP-Natural Gas to Mill | Natural Gas (Weighted U.S. Average) | Carbon Dioxide Non-Biogenic | 53649 | 985478370 | C
322120 | 1010974 | 2023 |  | CP-Natural Gas to Mill | Natural Gas (Weighted U.S. Average) | Carbon Dioxide Total | 53649 | 985478370 | C
322120 | 1010974 | 2023 |  | CP-Natural Gas to Mill | Natural Gas (Weighted U.S. Average) | Methane | 1.01 | 985478370 | C
322120 | 1010974 | 2023 |  | CP-Natural Gas to Mill | Natural Gas (Weighted U.S. Average) | Methane (Co2 eq) | 25.3 | 985478370 | C
322120 | 1010974 | 2023 |  | CP-Natural Gas to Mill | Natural Gas (Weighted U.S. Average) | Nitrous Oxide | 0.101 | 985478370 | C
322120 | 1010974 | 2023 |  | CP-Natural Gas to Mill | Natural Gas (Weighted U.S. Average) | Nitrous Oxide (Co2 eq) | 30.1 | 985478370 | C
311224 | 1010991 | 2023 |  | CP-Remington NG combustion units | Natural Gas (Weighted U.S. Average) | Carbon Dioxide Biogenic | 0 | 378753 | C
311224 | 1010991 | 2023 |  | CP-Remington NG combustion units | Natural Gas (Weighted U.S. Average) | Carbon Dioxide Non-Biogenic | 21021.1 | 378753 | C
311224 | 1010991 | 2023 |  | CP-Remington NG combustion units | Natural Gas (Weighted U.S. Average) | Carbon Dioxide Total | 21021.1 | 378753 | C
311224 | 1010991 | 2023 |  | CP-Remington NG combustion units | Natural Gas (Weighted U.S. Average) | Methane | 0.4 | 378753 | C
311224 | 1010991 | 2023 |  | CP-Remington NG combustion units | Natural Gas (Weighted U.S. Average) | Methane (Co2 eq) | 9.9 | 378753 | C
311224 | 1010991 | 2023 |  | CP-Remington NG combustion units | Natural Gas (Weighted U.S. Average) | Nitrous Oxide | 0.04 | 378753 | C
311224 | 1010991 | 2023 |  | CP-Remington NG combustion units | Natural Gas (Weighted U.S. Average) | Nitrous Oxide (Co2 eq) | 11.8 | 378753 | C
322130 | 1011051 | 2023 |  | GP-01 | Natural Gas (Weighted U.S. Average) | Carbon Dioxide Biogenic | 0 | 0 | C
322130 | 1011051 | 2023 |  | GP-01 | Natural Gas (Weighted U.S. Average) | Carbon Dioxide Non-Biogenic | 550.1 | 0 | C
322130 | 1011051 | 2023 |  | GP-01 | Natural Gas (Weighted U.S. Average) | Carbon Dioxide Total | 550.1 | 0 | C
322130 | 1011051 | 2023 |  | GP-01 | Natural Gas (Weighted U.S. Average) | Methane | 0.01 | 0 | C
322130 | 1011051 | 2023 |  | GP-01 | Natural Gas (Weighted U.S. Average) | Methane (Co2 eq) | 0.3 | 0 | C
322130 | 1011051 | 2023 |  | GP-01 | Natural Gas (Weighted U.S. Average) | Nitrous Oxide | 0.001 | 0 | C
322130 | 1011051 | 2023 |  | GP-01 | Natural Gas (Weighted U.S. Average) | Nitrous Oxide (Co2 eq) | 0.3 | 0 | C
322130 | 1011051 | 2023 |  | GP-02 | Natural Gas (Weighted U.S. Average) | Carbon Dioxide Biogenic | 0 | 0 | C
322130 | 1011051 | 2023 |  | GP-02 | Natural Gas (Weighted U.S. Average) | Carbon Dioxide Non-Biogenic | 165164.2 | 0 | C
322130 | 1011051 | 2023 |  | GP-02 | Natural Gas (Weighted U.S. Average) | Carbon Dioxide Total | 165164.2 | 0 | C
322130 | 1011051 | 2023 |  | GP-02 | Natural Gas (Weighted U.S. Average) | Methane | 3.11 | 0 | C
322130 | 1011051 | 2023 |  | GP-02 | Natural Gas (Weighted U.S. Average) | Methane (Co2 eq) | 77.8 | 0 | C
322130 | 1011051 | 2023 |  | GP-02 | Natural Gas (Weighted U.S. Average) | Nitrous Oxide | 0.311 | 0 | C
322130 | 1011051 | 2023 |  | GP-02 | Natural Gas (Weighted U.S. Average) | Nitrous Oxide (Co2 eq) | 92.8 | 0 | C
322130 | 1011051 | 2023 |  | GP-02 | Other Biomass Gases | Carbon Dioxide Biogenic | 0 | 0 | C
322130 | 1011051 | 2023 |  | GP-02 | Other Biomass Gases | Carbon Dioxide Non-Biogenic | 0 | 0 | C
322130 | 1011051 | 2023 |  | GP-02 | Other Biomass Gases | Carbon Dioxide Total | 0 | 0 | C
322130 | 1011051 | 2023 |  | GP-02 | Other Biomass Gases | Methane | 0 | 0 | C
322130 | 1011051 | 2023 |  | GP-02 | Other Biomass Gases | Methane (Co2 eq) | 0 | 0 | C
322130 | 1011051 | 2023 |  | GP-02 | Other Biomass Gases | Nitrous Oxide | 0 | 0 | C
322130 | 1011051 | 2023 |  | GP-02 | Other Biomass Gases | Nitrous Oxide (Co2 eq) | 0 | 0 | C
325193 | 1011065 | 2023 |  | CP-01 | Natural Gas (Weighted U.S. Average) | Carbon Dioxide Biogenic | 0 | 4037723945 | C
325193 | 1011065 | 2023 |  | CP-01 | Natural Gas (Weighted U.S. Average) | Carbon Dioxide Non-Biogenic | 233613.5 | 4037723945 | C
325193 | 1011065 | 2023 |  | CP-01 | Natural Gas (Weighted U.S. Average) | Carbon Dioxide Total | 233613.5 | 4037723945 | C
325193 | 1011065 | 2023 |  | CP-01 | Natural Gas (Weighted U.S. Average) | Methane | 4.4 | 4037723945 | C
325193 | 1011065 | 2023 |  | CP-01 | Natural Gas (Weighted U.S. Average) | Methane (Co2 eq) | 110.1 | 4037723945 | C
325193 | 1011065 | 2023 |  | CP-01 | Natural Gas (Weighted U.S. Average) | Nitrous Oxide | 0.44 | 4037723945 | C
325193 | 1011065 | 2023 |  | CP-01 | Natural Gas (Weighted U.S. Average) | Nitrous Oxide (Co2 eq) | 131.2 | 4037723945 | C
325120 | 1011080 | 2023 | OB (Boiler, other) | Auxillary Boiler | Natural Gas (Weighted U.S. Average) | Carbon Dioxide Biogenic | 0 | 0 | C
325120 | 1011080 | 2023 | OB (Boiler, other) | Auxillary Boiler | Natural Gas (Weighted U.S. Average) | Carbon Dioxide Non-Biogenic | 46527.2 | 0 | C
325120 | 1011080 | 2023 | OB (Boiler, other) | Auxillary Boiler | Natural Gas (Weighted U.S. Average) | Carbon Dioxide Total | 46527.2 | 0 | C
325120 | 1011080 | 2023 | OB (Boiler, other) | Auxillary Boiler | Natural Gas (Weighted U.S. Average) | Methane | 0.88 | 0 | C
325120 | 1011080 | 2023 | OB (Boiler, other) | Auxillary Boiler | Natural Gas (Weighted U.S. Average) | Methane (Co2 eq) | 21.9 | 0 | C
325120 | 1011080 | 2023 | OB (Boiler, other) | Auxillary Boiler | Natural Gas (Weighted U.S. Average) | Nitrous Oxide | 0.088 | 0 | C
325120 | 1011080 | 2023 | OB (Boiler, other) | Auxillary Boiler | Natural Gas (Weighted U.S. Average) | Nitrous Oxide (Co2 eq) | 26.1 | 0 | C
322130 | 1011175 | 2023 | OB (Boiler, other) | B04 | Landfill Gas | Carbon Dioxide Biogenic | 0 | 0 | C
322130 | 1011175 | 2023 | OB (Boiler, other) | B04 | Landfill Gas | Carbon Dioxide Non-Biogenic | 0 | 0 | C
322130 | 1011175 | 2023 | OB (Boiler, other) | B04 | Landfill Gas | Carbon Dioxide Total | 0 | 0 | C
322130 | 1011175 | 2023 | OB (Boiler, other) | B04 | Landfill Gas | Methane | 0 | 0 | C
322130 | 1011175 | 2023 | OB (Boiler, other) | B04 | Landfill Gas | Methane (Co2 eq) | 0 | 0 | C
322130 | 1011175 | 2023 | OB (Boiler, other) | B04 | Landfill Gas | Nitrous Oxide | 0 | 0 | C
322130 | 1011175 | 2023 | OB (Boiler, other) | B04 | Landfill Gas | Nitrous Oxide (Co2 eq) | 0 | 0 | C
322130 | 1011175 | 2023 | OB (Boiler, other) | B04 | Natural Gas (Weighted U.S. Average) | Carbon Dioxide Biogenic | 0 | 0 | C
322130 | 1011175 | 2023 | OB (Boiler, other) | B04 | Natural Gas (Weighted U.S. Average) | Carbon Dioxide Non-Biogenic | 32478 | 0 | C
322130 | 1011175 | 2023 | OB (Boiler, other) | B04 | Natural Gas (Weighted U.S. Average) | Carbon Dioxide Total | 32478 | 0 | C
322130 | 1011175 | 2023 | OB (Boiler, other) | B04 | Natural Gas (Weighted U.S. Average) | Methane | 0.61 | 0 | C
322130 | 1011175 | 2023 | OB (Boiler, other) | B04 | Natural Gas (Weighted U.S. Average) | Methane (Co2 eq) | 15.3 | 0 | C
322130 | 1011175 | 2023 | OB (Boiler, other) | B04 | Natural Gas (Weighted U.S. Average) | Nitrous Oxide | 0.061 | 0 | C
322130 | 1011175 | 2023 | OB (Boiler, other) | B04 | Natural Gas (Weighted U.S. Average) | Nitrous Oxide (Co2 eq) | 18.2 | 0 | C
322130 | 1011175 | 2023 |  | CP-01 | Natural Gas (Weighted U.S. Average) | Carbon Dioxide Biogenic | 0 | 0 | C
322130 | 1011175 | 2023 |  | CP-01 | Natural Gas (Weighted U.S. Average) | Carbon Dioxide Non-Biogenic | 47.4 | 0 | C
322130 | 1011175 | 2023 |  | CP-01 | Natural Gas (Weighted U.S. Average) | Carbon Dioxide Total | 47.4 | 0 | C
322130 | 1011175 | 2023 |  | CP-01 | Natural Gas (Weighted U.S. Average) | Methane | 0 | 0 | C
322130 | 1011175 | 2023 |  | CP-01 | Natural Gas (Weighted U.S. Average) | Methane (Co2 eq) | 0 | 0 | C
322130 | 1011175 | 2023 |  | CP-01 | Natural Gas (Weighted U.S. Average) | Nitrous Oxide | 0 | 0 | C
322130 | 1011175 | 2023 |  | CP-01 | Natural Gas (Weighted U.S. Average) | Nitrous Oxide (Co2 eq) | 0 | 0 | C
322130 | 1011175 | 2023 |  | CP-02 | Natural Gas (Weighted U.S. Average) | Carbon Dioxide Biogenic | 0 | 0 | C
322130 | 1011175 | 2023 |  | CP-02 | Natural Gas (Weighted U.S. Average) | Carbon Dioxide Non-Biogenic | 175.4 | 0 | C
322130 | 1011175 | 2023 |  | CP-02 | Natural Gas (Weighted U.S. Average) | Carbon Dioxide Total | 175.4 | 0 | C
322130 | 1011175 | 2023 |  | CP-02 | Natural Gas (Weighted U.S. Average) | Methane | 0 | 0 | C
322130 | 1011175 | 2023 |  | CP-02 | Natural Gas (Weighted U.S. Average) | Methane (Co2 eq) | 0.1 | 0 | C
322130 | 1011175 | 2023 |  | CP-02 | Natural Gas (Weighted U.S. Average) | Nitrous Oxide | 0 | 0 | C
322130 | 1011175 | 2023 |  | CP-02 | Natural Gas (Weighted U.S. Average) | Nitrous Oxide (Co2 eq) | 0.1 | 0 | C
322120 | 1011192 | 2023 |  | GP-Natural Gas Boiler and Dryer Hood | Natural Gas (Weighted U.S. Average) | Carbon Dioxide Biogenic | 0 | 430789701 | C
322120 | 1011192 | 2023 |  | GP-Natural Gas Boiler and Dryer Hood | Natural Gas (Weighted U.S. Average) | Carbon Dioxide Non-Biogenic | 23452 | 430789701 | C
322120 | 1011192 | 2023 |  | GP-Natural Gas Boiler and Dryer Hood | Natural Gas (Weighted U.S. Average) | Carbon Dioxide Total | 23452 | 430789701 | C
322120 | 1011192 | 2023 |  | GP-Natural Gas Boiler and Dryer Hood | Natural Gas (Weighted U.S. Average) | Methane | 0.44 | 430789701 | C
322120 | 1011192 | 2023 |  | GP-Natural Gas Boiler and Dryer Hood | Natural Gas (Weighted U.S. Average) | Methane (Co2 eq) | 11.1 | 430789701 | C
322120 | 1011192 | 2023 |  | GP-Natural Gas Boiler and Dryer Hood | Natural Gas (Weighted U.S. Average) | Nitrous Oxide | 0.044 | 430789701 | C
322120 | 1011192 | 2023 |  | GP-Natural Gas Boiler and Dryer Hood | Natural Gas (Weighted U.S. Average) | Nitrous Oxide (Co2 eq) | 13.2 | 430789701 | C
325180 | 1011241 | 2023 |  | GP-Boilers/1,2,3 | Distillate Fuel Oil No. 2 | Carbon Dioxide Biogenic | 0 | 47940 | C
325180 | 1011241 | 2023 |  | GP-Boilers/1,2,3 | Distillate Fuel Oil No. 2 | Carbon Dioxide Non-Biogenic | 489.3 | 47940 | C
325180 | 1011241 | 2023 |  | GP-Boilers/1,2,3 | Distillate Fuel Oil No. 2 | Carbon Dioxide Total | 489.3 | 47940 | C
325180 | 1011241 | 2023 |  | GP-Boilers/1,2,3 | Distillate Fuel Oil No. 2 | Methane | 0.02 | 47940 | C
325180 | 1011241 | 2023 |  | GP-Boilers/1,2,3 | Distillate Fuel Oil No. 2 | Methane (Co2 eq) | 0.5 | 47940 | C
325180 | 1011241 | 2023 |  | GP-Boilers/1,2,3 | Distillate Fuel Oil No. 2 | Nitrous Oxide | 0.004 | 47940 | C
325180 | 1011241 | 2023 |  | GP-Boilers/1,2,3 | Distillate Fuel Oil No. 2 | Nitrous Oxide (Co2 eq) | 1.2 | 47940 | C
325180 | 1011241 | 2023 |  | GP-Boilers/1,2,3 | Natural Gas (Weighted U.S. Average) | Carbon Dioxide Biogenic | 0 | 668657000 | C
325180 | 1011241 | 2023 |  | GP-Boilers/1,2,3 | Natural Gas (Weighted U.S. Average) | Carbon Dioxide Non-Biogenic | 36401.4 | 668657000 | C
325180 | 1011241 | 2023 |  | GP-Boilers/1,2,3 | Natural Gas (Weighted U.S. Average) | Carbon Dioxide Total | 36401.4 | 668657000 | C
325180 | 1011241 | 2023 |  | GP-Boilers/1,2,3 | Natural Gas (Weighted U.S. Average) | Methane | 0.69 | 668657000 | C
325180 | 1011241 | 2023 |  | GP-Boilers/1,2,3 | Natural Gas (Weighted U.S. Average) | Methane (Co2 eq) | 17.1 | 668657000 | C
325180 | 1011241 | 2023 |  | GP-Boilers/1,2,3 | Natural Gas (Weighted U.S. Average) | Nitrous Oxide | 0.069 | 668657000 | C
325180 | 1011241 | 2023 |  | GP-Boilers/1,2,3 | Natural Gas (Weighted U.S. Average) | Nitrous Oxide (Co2 eq) | 20.4 | 668657000 | C
322291 | 1011252 | 2023 |  | GP-Natural Gas Sources | Natural Gas (Weighted U.S. Average) | Carbon Dioxide Biogenic | 0 | 0 | C
322291 | 1011252 | 2023 |  | GP-Natural Gas Sources | Natural Gas (Weighted U.S. Average) | Carbon Dioxide Non-Biogenic | 65486 | 0 | C
322291 | 1011252 | 2023 |  | GP-Natural Gas Sources | Natural Gas (Weighted U.S. Average) | Carbon Dioxide Total | 65486 | 0 | C
322291 | 1011252 | 2023 |  | GP-Natural Gas Sources | Natural Gas (Weighted U.S. Average) | Methane | 1.23 | 0 | C
322291 | 1011252 | 2023 |  | GP-Natural Gas Sources | Natural Gas (Weighted U.S. Average) | Methane (Co2 eq) | 30.9 | 0 | C
322291 | 1011252 | 2023 |  | GP-Natural Gas Sources | Natural Gas (Weighted U.S. Average) | Nitrous Oxide | 0.123 | 0 | C
322291 | 1011252 | 2023 |  | GP-Natural Gas Sources | Natural Gas (Weighted U.S. Average) | Nitrous Oxide (Co2 eq) | 36.8 | 0 | C
311615 | 1011277 | 2023 |  | GP-1 | Natural Gas (Weighted U.S. Average) | Carbon Dioxide Biogenic | 0 | 0 | C
311615 | 1011277 | 2023 |  | GP-1 | Natural Gas (Weighted U.S. Average) | Carbon Dioxide Non-Biogenic | 21831.3 | 0 | C
311615 | 1011277 | 2023 |  | GP-1 | Natural Gas (Weighted U.S. Average) | Carbon Dioxide Total | 21831.3 | 0 | C
311615 | 1011277 | 2023 |  | GP-1 | Natural Gas (Weighted U.S. Average) | Methane | 0.41 | 0 | C
311615 | 1011277 | 2023 |  | GP-1 | Natural Gas (Weighted U.S. Average) | Methane (Co2 eq) | 10.3 | 0 | C
311615 | 1011277 | 2023 |  | GP-1 | Natural Gas (Weighted U.S. Average) | Nitrous Oxide | 0.041 | 0 | C
311615 | 1011277 | 2023 |  | GP-1 | Natural Gas (Weighted U.S. Average) | Nitrous Oxide (Co2 eq) | 12.3 | 0 | C
311615 | 1011314 | 2023 |  | CP-Natural Gas | Natural Gas (Weighted U.S. Average) | Carbon Dioxide Biogenic | 0 | 161634000 | C
311615 | 1011314 | 2023 |  | CP-Natural Gas | Natural Gas (Weighted U.S. Average) | Carbon Dioxide Non-Biogenic | 8799.3 | 161634000 | C
311615 | 1011314 | 2023 |  | CP-Natural Gas | Natural Gas (Weighted U.S. Average) | Carbon Dioxide Total | 8799.3 | 161634000 | C
311615 | 1011314 | 2023 |  | CP-Natural Gas | Natural Gas (Weighted U.S. Average) | Methane | 0.17 | 161634000 | C
311615 | 1011314 | 2023 |  | CP-Natural Gas | Natural Gas (Weighted U.S. Average) | Methane (Co2 eq) | 4.2 | 161634000 | C
311615 | 1011314 | 2023 |  | CP-Natural Gas | Natural Gas (Weighted U.S. Average) | Nitrous Oxide | 0.017 | 161634000 | C
311615 | 1011314 | 2023 |  | CP-Natural Gas | Natural Gas (Weighted U.S. Average) | Nitrous Oxide (Co2 eq) | 4.9 | 161634000 | C
325180 | 1011462 | 2023 |  | GP-557741 | Natural Gas (Weighted U.S. Average) | Carbon Dioxide Biogenic | 0 | 0 | C
325180 | 1011462 | 2023 |  | GP-557741 | Natural Gas (Weighted U.S. Average) | Carbon Dioxide Non-Biogenic | 21390.2 | 0 | C
325180 | 1011462 | 2023 |  | GP-557741 | Natural Gas (Weighted U.S. Average) | Carbon Dioxide Total | 21390.2 | 0 | C
325180 | 1011462 | 2023 |  | GP-557741 | Natural Gas (Weighted U.S. Average) | Methane | 0.4 | 0 | C
325180 | 1011462 | 2023 |  | GP-557741 | Natural Gas (Weighted U.S. Average) | Methane (Co2 eq) | 10.1 | 0 | C
325180 | 1011462 | 2023 |  | GP-557741 | Natural Gas (Weighted U.S. Average) | Nitrous Oxide | 0.04 | 0 | C
325180 | 1011462 | 2023 |  | GP-557741 | Natural Gas (Weighted U.S. Average) | Nitrous Oxide (Co2 eq) | 12 | 0 | C
325611 | 1011541 | 2023 |  | GP-Heaters/Boilers | Natural Gas (Weighted U.S. Average) | Carbon Dioxide Biogenic | 0 | 0 | C
325611 | 1011541 | 2023 |  | GP-Heaters/Boilers | Natural Gas (Weighted U.S. Average) | Carbon Dioxide Non-Biogenic | 20073.2 | 0 | C
325611 | 1011541 | 2023 |  | GP-Heaters/Boilers | Natural Gas (Weighted U.S. Average) | Carbon Dioxide Total | 20073.2 | 0 | C
325611 | 1011541 | 2023 |  | GP-Heaters/Boilers | Natural Gas (Weighted U.S. Average) | Methane | 0.38 | 0 | C
325611 | 1011541 | 2023 |  | GP-Heaters/Boilers | Natural Gas (Weighted U.S. Average) | Methane (Co2 eq) | 9.5 | 0 | C
325611 | 1011541 | 2023 |  | GP-Heaters/Boilers | Natural Gas (Weighted U.S. Average) | Nitrous Oxide | 0.038 | 0 | C
325611 | 1011541 | 2023 |  | GP-Heaters/Boilers | Natural Gas (Weighted U.S. Average) | Nitrous Oxide (Co2 eq) | 11.3 | 0 | C
325199 | 1011549 | 2023 |  | CP-NG | Natural Gas (Weighted U.S. Average) | Carbon Dioxide Biogenic | 0 | 0 | C
325199 | 1011549 | 2023 |  | CP-NG | Natural Gas (Weighted U.S. Average) | Carbon Dioxide Non-Biogenic | 66899.1 | 0 | C
325199 | 1011549 | 2023 |  | CP-NG | Natural Gas (Weighted U.S. Average) | Carbon Dioxide Total | 66899.1 | 0 | C
325199 | 1011549 | 2023 |  | CP-NG | Natural Gas (Weighted U.S. Average) | Methane | 1.26 | 0 | C
325199 | 1011549 | 2023 |  | CP-NG | Natural Gas (Weighted U.S. Average) | Methane (Co2 eq) | 31.5 | 0 | C
325199 | 1011549 | 2023 |  | CP-NG | Natural Gas (Weighted U.S. Average) | Nitrous Oxide | 0.126 | 0 | C
325199 | 1011549 | 2023 |  | CP-NG | Natural Gas (Weighted U.S. Average) | Nitrous Oxide (Co2 eq) | 37.6 | 0 | C
325199 | 1011549 | 2023 | TODF (Thermal oxidizer, direct fired, no heat recovery) | VCU | Other Biomass Gases | Carbon Dioxide Biogenic | 3.9 | 0 | C
325199 | 1011549 | 2023 | TODF (Thermal oxidizer, direct fired, no heat recovery) | VCU | Other Biomass Gases | Carbon Dioxide Non-Biogenic | 0 | 0 | C
325199 | 1011549 | 2023 | TODF (Thermal oxidizer, direct fired, no heat recovery) | VCU | Other Biomass Gases | Carbon Dioxide Total | 3.9 | 0 | C
325199 | 1011549 | 2023 | TODF (Thermal oxidizer, direct fired, no heat recovery) | VCU | Other Biomass Gases | Methane | 0 | 0 | C
325199 | 1011549 | 2023 | TODF (Thermal oxidizer, direct fired, no heat recovery) | VCU | Other Biomass Gases | Methane (Co2 eq) | 0 | 0 | C
325199 | 1011549 | 2023 | TODF (Thermal oxidizer, direct fired, no heat recovery) | VCU | Other Biomass Gases | Nitrous Oxide | 0 | 0 | C
325199 | 1011549 | 2023 | TODF (Thermal oxidizer, direct fired, no heat recovery) | VCU | Other Biomass Gases | Nitrous Oxide (Co2 eq) | 0 | 0 | C
325199 | 1011549 | 2023 | TODF (Thermal oxidizer, direct fired, no heat recovery) | VCU Assist Gas | Propane | Carbon Dioxide Biogenic | 0 | 0 | C
325199 | 1011549 | 2023 | TODF (Thermal oxidizer, direct fired, no heat recovery) | VCU Assist Gas | Propane | Carbon Dioxide Non-Biogenic | 60.9 | 0 | C
325199 | 1011549 | 2023 | TODF (Thermal oxidizer, direct fired, no heat recovery) | VCU Assist Gas | Propane | Carbon Dioxide Total | 60.9 | 0 | C
325199 | 1011549 | 2023 | TODF (Thermal oxidizer, direct fired, no heat recovery) | VCU Assist Gas | Propane | Methane | 0 | 0 | C
325199 | 1011549 | 2023 | TODF (Thermal oxidizer, direct fired, no heat recovery) | VCU Assist Gas | Propane | Methane (Co2 eq) | 0.1 | 0 | C
325199 | 1011549 | 2023 | TODF (Thermal oxidizer, direct fired, no heat recovery) | VCU Assist Gas | Propane | Nitrous Oxide | 0.001 | 0 | C
325199 | 1011549 | 2023 | TODF (Thermal oxidizer, direct fired, no heat recovery) | VCU Assist Gas | Propane | Nitrous Oxide (Co2 eq) | 0.2 | 0 | C
311514 | 1011582 | 2023 |  | GP-Ovid | Natural Gas (Weighted U.S. Average) | Carbon Dioxide Biogenic | 0 | 0 | C
311514 | 1011582 | 2023 |  | GP-Ovid | Natural Gas (Weighted U.S. Average) | Carbon Dioxide Non-Biogenic | 28329.1 | 0 | C
311514 | 1011582 | 2023 |  | GP-Ovid | Natural Gas (Weighted U.S. Average) | Carbon Dioxide Total | 28329.1 | 0 | C
311514 | 1011582 | 2023 |  | GP-Ovid | Natural Gas (Weighted U.S. Average) | Methane | 0.53 | 0 | C
311514 | 1011582 | 2023 |  | GP-Ovid | Natural Gas (Weighted U.S. Average) | Methane (Co2 eq) | 13.3 | 0 | C
311514 | 1011582 | 2023 |  | GP-Ovid | Natural Gas (Weighted U.S. Average) | Nitrous Oxide | 0.053 | 0 | C
311514 | 1011582 | 2023 |  | GP-Ovid | Natural Gas (Weighted U.S. Average) | Nitrous Oxide (Co2 eq) | 15.9 | 0 | C
325193 | 1011627 | 2023 |  | GP-Natural Gas Units | Natural Gas (Weighted U.S. Average) | Carbon Dioxide Biogenic | 0 | 0 | C
325193 | 1011627 | 2023 |  | GP-Natural Gas Units | Natural Gas (Weighted U.S. Average) | Carbon Dioxide Non-Biogenic | 67066.2 | 0 | C
325193 | 1011627 | 2023 |  | GP-Natural Gas Units | Natural Gas (Weighted U.S. Average) | Carbon Dioxide Total | 67066.2 | 0 | C
325193 | 1011627 | 2023 |  | GP-Natural Gas Units | Natural Gas (Weighted U.S. Average) | Methane | 1.26 | 0 | C
325193 | 1011627 | 2023 |  | GP-Natural Gas Units | Natural Gas (Weighted U.S. Average) | Methane (Co2 eq) | 31.6 | 0 | C
325193 | 1011627 | 2023 |  | GP-Natural Gas Units | Natural Gas (Weighted U.S. Average) | Nitrous Oxide | 0.126 | 0 | C
325193 | 1011627 | 2023 |  | GP-Natural Gas Units | Natural Gas (Weighted U.S. Average) | Nitrous Oxide (Co2 eq) | 37.7 | 0 | C
311513 | 1011640 | 2023 |  | GP-NATURAL GAS COMBUSTION UNITS | Natural Gas (Weighted U.S. Average) | Carbon Dioxide Biogenic | 0 | 0 | C
311513 | 1011640 | 2023 |  | GP-NATURAL GAS COMBUSTION UNITS | Natural Gas (Weighted U.S. Average) | Carbon Dioxide Non-Biogenic | 42301.9 | 0 | C
311513 | 1011640 | 2023 |  | GP-NATURAL GAS COMBUSTION UNITS | Natural Gas (Weighted U.S. Average) | Carbon Dioxide Total | 42301.9 | 0 | C
311513 | 1011640 | 2023 |  | GP-NATURAL GAS COMBUSTION UNITS | Natural Gas (Weighted U.S. Average) | Methane | 0.8 | 0 | C
311513 | 1011640 | 2023 |  | GP-NATURAL GAS COMBUSTION UNITS | Natural Gas (Weighted U.S. Average) | Methane (Co2 eq) | 19.9 | 0 | C
311513 | 1011640 | 2023 |  | GP-NATURAL GAS COMBUSTION UNITS | Natural Gas (Weighted U.S. Average) | Nitrous Oxide | 0.08 | 0 | C
311513 | 1011640 | 2023 |  | GP-NATURAL GAS COMBUSTION UNITS | Natural Gas (Weighted U.S. Average) | Nitrous Oxide (Co2 eq) | 23.8 | 0 | C
325193 | 1011656 | 2023 |  | GP-Pratt Energy LLC | Natural Gas (Weighted U.S. Average) | Carbon Dioxide Biogenic | 0 | 0 | C
325193 | 1011656 | 2023 |  | GP-Pratt Energy LLC | Natural Gas (Weighted U.S. Average) | Carbon Dioxide Non-Biogenic | 65284.2 | 0 | C
325193 | 1011656 | 2023 |  | GP-Pratt Energy LLC | Natural Gas (Weighted U.S. Average) | Carbon Dioxide Total | 65284.2 | 0 | C
325193 | 1011656 | 2023 |  | GP-Pratt Energy LLC | Natural Gas (Weighted U.S. Average) | Methane | 1.23 | 0 | C
325193 | 1011656 | 2023 |  | GP-Pratt Energy LLC | Natural Gas (Weighted U.S. Average) | Methane (Co2 eq) | 30.8 | 0 | C
325193 | 1011656 | 2023 |  | GP-Pratt Energy LLC | Natural Gas (Weighted U.S. Average) | Nitrous Oxide | 0.123 | 0 | C
325193 | 1011656 | 2023 |  | GP-Pratt Energy LLC | Natural Gas (Weighted U.S. Average) | Nitrous Oxide (Co2 eq) | 36.7 | 0 | C
325211 | 1011708 | 2023 |  | GP-PE-PLT1-Engines | Natural Gas (Weighted U.S. Average) | Carbon Dioxide Biogenic | 0 | 0 | C
325211 | 1011708 | 2023 |  | GP-PE-PLT1-Engines | Natural Gas (Weighted U.S. Average) | Carbon Dioxide Non-Biogenic | 24245.9 | 0 | C
325211 | 1011708 | 2023 |  | GP-PE-PLT1-Engines | Natural Gas (Weighted U.S. Average) | Carbon Dioxide Total | 24245.9 | 0 | C
325211 | 1011708 | 2023 |  | GP-PE-PLT1-Engines | Natural Gas (Weighted U.S. Average) | Methane | 0.46 | 0 | C
325211 | 1011708 | 2023 |  | GP-PE-PLT1-Engines | Natural Gas (Weighted U.S. Average) | Methane (Co2 eq) | 11.4 | 0 | C
325211 | 1011708 | 2023 |  | GP-PE-PLT1-Engines | Natural Gas (Weighted U.S. Average) | Nitrous Oxide | 0.046 | 0 | C
325211 | 1011708 | 2023 |  | GP-PE-PLT1-Engines | Natural Gas (Weighted U.S. Average) | Nitrous Oxide (Co2 eq) | 13.6 | 0 | C
311613 | 1011710 | 2023 |  | GP- Linkwood | Distillate Fuel Oil No. 2 | Carbon Dioxide Biogenic | 0 | 37332 | C
311613 | 1011710 | 2023 |  | GP- Linkwood | Distillate Fuel Oil No. 2 | Carbon Dioxide Non-Biogenic | 381 | 37332 | C
311613 | 1011710 | 2023 |  | GP- Linkwood | Distillate Fuel Oil No. 2 | Carbon Dioxide Total | 381 | 37332 | C
311613 | 1011710 | 2023 |  | GP- Linkwood | Distillate Fuel Oil No. 2 | Methane | 0.02 | 37332 | C
311613 | 1011710 | 2023 |  | GP- Linkwood | Distillate Fuel Oil No. 2 | Methane (Co2 eq) | 0.4 | 37332 | C
311613 | 1011710 | 2023 |  | GP- Linkwood | Distillate Fuel Oil No. 2 | Nitrous Oxide | 0.003 | 37332 | C
311613 | 1011710 | 2023 |  | GP- Linkwood | Distillate Fuel Oil No. 2 | Nitrous Oxide (Co2 eq) | 0.9 | 37332 | C
311613 | 1011710 | 2023 |  | GP- Linkwood | Natural Gas (Weighted U.S. Average) | Carbon Dioxide Biogenic | 0 | 0 | C
311613 | 1011710 | 2023 |  | GP- Linkwood | Natural Gas (Weighted U.S. Average) | Carbon Dioxide Non-Biogenic | 34785.7 | 0 | C
311613 | 1011710 | 2023 |  | GP- Linkwood | Natural Gas (Weighted U.S. Average) | Carbon Dioxide Total | 34785.7 | 0 | C
311613 | 1011710 | 2023 |  | GP- Linkwood | Natural Gas (Weighted U.S. Average) | Methane | 0.66 | 0 | C
311613 | 1011710 | 2023 |  | GP- Linkwood | Natural Gas (Weighted U.S. Average) | Methane (Co2 eq) | 16.4 | 0 | C
311613 | 1011710 | 2023 |  | GP- Linkwood | Natural Gas (Weighted U.S. Average) | Nitrous Oxide | 0.066 | 0 | C
311613 | 1011710 | 2023 |  | GP- Linkwood | Natural Gas (Weighted U.S. Average) | Nitrous Oxide (Co2 eq) | 19.5 | 0 | C
311611 | 1011725 | 2023 |  | CP-Natural Gas | Natural Gas (Weighted U.S. Average) | Carbon Dioxide Biogenic | 0 | 0 | C
311611 | 1011725 | 2023 |  | CP-Natural Gas | Natural Gas (Weighted U.S. Average) | Carbon Dioxide Non-Biogenic | 25250 | 0 | C
311611 | 1011725 | 2023 |  | CP-Natural Gas | Natural Gas (Weighted U.S. Average) | Carbon Dioxide Total | 25250 | 0 | C
311611 | 1011725 | 2023 |  | CP-Natural Gas | Natural Gas (Weighted U.S. Average) | Methane | 0.48 | 0 | C
311611 | 1011725 | 2023 |  | CP-Natural Gas | Natural Gas (Weighted U.S. Average) | Methane (Co2 eq) | 11.9 | 0 | C
311611 | 1011725 | 2023 |  | CP-Natural Gas | Natural Gas (Weighted U.S. Average) | Nitrous Oxide | 0.048 | 0 | C
311611 | 1011725 | 2023 |  | CP-Natural Gas | Natural Gas (Weighted U.S. Average) | Nitrous Oxide (Co2 eq) | 14.2 | 0 | C
311611 | 1011725 | 2023 |  | CP-Natural Gas | Propane | Carbon Dioxide Biogenic | 0 | 1913 | C
311611 | 1011725 | 2023 |  | CP-Natural Gas | Propane | Carbon Dioxide Non-Biogenic | 10.9 | 1913 | C
311611 | 1011725 | 2023 |  | CP-Natural Gas | Propane | Carbon Dioxide Total | 10.9 | 1913 | C
311611 | 1011725 | 2023 |  | CP-Natural Gas | Propane | Methane | 0 | 1913 | C
311611 | 1011725 | 2023 |  | CP-Natural Gas | Propane | Methane (Co2 eq) | 0 | 1913 | C
311611 | 1011725 | 2023 |  | CP-Natural Gas | Propane | Nitrous Oxide | 0 | 1913 | C
311611 | 1011725 | 2023 |  | CP-Natural Gas | Propane | Nitrous Oxide (Co2 eq) | 0 | 1913 | C
322130 | 1011729 | 2023 |  | GP-boilers | Distillate Fuel Oil No. 2 | Carbon Dioxide Biogenic | 0 | 0 | C
322130 | 1011729 | 2023 |  | GP-boilers | Distillate Fuel Oil No. 2 | Carbon Dioxide Non-Biogenic | 0 | 0 | C
322130 | 1011729 | 2023 |  | GP-boilers | Distillate Fuel Oil No. 2 | Carbon Dioxide Total | 0 | 0 | C
322130 | 1011729 | 2023 |  | GP-boilers | Distillate Fuel Oil No. 2 | Methane | 0 | 0 | C
322130 | 1011729 | 2023 |  | GP-boilers | Distillate Fuel Oil No. 2 | Methane (Co2 eq) | 0 | 0 | C
322130 | 1011729 | 2023 |  | GP-boilers | Distillate Fuel Oil No. 2 | Nitrous Oxide | 0 | 0 | C
322130 | 1011729 | 2023 |  | GP-boilers | Distillate Fuel Oil No. 2 | Nitrous Oxide (Co2 eq) | 0 | 0 | C
322130 | 1011729 | 2023 |  | GP-boilers | Natural Gas (Weighted U.S. Average) | Carbon Dioxide Biogenic | 0 | 0 | C
322130 | 1011729 | 2023 |  | GP-boilers | Natural Gas (Weighted U.S. Average) | Carbon Dioxide Non-Biogenic | 26432.6 | 0 | C
322130 | 1011729 | 2023 |  | GP-boilers | Natural Gas (Weighted U.S. Average) | Carbon Dioxide Total | 26432.6 | 0 | C
322130 | 1011729 | 2023 |  | GP-boilers | Natural Gas (Weighted U.S. Average) | Methane | 0.5 | 0 | C
322130 | 1011729 | 2023 |  | GP-boilers | Natural Gas (Weighted U.S. Average) | Methane (Co2 eq) | 12.4 | 0 | C
322130 | 1011729 | 2023 |  | GP-boilers | Natural Gas (Weighted U.S. Average) | Nitrous Oxide | 0.05 | 0 | C
322130 | 1011729 | 2023 |  | GP-boilers | Natural Gas (Weighted U.S. Average) | Nitrous Oxide (Co2 eq) | 14.8 | 0 | C
325412 | 1011740 | 2023 |  | GP-Combustion | Distillate Fuel Oil No. 2 | Carbon Dioxide Biogenic | 0 | 49110 | C
325412 | 1011740 | 2023 |  | GP-Combustion | Distillate Fuel Oil No. 2 | Carbon Dioxide Non-Biogenic | 501.2 | 49110 | C
325412 | 1011740 | 2023 |  | GP-Combustion | Distillate Fuel Oil No. 2 | Carbon Dioxide Total | 501.2 | 49110 | C
325412 | 1011740 | 2023 |  | GP-Combustion | Distillate Fuel Oil No. 2 | Methane | 0.02 | 49110 | C
325412 | 1011740 | 2023 |  | GP-Combustion | Distillate Fuel Oil No. 2 | Methane (Co2 eq) | 0.5 | 49110 | C
325412 | 1011740 | 2023 |  | GP-Combustion | Distillate Fuel Oil No. 2 | Nitrous Oxide | 0.004 | 49110 | C
325412 | 1011740 | 2023 |  | GP-Combustion | Distillate Fuel Oil No. 2 | Nitrous Oxide (Co2 eq) | 1.2 | 49110 | C
325412 | 1011740 | 2023 |  | GP-Combustion | Natural Gas (Weighted U.S. Average) | Carbon Dioxide Biogenic | 0 | 0 | C
325412 | 1011740 | 2023 |  | GP-Combustion | Natural Gas (Weighted U.S. Average) | Carbon Dioxide Non-Biogenic | 55615.4 | 0 | C
325412 | 1011740 | 2023 |  | GP-Combustion | Natural Gas (Weighted U.S. Average) | Carbon Dioxide Total | 55615.4 | 0 | C
325412 | 1011740 | 2023 |  | GP-Combustion | Natural Gas (Weighted U.S. Average) | Methane | 1.05 | 0 | C
325412 | 1011740 | 2023 |  | GP-Combustion | Natural Gas (Weighted U.S. Average) | Methane (Co2 eq) | 26.2 | 0 | C
325412 | 1011740 | 2023 |  | GP-Combustion | Natural Gas (Weighted U.S. Average) | Nitrous Oxide | 0.105 | 0 | C
325412 | 1011740 | 2023 |  | GP-Combustion | Natural Gas (Weighted U.S. Average) | Nitrous Oxide (Co2 eq) | 31.2 | 0 | C
311615 | 1011751 | 2023 |  | GP-1 | Natural Gas (Weighted U.S. Average) | Carbon Dioxide Biogenic | 0 | 0 | C
311615 | 1011751 | 2023 |  | GP-1 | Natural Gas (Weighted U.S. Average) | Carbon Dioxide Non-Biogenic | 10682.8 | 0 | C
311615 | 1011751 | 2023 |  | GP-1 | Natural Gas (Weighted U.S. Average) | Carbon Dioxide Total | 10682.8 | 0 | C
311615 | 1011751 | 2023 |  | GP-1 | Natural Gas (Weighted U.S. Average) | Methane | 0.2 | 0 | C
311615 | 1011751 | 2023 |  | GP-1 | Natural Gas (Weighted U.S. Average) | Methane (Co2 eq) | 5 | 0 | C
311615 | 1011751 | 2023 |  | GP-1 | Natural Gas (Weighted U.S. Average) | Nitrous Oxide | 0.02 | 0 | C
311615 | 1011751 | 2023 |  | GP-1 | Natural Gas (Weighted U.S. Average) | Nitrous Oxide (Co2 eq) | 6 | 0 | C
311513 | 1011783 | 2023 |  | GP-Boilers and Dryers | Natural Gas (Weighted U.S. Average) | Carbon Dioxide Biogenic | 0 | 0 | C
311513 | 1011783 | 2023 |  | GP-Boilers and Dryers | Natural Gas (Weighted U.S. Average) | Carbon Dioxide Non-Biogenic | 40554.4 | 0 | C
311513 | 1011783 | 2023 |  | GP-Boilers and Dryers | Natural Gas (Weighted U.S. Average) | Carbon Dioxide Total | 40554.4 | 0 | C
311513 | 1011783 | 2023 |  | GP-Boilers and Dryers | Natural Gas (Weighted U.S. Average) | Methane | 0.76 | 0 | C
311513 | 1011783 | 2023 |  | GP-Boilers and Dryers | Natural Gas (Weighted U.S. Average) | Methane (Co2 eq) | 19.1 | 0 | C
311513 | 1011783 | 2023 |  | GP-Boilers and Dryers | Natural Gas (Weighted U.S. Average) | Nitrous Oxide | 0.076 | 0 | C
311513 | 1011783 | 2023 |  | GP-Boilers and Dryers | Natural Gas (Weighted U.S. Average) | Nitrous Oxide (Co2 eq) | 22.8 | 0 | C
311513 | 1011783 | 2023 |  | GP-Boilers and Dryers | Other Biomass Gases | Carbon Dioxide Biogenic | 651.7 | 0 | C
311513 | 1011783 | 2023 |  | GP-Boilers and Dryers | Other Biomass Gases | Carbon Dioxide Non-Biogenic | 0 | 0 | C
311513 | 1011783 | 2023 |  | GP-Boilers and Dryers | Other Biomass Gases | Carbon Dioxide Total | 651.7 | 0 | C
311513 | 1011783 | 2023 |  | GP-Boilers and Dryers | Other Biomass Gases | Methane | 0.04 | 0 | C
311513 | 1011783 | 2023 |  | GP-Boilers and Dryers | Other Biomass Gases | Methane (Co2 eq) | 1 | 0 | C
311513 | 1011783 | 2023 |  | GP-Boilers and Dryers | Other Biomass Gases | Nitrous Oxide | 0.008 | 0 | C
311513 | 1011783 | 2023 |  | GP-Boilers and Dryers | Other Biomass Gases | Nitrous Oxide (Co2 eq) | 2.3 | 0 | C
325199 | 1011799 | 2023 | PRH (Process Heater) | I-H-101 | Natural Gas (Weighted U.S. Average) | Carbon Dioxide Biogenic | 0 | 0 | C
325199 | 1011799 | 2023 | PRH (Process Heater) | I-H-101 | Natural Gas (Weighted U.S. Average) | Carbon Dioxide Non-Biogenic | 231778.2 | 0 | C
325199 | 1011799 | 2023 | PRH (Process Heater) | I-H-101 | Natural Gas (Weighted U.S. Average) | Carbon Dioxide Total | 231778.2 | 0 | C
325199 | 1011799 | 2023 | PRH (Process Heater) | I-H-101 | Natural Gas (Weighted U.S. Average) | Methane | 4.37 | 0 | C
325199 | 1011799 | 2023 | PRH (Process Heater) | I-H-101 | Natural Gas (Weighted U.S. Average) | Methane (Co2 eq) | 109.3 | 0 | C
325199 | 1011799 | 2023 | PRH (Process Heater) | I-H-101 | Natural Gas (Weighted U.S. Average) | Nitrous Oxide | 0.437 | 0 | C
325199 | 1011799 | 2023 | PRH (Process Heater) | I-H-101 | Natural Gas (Weighted U.S. Average) | Nitrous Oxide (Co2 eq) | 130.3 | 0 | C
325199 | 1011799 | 2023 | Petrochemical process unit | I-H-101(SR) |  | Carbon Dioxide | 225524.1 |  | X
325199 | 1011799 | 2023 | PRH (Process Heater) | II-H-101 | Natural Gas (Weighted U.S. Average) | Carbon Dioxide Biogenic | 0 | 0 | C
325199 | 1011799 | 2023 | PRH (Process Heater) | II-H-101 | Natural Gas (Weighted U.S. Average) | Carbon Dioxide Non-Biogenic | 274610.5 | 0 | C
325199 | 1011799 | 2023 | PRH (Process Heater) | II-H-101 | Natural Gas (Weighted U.S. Average) | Carbon Dioxide Total | 274610.5 | 0 | C
325199 | 1011799 | 2023 | PRH (Process Heater) | II-H-101 | Natural Gas (Weighted U.S. Average) | Methane | 5.18 | 0 | C
325199 | 1011799 | 2023 | PRH (Process Heater) | II-H-101 | Natural Gas (Weighted U.S. Average) | Methane (Co2 eq) | 129.4 | 0 | C
325199 | 1011799 | 2023 | PRH (Process Heater) | II-H-101 | Natural Gas (Weighted U.S. Average) | Nitrous Oxide | 0.518 | 0 | C
325199 | 1011799 | 2023 | PRH (Process Heater) | II-H-101 | Natural Gas (Weighted U.S. Average) | Nitrous Oxide (Co2 eq) | 154.2 | 0 | C
325199 | 1011799 | 2023 | Petrochemical process unit | II-H-101(SR) |  | Carbon Dioxide | 271015.7 |  | X
325199 | 1011834 | 2023 | TODF (Thermal oxidizer, direct fired, no heat recovery) | A16B_TO | Natural Gas (Weighted U.S. Average) | Carbon Dioxide Biogenic | 0 | 0 | C
325199 | 1011834 | 2023 | TODF (Thermal oxidizer, direct fired, no heat recovery) | A16B_TO | Natural Gas (Weighted U.S. Average) | Carbon Dioxide Non-Biogenic | 367.2 | 0 | C
325199 | 1011834 | 2023 | TODF (Thermal oxidizer, direct fired, no heat recovery) | A16B_TO | Natural Gas (Weighted U.S. Average) | Carbon Dioxide Total | 367.2 | 0 | C
325199 | 1011834 | 2023 | TODF (Thermal oxidizer, direct fired, no heat recovery) | A16B_TO | Natural Gas (Weighted U.S. Average) | Methane | 0.01 | 0 | C
325199 | 1011834 | 2023 | TODF (Thermal oxidizer, direct fired, no heat recovery) | A16B_TO | Natural Gas (Weighted U.S. Average) | Methane (Co2 eq) | 0.2 | 0 | C
325199 | 1011834 | 2023 | TODF (Thermal oxidizer, direct fired, no heat recovery) | A16B_TO | Natural Gas (Weighted U.S. Average) | Nitrous Oxide | 0.001 | 0 | C
325199 | 1011834 | 2023 | TODF (Thermal oxidizer, direct fired, no heat recovery) | A16B_TO | Natural Gas (Weighted U.S. Average) | Nitrous Oxide (Co2 eq) | 0.2 | 0 | C
325199 | 1011834 | 2023 | PRH (Process Heater) | ACL2_Heater | Natural Gas (Weighted U.S. Average) | Carbon Dioxide Biogenic | 0 | 0 | C
325199 | 1011834 | 2023 | PRH (Process Heater) | ACL2_Heater | Natural Gas (Weighted U.S. Average) | Carbon Dioxide Non-Biogenic | 0 | 0 | C
325199 | 1011834 | 2023 | PRH (Process Heater) | ACL2_Heater | Natural Gas (Weighted U.S. Average) | Carbon Dioxide Total | 0 | 0 | C
325199 | 1011834 | 2023 | PRH (Process Heater) | ACL2_Heater | Natural Gas (Weighted U.S. Average) | Methane | 0 | 0 | C
325199 | 1011834 | 2023 | PRH (Process Heater) | ACL2_Heater | Natural Gas (Weighted U.S. Average) | Methane (Co2 eq) | 0 | 0 | C
325199 | 1011834 | 2023 | PRH (Process Heater) | ACL2_Heater | Natural Gas (Weighted U.S. Average) | Nitrous Oxide | 0 | 0 | C
325199 | 1011834 | 2023 | PRH (Process Heater) | ACL2_Heater | Natural Gas (Weighted U.S. Average) | Nitrous Oxide (Co2 eq) | 0 | 0 | C
325199 | 1011834 | 2023 | OCS (Other combustion source) | B401_Throx | Fuel Gas | Carbon Dioxide Biogenic | 0 | 0 | C
325199 | 1011834 | 2023 | OCS (Other combustion source) | B401_Throx | Fuel Gas | Carbon Dioxide Non-Biogenic | 5099.2 | 0 | C
325199 | 1011834 | 2023 | OCS (Other combustion source) | B401_Throx | Fuel Gas | Carbon Dioxide Total | 5099.2 | 0 | C
325199 | 1011834 | 2023 | OCS (Other combustion source) | B401_Throx | Fuel Gas | Methane | 0.26 | 0 | C
325199 | 1011834 | 2023 | OCS (Other combustion source) | B401_Throx | Fuel Gas | Methane (Co2 eq) | 6.5 | 0 | C
325199 | 1011834 | 2023 | OCS (Other combustion source) | B401_Throx | Fuel Gas | Nitrous Oxide | 0.052 | 0 | C
325199 | 1011834 | 2023 | OCS (Other combustion source) | B401_Throx | Fuel Gas | Nitrous Oxide (Co2 eq) | 15.5 | 0 | C
325199 | 1011834 | 2023 | OCS (Other combustion source) | B401_Throx | Natural Gas (Weighted U.S. Average) | Carbon Dioxide Biogenic | 0 | 0 | C
325199 | 1011834 | 2023 | OCS (Other combustion source) | B401_Throx | Natural Gas (Weighted U.S. Average) | Carbon Dioxide Non-Biogenic | 1844 | 0 | C
325199 | 1011834 | 2023 | OCS (Other combustion source) | B401_Throx | Natural Gas (Weighted U.S. Average) | Carbon Dioxide Total | 1844 | 0 | C
325199 | 1011834 | 2023 | OCS (Other combustion source) | B401_Throx | Natural Gas (Weighted U.S. Average) | Methane | 0.03 | 0 | C
325199 | 1011834 | 2023 | OCS (Other combustion source) | B401_Throx | Natural Gas (Weighted U.S. Average) | Methane (Co2 eq) | 0.9 | 0 | C
325199 | 1011834 | 2023 | OCS (Other combustion source) | B401_Throx | Natural Gas (Weighted U.S. Average) | Nitrous Oxide | 0.003 | 0 | C
325199 | 1011834 | 2023 | OCS (Other combustion source) | B401_Throx | Natural Gas (Weighted U.S. Average) | Nitrous Oxide (Co2 eq) | 1 | 0 | C
325199 | 1011834 | 2023 | OCS (Other combustion source) | B402_Throx | Fuel Gas | Carbon Dioxide Biogenic | 0 | 0 | C
325199 | 1011834 | 2023 | OCS (Other combustion source) | B402_Throx | Fuel Gas | Carbon Dioxide Non-Biogenic | 5099.2 | 0 | C
325199 | 1011834 | 2023 | OCS (Other combustion source) | B402_Throx | Fuel Gas | Carbon Dioxide Total | 5099.2 | 0 | C
325199 | 1011834 | 2023 | OCS (Other combustion source) | B402_Throx | Fuel Gas | Methane | 0.26 | 0 | C
325199 | 1011834 | 2023 | OCS (Other combustion source) | B402_Throx | Fuel Gas | Methane (Co2 eq) | 6.5 | 0 | C
325199 | 1011834 | 2023 | OCS (Other combustion source) | B402_Throx | Fuel Gas | Nitrous Oxide | 0.052 | 0 | C
325199 | 1011834 | 2023 | OCS (Other combustion source) | B402_Throx | Fuel Gas | Nitrous Oxide (Co2 eq) | 15.5 | 0 | C
325199 | 1011834 | 2023 | OCS (Other combustion source) | B402_Throx | Natural Gas (Weighted U.S. Average) | Carbon Dioxide Biogenic | 0 | 0 | C
325199 | 1011834 | 2023 | OCS (Other combustion source) | B402_Throx | Natural Gas (Weighted U.S. Average) | Carbon Dioxide Non-Biogenic | 1884.2 | 0 | C
325199 | 1011834 | 2023 | OCS (Other combustion source) | B402_Throx | Natural Gas (Weighted U.S. Average) | Carbon Dioxide Total | 1884.2 | 0 | C
325199 | 1011834 | 2023 | OCS (Other combustion source) | B402_Throx | Natural Gas (Weighted U.S. Average) | Methane | 0.04 | 0 | C
325199 | 1011834 | 2023 | OCS (Other combustion source) | B402_Throx | Natural Gas (Weighted U.S. Average) | Methane (Co2 eq) | 0.9 | 0 | C
325199 | 1011834 | 2023 | OCS (Other combustion source) | B402_Throx | Natural Gas (Weighted U.S. Average) | Nitrous Oxide | 0.004 | 0 | C
325199 | 1011834 | 2023 | OCS (Other combustion source) | B402_Throx | Natural Gas (Weighted U.S. Average) | Nitrous Oxide (Co2 eq) | 1.1 | 0 | C
325199 | 1011834 | 2023 | TODF (Thermal oxidizer, direct fired, no heat recovery) | F210_TO | Natural Gas (Weighted U.S. Average) | Carbon Dioxide Biogenic | 0 | 0 | C
325199 | 1011834 | 2023 | TODF (Thermal oxidizer, direct fired, no heat recovery) | F210_TO | Natural Gas (Weighted U.S. Average) | Carbon Dioxide Non-Biogenic | 3589.5 | 0 | C
325199 | 1011834 | 2023 | TODF (Thermal oxidizer, direct fired, no heat recovery) | F210_TO | Natural Gas (Weighted U.S. Average) | Carbon Dioxide Total | 3589.5 | 0 | C
325199 | 1011834 | 2023 | TODF (Thermal oxidizer, direct fired, no heat recovery) | F210_TO | Natural Gas (Weighted U.S. Average) | Methane | 0.07 | 0 | C
325199 | 1011834 | 2023 | TODF (Thermal oxidizer, direct fired, no heat recovery) | F210_TO | Natural Gas (Weighted U.S. Average) | Methane (Co2 eq) | 1.7 | 0 | C
325199 | 1011834 | 2023 | TODF (Thermal oxidizer, direct fired, no heat recovery) | F210_TO | Natural Gas (Weighted U.S. Average) | Nitrous Oxide | 0.007 | 0 | C
325199 | 1011834 | 2023 | TODF (Thermal oxidizer, direct fired, no heat recovery) | F210_TO | Natural Gas (Weighted U.S. Average) | Nitrous Oxide (Co2 eq) | 2 | 0 | C
325199 | 1011834 | 2023 | OB (Boiler, other) | FTO_Boiler1 | Natural Gas (Weighted U.S. Average) | Carbon Dioxide Biogenic | 0 | 0 | C
325199 | 1011834 | 2023 | OB (Boiler, other) | FTO_Boiler1 | Natural Gas (Weighted U.S. Average) | Carbon Dioxide Non-Biogenic | 36274.1 | 0 | C
325199 | 1011834 | 2023 | OB (Boiler, other) | FTO_Boiler1 | Natural Gas (Weighted U.S. Average) | Carbon Dioxide Total | 36274.1 | 0 | C
325199 | 1011834 | 2023 | OB (Boiler, other) | FTO_Boiler1 | Natural Gas (Weighted U.S. Average) | Methane | 0.68 | 0 | C
325199 | 1011834 | 2023 | OB (Boiler, other) | FTO_Boiler1 | Natural Gas (Weighted U.S. Average) | Methane (Co2 eq) | 17.1 | 0 | C
325199 | 1011834 | 2023 | OB (Boiler, other) | FTO_Boiler1 | Natural Gas (Weighted U.S. Average) | Nitrous Oxide | 0.068 | 0 | C
325199 | 1011834 | 2023 | OB (Boiler, other) | FTO_Boiler1 | Natural Gas (Weighted U.S. Average) | Nitrous Oxide (Co2 eq) | 20.4 | 0 | C
325199 | 1011834 | 2023 | OB (Boiler, other) | FTO_Boiler2 | Natural Gas (Weighted U.S. Average) | Carbon Dioxide Biogenic | 0 | 0 | C
325199 | 1011834 | 2023 | OB (Boiler, other) | FTO_Boiler2 | Natural Gas (Weighted U.S. Average) | Carbon Dioxide Non-Biogenic | 38716 | 0 | C
325199 | 1011834 | 2023 | OB (Boiler, other) | FTO_Boiler2 | Natural Gas (Weighted U.S. Average) | Carbon Dioxide Total | 38716 | 0 | C
325199 | 1011834 | 2023 | OB (Boiler, other) | FTO_Boiler2 | Natural Gas (Weighted U.S. Average) | Methane | 0.73 | 0 | C
325199 | 1011834 | 2023 | OB (Boiler, other) | FTO_Boiler2 | Natural Gas (Weighted U.S. Average) | Methane (Co2 eq) | 18.2 | 0 | C
325199 | 1011834 | 2023 | OB (Boiler, other) | FTO_Boiler2 | Natural Gas (Weighted U.S. Average) | Nitrous Oxide | 0.073 | 0 | C
325199 | 1011834 | 2023 | OB (Boiler, other) | FTO_Boiler2 | Natural Gas (Weighted U.S. Average) | Nitrous Oxide (Co2 eq) | 21.7 | 0 | C
325199 | 1011834 | 2023 |  | GP-LPFG HEADER AGGREGATE | Natural Gas (Weighted U.S. Average) | Carbon Dioxide Biogenic | 0 | 0 | C
325199 | 1011834 | 2023 |  | GP-LPFG HEADER AGGREGATE | Natural Gas (Weighted U.S. Average) | Carbon Dioxide Non-Biogenic | 3651.8 | 0 | C
325199 | 1011834 | 2023 |  | GP-LPFG HEADER AGGREGATE | Natural Gas (Weighted U.S. Average) | Carbon Dioxide Total | 3651.8 | 0 | C
325199 | 1011834 | 2023 |  | GP-LPFG HEADER AGGREGATE | Natural Gas (Weighted U.S. Average) | Methane | 0.07 | 0 | C
325199 | 1011834 | 2023 |  | GP-LPFG HEADER AGGREGATE | Natural Gas (Weighted U.S. Average) | Methane (Co2 eq) | 1.7 | 0 | C
325199 | 1011834 | 2023 |  | GP-LPFG HEADER AGGREGATE | Natural Gas (Weighted U.S. Average) | Nitrous Oxide | 0.007 | 0 | C
325199 | 1011834 | 2023 |  | GP-LPFG HEADER AGGREGATE | Natural Gas (Weighted U.S. Average) | Nitrous Oxide (Co2 eq) | 2.1 | 0 | C
325199 | 1011834 | 2023 | OB (Boiler, other) | PHAC_B901 | Natural Gas (Weighted U.S. Average) | Carbon Dioxide Biogenic | 0 | 0 | C
325199 | 1011834 | 2023 | OB (Boiler, other) | PHAC_B901 | Natural Gas (Weighted U.S. Average) | Carbon Dioxide Non-Biogenic | 19539.1 | 0 | C
325199 | 1011834 | 2023 | OB (Boiler, other) | PHAC_B901 | Natural Gas (Weighted U.S. Average) | Carbon Dioxide Total | 19539.1 | 0 | C
325199 | 1011834 | 2023 | OB (Boiler, other) | PHAC_B901 | Natural Gas (Weighted U.S. Average) | Methane | 0.37 | 0 | C
325199 | 1011834 | 2023 | OB (Boiler, other) | PHAC_B901 | Natural Gas (Weighted U.S. Average) | Methane (Co2 eq) | 9.2 | 0 | C
325199 | 1011834 | 2023 | OB (Boiler, other) | PHAC_B901 | Natural Gas (Weighted U.S. Average) | Nitrous Oxide | 0.037 | 0 | C
325199 | 1011834 | 2023 | OB (Boiler, other) | PHAC_B901 | Natural Gas (Weighted U.S. Average) | Nitrous Oxide (Co2 eq) | 11 | 0 | C
325199 | 1011834 | 2023 | OB (Boiler, other) | PHAC_B902 | Natural Gas (Weighted U.S. Average) | Carbon Dioxide Biogenic | 0 | 0 | C
325199 | 1011834 | 2023 | OB (Boiler, other) | PHAC_B902 | Natural Gas (Weighted U.S. Average) | Carbon Dioxide Non-Biogenic | 16792 | 0 | C
325199 | 1011834 | 2023 | OB (Boiler, other) | PHAC_B902 | Natural Gas (Weighted U.S. Average) | Carbon Dioxide Total | 16792 | 0 | C
325199 | 1011834 | 2023 | OB (Boiler, other) | PHAC_B902 | Natural Gas (Weighted U.S. Average) | Methane | 0.32 | 0 | C
325199 | 1011834 | 2023 | OB (Boiler, other) | PHAC_B902 | Natural Gas (Weighted U.S. Average) | Methane (Co2 eq) | 7.9 | 0 | C
325199 | 1011834 | 2023 | OB (Boiler, other) | PHAC_B902 | Natural Gas (Weighted U.S. Average) | Nitrous Oxide | 0.032 | 0 | C
325199 | 1011834 | 2023 | OB (Boiler, other) | PHAC_B902 | Natural Gas (Weighted U.S. Average) | Nitrous Oxide (Co2 eq) | 9.4 | 0 | C
325199 | 1011834 | 2023 | OB (Boiler, other) | PHAC_B903 | Natural Gas (Weighted U.S. Average) | Carbon Dioxide Biogenic | 0 | 0 | C
325199 | 1011834 | 2023 | OB (Boiler, other) | PHAC_B903 | Natural Gas (Weighted U.S. Average) | Carbon Dioxide Non-Biogenic | 25862.3 | 0 | C
325199 | 1011834 | 2023 | OB (Boiler, other) | PHAC_B903 | Natural Gas (Weighted U.S. Average) | Carbon Dioxide Total | 25862.3 | 0 | C
325199 | 1011834 | 2023 | OB (Boiler, other) | PHAC_B903 | Natural Gas (Weighted U.S. Average) | Methane | 0.49 | 0 | C
325199 | 1011834 | 2023 | OB (Boiler, other) | PHAC_B903 | Natural Gas (Weighted U.S. Average) | Methane (Co2 eq) | 12.2 | 0 | C
325199 | 1011834 | 2023 | OB (Boiler, other) | PHAC_B903 | Natural Gas (Weighted U.S. Average) | Nitrous Oxide | 0.049 | 0 | C
325199 | 1011834 | 2023 | OB (Boiler, other) | PHAC_B903 | Natural Gas (Weighted U.S. Average) | Nitrous Oxide (Co2 eq) | 14.5 | 0 | C
325199 | 1011834 | 2023 | OCS (Other combustion source) | PHAC_CATOXID | Natural Gas (Weighted U.S. Average) | Carbon Dioxide Biogenic | 0 | 0 | C
325199 | 1011834 | 2023 | OCS (Other combustion source) | PHAC_CATOXID | Natural Gas (Weighted U.S. Average) | Carbon Dioxide Non-Biogenic | 1397.5 | 0 | C
325199 | 1011834 | 2023 | OCS (Other combustion source) | PHAC_CATOXID | Natural Gas (Weighted U.S. Average) | Carbon Dioxide Total | 1397.5 | 0 | C
325199 | 1011834 | 2023 | OCS (Other combustion source) | PHAC_CATOXID | Natural Gas (Weighted U.S. Average) | Methane | 0.03 | 0 | C
325199 | 1011834 | 2023 | OCS (Other combustion source) | PHAC_CATOXID | Natural Gas (Weighted U.S. Average) | Methane (Co2 eq) | 0.7 | 0 | C
325199 | 1011834 | 2023 | OCS (Other combustion source) | PHAC_CATOXID | Natural Gas (Weighted U.S. Average) | Nitrous Oxide | 0.003 | 0 | C
325199 | 1011834 | 2023 | OCS (Other combustion source) | PHAC_CATOXID | Natural Gas (Weighted U.S. Average) | Nitrous Oxide (Co2 eq) | 0.8 | 0 | C
325199 | 1011834 | 2023 | SCCT (CT (Turbine, simple cycle combustion)) | PWR3_GT37 | Natural Gas (Weighted U.S. Average) | Carbon Dioxide Biogenic | 0 | 0 | C
325199 | 1011834 | 2023 | SCCT (CT (Turbine, simple cycle combustion)) | PWR3_GT37 | Natural Gas (Weighted U.S. Average) | Carbon Dioxide Non-Biogenic | 167603.6 | 0 | C
325199 | 1011834 | 2023 | SCCT (CT (Turbine, simple cycle combustion)) | PWR3_GT37 | Natural Gas (Weighted U.S. Average) | Carbon Dioxide Total | 167603.6 | 0 | C
325199 | 1011834 | 2023 | SCCT (CT (Turbine, simple cycle combustion)) | PWR3_GT37 | Natural Gas (Weighted U.S. Average) | Methane | 3.16 | 0 | C
325199 | 1011834 | 2023 | SCCT (CT (Turbine, simple cycle combustion)) | PWR3_GT37 | Natural Gas (Weighted U.S. Average) | Methane (Co2 eq) | 79 | 0 | C
325199 | 1011834 | 2023 | SCCT (CT (Turbine, simple cycle combustion)) | PWR3_GT37 | Natural Gas (Weighted U.S. Average) | Nitrous Oxide | 0.316 | 0 | C
325199 | 1011834 | 2023 | SCCT (CT (Turbine, simple cycle combustion)) | PWR3_GT37 | Natural Gas (Weighted U.S. Average) | Nitrous Oxide (Co2 eq) | 94.1 | 0 | C
325199 | 1011834 | 2023 | SCCT (CT (Turbine, simple cycle combustion)) | PWR6_GT61 | Natural Gas (Weighted U.S. Average) | Carbon Dioxide Biogenic | 0 | 0 | C
325199 | 1011834 | 2023 | SCCT (CT (Turbine, simple cycle combustion)) | PWR6_GT61 | Natural Gas (Weighted U.S. Average) | Carbon Dioxide Non-Biogenic | 276781 | 0 | C
325199 | 1011834 | 2023 | SCCT (CT (Turbine, simple cycle combustion)) | PWR6_GT61 | Natural Gas (Weighted U.S. Average) | Carbon Dioxide Total | 276781 | 0 | C
325199 | 1011834 | 2023 | SCCT (CT (Turbine, simple cycle combustion)) | PWR6_GT61 | Natural Gas (Weighted U.S. Average) | Methane | 5.22 | 0 | C
325199 | 1011834 | 2023 | SCCT (CT (Turbine, simple cycle combustion)) | PWR6_GT61 | Natural Gas (Weighted U.S. Average) | Methane (Co2 eq) | 130.4 | 0 | C
325199 | 1011834 | 2023 | SCCT (CT (Turbine, simple cycle combustion)) | PWR6_GT61 | Natural Gas (Weighted U.S. Average) | Nitrous Oxide | 0.522 | 0 | C
325199 | 1011834 | 2023 | SCCT (CT (Turbine, simple cycle combustion)) | PWR6_GT61 | Natural Gas (Weighted U.S. Average) | Nitrous Oxide (Co2 eq) | 155.4 | 0 | C
325199 | 1011834 | 2023 | SCCT (CT (Turbine, simple cycle combustion)) | PWR6_GT63 | Natural Gas (Weighted U.S. Average) | Carbon Dioxide Biogenic | 0 | 0 | C
325199 | 1011834 | 2023 | SCCT (CT (Turbine, simple cycle combustion)) | PWR6_GT63 | Natural Gas (Weighted U.S. Average) | Carbon Dioxide Non-Biogenic | 390422.5 | 0 | C
325199 | 1011834 | 2023 | SCCT (CT (Turbine, simple cycle combustion)) | PWR6_GT63 | Natural Gas (Weighted U.S. Average) | Carbon Dioxide Total | 390422.5 | 0 | C
325199 | 1011834 | 2023 | SCCT (CT (Turbine, simple cycle combustion)) | PWR6_GT63 | Natural Gas (Weighted U.S. Average) | Methane | 7.36 | 0 | C
325199 | 1011834 | 2023 | SCCT (CT (Turbine, simple cycle combustion)) | PWR6_GT63 | Natural Gas (Weighted U.S. Average) | Methane (Co2 eq) | 184 | 0 | C
325199 | 1011834 | 2023 | SCCT (CT (Turbine, simple cycle combustion)) | PWR6_GT63 | Natural Gas (Weighted U.S. Average) | Nitrous Oxide | 0.736 | 0 | C
325199 | 1011834 | 2023 | SCCT (CT (Turbine, simple cycle combustion)) | PWR6_GT63 | Natural Gas (Weighted U.S. Average) | Nitrous Oxide (Co2 eq) | 219.3 | 0 | C
325199 | 1011834 | 2023 | SCCT (CT (Turbine, simple cycle combustion)) | PWR6_GT66 | Natural Gas (Weighted U.S. Average) | Carbon Dioxide Biogenic | 0 | 0 | C
325199 | 1011834 | 2023 | SCCT (CT (Turbine, simple cycle combustion)) | PWR6_GT66 | Natural Gas (Weighted U.S. Average) | Carbon Dioxide Non-Biogenic | 0 | 0 | C
325199 | 1011834 | 2023 | SCCT (CT (Turbine, simple cycle combustion)) | PWR6_GT66 | Natural Gas (Weighted U.S. Average) | Carbon Dioxide Total | 0 | 0 | C
325199 | 1011834 | 2023 | SCCT (CT (Turbine, simple cycle combustion)) | PWR6_GT66 | Natural Gas (Weighted U.S. Average) | Methane | 0 | 0 | C
325199 | 1011834 | 2023 | SCCT (CT (Turbine, simple cycle combustion)) | PWR6_GT66 | Natural Gas (Weighted U.S. Average) | Methane (Co2 eq) | 0 | 0 | C
325199 | 1011834 | 2023 | SCCT (CT (Turbine, simple cycle combustion)) | PWR6_GT66 | Natural Gas (Weighted U.S. Average) | Nitrous Oxide | 0 | 0 | C
325199 | 1011834 | 2023 | SCCT (CT (Turbine, simple cycle combustion)) | PWR6_GT66 | Natural Gas (Weighted U.S. Average) | Nitrous Oxide (Co2 eq) | 0 | 0 | C
325199 | 1011834 | 2023 | SCCT (CT (Turbine, simple cycle combustion)) | PWR6_GT67 | Natural Gas (Weighted U.S. Average) | Carbon Dioxide Biogenic | 0 | 0 | C
325199 | 1011834 | 2023 | SCCT (CT (Turbine, simple cycle combustion)) | PWR6_GT67 | Natural Gas (Weighted U.S. Average) | Carbon Dioxide Non-Biogenic | 277596.5 | 0 | C
325199 | 1011834 | 2023 | SCCT (CT (Turbine, simple cycle combustion)) | PWR6_GT67 | Natural Gas (Weighted U.S. Average) | Carbon Dioxide Total | 277596.5 | 0 | C
325199 | 1011834 | 2023 | SCCT (CT (Turbine, simple cycle combustion)) | PWR6_GT67 | Natural Gas (Weighted U.S. Average) | Methane | 5.23 | 0 | C
325199 | 1011834 | 2023 | SCCT (CT (Turbine, simple cycle combustion)) | PWR6_GT67 | Natural Gas (Weighted U.S. Average) | Methane (Co2 eq) | 130.8 | 0 | C
325199 | 1011834 | 2023 | SCCT (CT (Turbine, simple cycle combustion)) | PWR6_GT67 | Natural Gas (Weighted U.S. Average) | Nitrous Oxide | 0.523 | 0 | C
325199 | 1011834 | 2023 | SCCT (CT (Turbine, simple cycle combustion)) | PWR6_GT67 | Natural Gas (Weighted U.S. Average) | Nitrous Oxide (Co2 eq) | 155.9 | 0 | C
325199 | 1011834 | 2023 | Petrochemical process unit | Site Oxy Mass Balance |  | Carbon Dioxide | 18278.7 |  | X
325199 | 1011834 | 2023 | Petrochemical process unit | Unit 5 Fixed Bed Oxy Mass Balance |  | Carbon Dioxide | 11995.8 |  | X
325199 | 1011834 | 2023 | F (Furnace) | VCM5_F201 | Natural Gas (Weighted U.S. Average) | Carbon Dioxide Biogenic | 0 | 0 | C
325199 | 1011834 | 2023 | F (Furnace) | VCM5_F201 | Natural Gas (Weighted U.S. Average) | Carbon Dioxide Non-Biogenic | 22682.7 | 0 | C
325199 | 1011834 | 2023 | F (Furnace) | VCM5_F201 | Natural Gas (Weighted U.S. Average) | Carbon Dioxide Total | 22682.7 | 0 | C
325199 | 1011834 | 2023 | F (Furnace) | VCM5_F201 | Natural Gas (Weighted U.S. Average) | Methane | 0.43 | 0 | C
325199 | 1011834 | 2023 | F (Furnace) | VCM5_F201 | Natural Gas (Weighted U.S. Average) | Methane (Co2 eq) | 10.7 | 0 | C
325199 | 1011834 | 2023 | F (Furnace) | VCM5_F201 | Natural Gas (Weighted U.S. Average) | Nitrous Oxide | 0.043 | 0 | C
325199 | 1011834 | 2023 | F (Furnace) | VCM5_F201 | Natural Gas (Weighted U.S. Average) | Nitrous Oxide (Co2 eq) | 12.7 | 0 | C
325199 | 1011834 | 2023 | F (Furnace) | VCM5_F202 | Natural Gas (Weighted U.S. Average) | Carbon Dioxide Biogenic | 0 | 0 | C
325199 | 1011834 | 2023 | F (Furnace) | VCM5_F202 | Natural Gas (Weighted U.S. Average) | Carbon Dioxide Non-Biogenic | 27968.9 | 0 | C
325199 | 1011834 | 2023 | F (Furnace) | VCM5_F202 | Natural Gas (Weighted U.S. Average) | Carbon Dioxide Total | 27968.9 | 0 | C
325199 | 1011834 | 2023 | F (Furnace) | VCM5_F202 | Natural Gas (Weighted U.S. Average) | Methane | 0.53 | 0 | C
325199 | 1011834 | 2023 | F (Furnace) | VCM5_F202 | Natural Gas (Weighted U.S. Average) | Methane (Co2 eq) | 13.2 | 0 | C
325199 | 1011834 | 2023 | F (Furnace) | VCM5_F202 | Natural Gas (Weighted U.S. Average) | Nitrous Oxide | 0.053 | 0 | C
325199 | 1011834 | 2023 | F (Furnace) | VCM5_F202 | Natural Gas (Weighted U.S. Average) | Nitrous Oxide (Co2 eq) | 15.7 | 0 | C
325199 | 1011834 | 2023 | F (Furnace) | VCM5_F203 | Natural Gas (Weighted U.S. Average) | Carbon Dioxide Biogenic | 0 | 0 | C
325199 | 1011834 | 2023 | F (Furnace) | VCM5_F203 | Natural Gas (Weighted U.S. Average) | Carbon Dioxide Non-Biogenic | 20624.5 | 0 | C
325199 | 1011834 | 2023 | F (Furnace) | VCM5_F203 | Natural Gas (Weighted U.S. Average) | Carbon Dioxide Total | 20624.5 | 0 | C
325199 | 1011834 | 2023 | F (Furnace) | VCM5_F203 | Natural Gas (Weighted U.S. Average) | Methane | 0.39 | 0 | C
325199 | 1011834 | 2023 | F (Furnace) | VCM5_F203 | Natural Gas (Weighted U.S. Average) | Methane (Co2 eq) | 9.7 | 0 | C
325199 | 1011834 | 2023 | F (Furnace) | VCM5_F203 | Natural Gas (Weighted U.S. Average) | Nitrous Oxide | 0.039 | 0 | C
325199 | 1011834 | 2023 | F (Furnace) | VCM5_F203 | Natural Gas (Weighted U.S. Average) | Nitrous Oxide (Co2 eq) | 11.6 | 0 | C
325199 | 1011834 | 2023 | F (Furnace) | VCM5_F204 | Natural Gas (Weighted U.S. Average) | Carbon Dioxide Biogenic | 0 | 0 | C
325199 | 1011834 | 2023 | F (Furnace) | VCM5_F204 | Natural Gas (Weighted U.S. Average) | Carbon Dioxide Non-Biogenic | 28476.5 | 0 | C
325199 | 1011834 | 2023 | F (Furnace) | VCM5_F204 | Natural Gas (Weighted U.S. Average) | Carbon Dioxide Total | 28476.5 | 0 | C
325199 | 1011834 | 2023 | F (Furnace) | VCM5_F204 | Natural Gas (Weighted U.S. Average) | Methane | 0.54 | 0 | C
325199 | 1011834 | 2023 | F (Furnace) | VCM5_F204 | Natural Gas (Weighted U.S. Average) | Methane (Co2 eq) | 13.4 | 0 | C
325199 | 1011834 | 2023 | F (Furnace) | VCM5_F204 | Natural Gas (Weighted U.S. Average) | Nitrous Oxide | 0.054 | 0 | C
325199 | 1011834 | 2023 | F (Furnace) | VCM5_F204 | Natural Gas (Weighted U.S. Average) | Nitrous Oxide (Co2 eq) | 16 | 0 | C
311224 | 1011855 | 2023 | OCS (Other combustion source) | CP-1 | Natural Gas (Weighted U.S. Average) | Carbon Dioxide Biogenic | 0 | 0 | C
311224 | 1011855 | 2023 | OCS (Other combustion source) | CP-1 | Natural Gas (Weighted U.S. Average) | Carbon Dioxide Non-Biogenic | 29796.8 | 0 | C
311224 | 1011855 | 2023 | OCS (Other combustion source) | CP-1 | Natural Gas (Weighted U.S. Average) | Carbon Dioxide Total | 29796.8 | 0 | C
311224 | 1011855 | 2023 | OCS (Other combustion source) | CP-1 | Natural Gas (Weighted U.S. Average) | Methane | 0.56 | 0 | C
311224 | 1011855 | 2023 | OCS (Other combustion source) | CP-1 | Natural Gas (Weighted U.S. Average) | Methane (Co2 eq) | 14 | 0 | C
311224 | 1011855 | 2023 | OCS (Other combustion source) | CP-1 | Natural Gas (Weighted U.S. Average) | Nitrous Oxide | 0.056 | 0 | C
311224 | 1011855 | 2023 | OCS (Other combustion source) | CP-1 | Natural Gas (Weighted U.S. Average) | Nitrous Oxide (Co2 eq) | 16.7 | 0 | C
325211 | 1011859 | 2023 |  | CP-01 | Natural Gas (Weighted U.S. Average) | Carbon Dioxide Biogenic | 0 | 599157000 | C
325211 | 1011859 | 2023 |  | CP-01 | Natural Gas (Weighted U.S. Average) | Carbon Dioxide Non-Biogenic | 32617.8 | 599157000 | C
325211 | 1011859 | 2023 |  | CP-01 | Natural Gas (Weighted U.S. Average) | Carbon Dioxide Total | 32617.8 | 599157000 | C
325211 | 1011859 | 2023 |  | CP-01 | Natural Gas (Weighted U.S. Average) | Methane | 0.61 | 599157000 | C
325211 | 1011859 | 2023 |  | CP-01 | Natural Gas (Weighted U.S. Average) | Methane (Co2 eq) | 15.4 | 599157000 | C
325211 | 1011859 | 2023 |  | CP-01 | Natural Gas (Weighted U.S. Average) | Nitrous Oxide | 0.061 | 599157000 | C
325211 | 1011859 | 2023 |  | CP-01 | Natural Gas (Weighted U.S. Average) | Nitrous Oxide (Co2 eq) | 18.3 | 599157000 | C
325211 | 1011859 | 2023 | OCS (Other combustion source) | D2 CATOX | Pentanes Plus | Carbon Dioxide Biogenic | 0 | 11136 | C
325211 | 1011859 | 2023 | OCS (Other combustion source) | D2 CATOX | Pentanes Plus | Carbon Dioxide Non-Biogenic | 85.8 | 11136 | C
325211 | 1011859 | 2023 | OCS (Other combustion source) | D2 CATOX | Pentanes Plus | Carbon Dioxide Total | 85.8 | 11136 | C
325211 | 1011859 | 2023 | OCS (Other combustion source) | D2 CATOX | Pentanes Plus | Methane | 0 | 11136 | C
325211 | 1011859 | 2023 | OCS (Other combustion source) | D2 CATOX | Pentanes Plus | Methane (Co2 eq) | 0.1 | 11136 | C
325211 | 1011859 | 2023 | OCS (Other combustion source) | D2 CATOX | Pentanes Plus | Nitrous Oxide | 0.001 | 11136 | C
325211 | 1011859 | 2023 | OCS (Other combustion source) | D2 CATOX | Pentanes Plus | Nitrous Oxide (Co2 eq) | 0.2 | 11136 | C
325211 | 1011859 | 2023 |  | GP-01 | Pentanes Plus | Carbon Dioxide Biogenic | 0 | 103643 | C
325211 | 1011859 | 2023 |  | GP-01 | Pentanes Plus | Carbon Dioxide Non-Biogenic | 798.3 | 103643 | C
325211 | 1011859 | 2023 |  | GP-01 | Pentanes Plus | Carbon Dioxide Total | 798.3 | 103643 | C
325211 | 1011859 | 2023 |  | GP-01 | Pentanes Plus | Methane | 0.03 | 103643 | C
325211 | 1011859 | 2023 |  | GP-01 | Pentanes Plus | Methane (Co2 eq) | 0.9 | 103643 | C
325211 | 1011859 | 2023 |  | GP-01 | Pentanes Plus | Nitrous Oxide | 0.007 | 103643 | C
325211 | 1011859 | 2023 |  | GP-01 | Pentanes Plus | Nitrous Oxide (Co2 eq) | 2 | 103643 | C
325120 | 1011900 | 2023 |  | GP-Heaters and Pressure Washer | Natural Gas (Weighted U.S. Average) | Carbon Dioxide Biogenic | 0 | 0 | C
325120 | 1011900 | 2023 |  | GP-Heaters and Pressure Washer | Natural Gas (Weighted U.S. Average) | Carbon Dioxide Non-Biogenic | 175.5 | 0 | C
325120 | 1011900 | 2023 |  | GP-Heaters and Pressure Washer | Natural Gas (Weighted U.S. Average) | Carbon Dioxide Total | 175.5 | 0 | C
325120 | 1011900 | 2023 |  | GP-Heaters and Pressure Washer | Natural Gas (Weighted U.S. Average) | Methane | 0 | 0 | C
325120 | 1011900 | 2023 |  | GP-Heaters and Pressure Washer | Natural Gas (Weighted U.S. Average) | Methane (Co2 eq) | 0.1 | 0 | C
325120 | 1011900 | 2023 |  | GP-Heaters and Pressure Washer | Natural Gas (Weighted U.S. Average) | Nitrous Oxide | 0 | 0 | C
325120 | 1011900 | 2023 |  | GP-Heaters and Pressure Washer | Natural Gas (Weighted U.S. Average) | Nitrous Oxide (Co2 eq) | 0.1 | 0 | C
325199 | 1011907 | 2023 |  | GP-1 | Natural Gas (Weighted U.S. Average) | Carbon Dioxide Biogenic | 0 | 0 | C
325199 | 1011907 | 2023 |  | GP-1 | Natural Gas (Weighted U.S. Average) | Carbon Dioxide Non-Biogenic | 43644.6 | 0 | C
325199 | 1011907 | 2023 |  | GP-1 | Natural Gas (Weighted U.S. Average) | Carbon Dioxide Total | 43644.6 | 0 | C
325199 | 1011907 | 2023 |  | GP-1 | Natural Gas (Weighted U.S. Average) | Methane | 0.82 | 0 | C
325199 | 1011907 | 2023 |  | GP-1 | Natural Gas (Weighted U.S. Average) | Methane (Co2 eq) | 20.6 | 0 | C
325199 | 1011907 | 2023 |  | GP-1 | Natural Gas (Weighted U.S. Average) | Nitrous Oxide | 0.082 | 0 | C
325199 | 1011907 | 2023 |  | GP-1 | Natural Gas (Weighted U.S. Average) | Nitrous Oxide (Co2 eq) | 24.5 | 0 | C
325199 | 1011907 | 2023 | Petrochemical process unit | Methanol Process Unit |  | Carbon Dioxide | 19839.1 |  | X
311224 | 1011961 | 2023 | OCS (Other combustion source) | CP-1 | Natural Gas (Weighted U.S. Average) | Carbon Dioxide Biogenic | 0 | 0 | C
311224 | 1011961 | 2023 | OCS (Other combustion source) | CP-1 | Natural Gas (Weighted U.S. Average) | Carbon Dioxide Non-Biogenic | 62030.9 | 0 | C
311224 | 1011961 | 2023 | OCS (Other combustion source) | CP-1 | Natural Gas (Weighted U.S. Average) | Carbon Dioxide Total | 62030.9 | 0 | C
311224 | 1011961 | 2023 | OCS (Other combustion source) | CP-1 | Natural Gas (Weighted U.S. Average) | Methane | 1.17 | 0 | C
311224 | 1011961 | 2023 | OCS (Other combustion source) | CP-1 | Natural Gas (Weighted U.S. Average) | Methane (Co2 eq) | 29.2 | 0 | C
311224 | 1011961 | 2023 | OCS (Other combustion source) | CP-1 | Natural Gas (Weighted U.S. Average) | Nitrous Oxide | 0.117 | 0 | C
311224 | 1011961 | 2023 | OCS (Other combustion source) | CP-1 | Natural Gas (Weighted U.S. Average) | Nitrous Oxide (Co2 eq) | 34.8 | 0 | C
311224 | 1011961 | 2023 | OCS (Other combustion source) | GP-1 | Distillate Fuel Oil No. 2 | Carbon Dioxide Biogenic | 0 | 0 | C
311224 | 1011961 | 2023 | OCS (Other combustion source) | GP-1 | Distillate Fuel Oil No. 2 | Carbon Dioxide Non-Biogenic | 480.7 | 0 | C
311224 | 1011961 | 2023 | OCS (Other combustion source) | GP-1 | Distillate Fuel Oil No. 2 | Carbon Dioxide Total | 480.7 | 0 | C
311224 | 1011961 | 2023 | OCS (Other combustion source) | GP-1 | Distillate Fuel Oil No. 2 | Methane | 0.02 | 0 | C
311224 | 1011961 | 2023 | OCS (Other combustion source) | GP-1 | Distillate Fuel Oil No. 2 | Methane (Co2 eq) | 0.5 | 0 | C
311224 | 1011961 | 2023 | OCS (Other combustion source) | GP-1 | Distillate Fuel Oil No. 2 | Nitrous Oxide | 0.004 | 0 | C
311224 | 1011961 | 2023 | OCS (Other combustion source) | GP-1 | Distillate Fuel Oil No. 2 | Nitrous Oxide (Co2 eq) | 1.2 | 0 | C
311423 | 1011964 | 2023 |  | GP-Rexburg ID Combustion | Natural Gas (Weighted U.S. Average) | Carbon Dioxide Biogenic | 0 | 0 | C
311423 | 1011964 | 2023 |  | GP-Rexburg ID Combustion | Natural Gas (Weighted U.S. Average) | Carbon Dioxide Non-Biogenic | 48458.4 | 0 | C
311423 | 1011964 | 2023 |  | GP-Rexburg ID Combustion | Natural Gas (Weighted U.S. Average) | Carbon Dioxide Total | 48458.4 | 0 | C
311423 | 1011964 | 2023 |  | GP-Rexburg ID Combustion | Natural Gas (Weighted U.S. Average) | Methane | 0.91 | 0 | C
311423 | 1011964 | 2023 |  | GP-Rexburg ID Combustion | Natural Gas (Weighted U.S. Average) | Methane (Co2 eq) | 22.8 | 0 | C
311423 | 1011964 | 2023 |  | GP-Rexburg ID Combustion | Natural Gas (Weighted U.S. Average) | Nitrous Oxide | 0.091 | 0 | C
311423 | 1011964 | 2023 |  | GP-Rexburg ID Combustion | Natural Gas (Weighted U.S. Average) | Nitrous Oxide (Co2 eq) | 27.2 | 0 | C
311615 | 1011973 | 2023 |  | CP-Boilers | Natural Gas (Weighted U.S. Average) | Carbon Dioxide Biogenic | 0 | 0 | C
311615 | 1011973 | 2023 |  | CP-Boilers | Natural Gas (Weighted U.S. Average) | Carbon Dioxide Non-Biogenic | 7492.8 | 0 | C
311615 | 1011973 | 2023 |  | CP-Boilers | Natural Gas (Weighted U.S. Average) | Carbon Dioxide Total | 7492.8 | 0 | C
311615 | 1011973 | 2023 |  | CP-Boilers | Natural Gas (Weighted U.S. Average) | Methane | 0.14 | 0 | C
311615 | 1011973 | 2023 |  | CP-Boilers | Natural Gas (Weighted U.S. Average) | Methane (Co2 eq) | 3.5 | 0 | C
311615 | 1011973 | 2023 |  | CP-Boilers | Natural Gas (Weighted U.S. Average) | Nitrous Oxide | 0.014 | 0 | C
311615 | 1011973 | 2023 |  | CP-Boilers | Natural Gas (Weighted U.S. Average) | Nitrous Oxide (Co2 eq) | 4.2 | 0 | C
311615 | 1011973 | 2023 |  | GP- Diesel Engines | Distillate Fuel Oil No. 2 | Carbon Dioxide Biogenic | 0 | 487.61 | C
311615 | 1011973 | 2023 |  | GP- Diesel Engines | Distillate Fuel Oil No. 2 | Carbon Dioxide Non-Biogenic | 5 | 487.61 | C
311615 | 1011973 | 2023 |  | GP- Diesel Engines | Distillate Fuel Oil No. 2 | Carbon Dioxide Total | 5 | 487.61 | C
311615 | 1011973 | 2023 |  | GP- Diesel Engines | Distillate Fuel Oil No. 2 | Methane | 0 | 487.61 | C
311615 | 1011973 | 2023 |  | GP- Diesel Engines | Distillate Fuel Oil No. 2 | Methane (Co2 eq) | 0 | 487.61 | C
311615 | 1011973 | 2023 |  | GP- Diesel Engines | Distillate Fuel Oil No. 2 | Nitrous Oxide | 0 | 487.61 | C
311615 | 1011973 | 2023 |  | GP- Diesel Engines | Distillate Fuel Oil No. 2 | Nitrous Oxide (Co2 eq) | 0 | 487.61 | C
325211 | 1011974 | 2023 |  | GP-1 | Natural Gas (Weighted U.S. Average) | Carbon Dioxide Biogenic | 0 | 0 | C
325211 | 1011974 | 2023 |  | GP-1 | Natural Gas (Weighted U.S. Average) | Carbon Dioxide Non-Biogenic | 25358.3 | 0 | C
325211 | 1011974 | 2023 |  | GP-1 | Natural Gas (Weighted U.S. Average) | Carbon Dioxide Total | 25358.3 | 0 | C
325211 | 1011974 | 2023 |  | GP-1 | Natural Gas (Weighted U.S. Average) | Methane | 0.48 | 0 | C
325211 | 1011974 | 2023 |  | GP-1 | Natural Gas (Weighted U.S. Average) | Methane (Co2 eq) | 11.9 | 0 | C
325211 | 1011974 | 2023 |  | GP-1 | Natural Gas (Weighted U.S. Average) | Nitrous Oxide | 0.048 | 0 | C
325211 | 1011974 | 2023 |  | GP-1 | Natural Gas (Weighted U.S. Average) | Nitrous Oxide (Co2 eq) | 14.3 | 0 | C
322120 | 1011979 | 2023 |  | CP-1 | Natural Gas (Weighted U.S. Average) | Carbon Dioxide Biogenic | 0 | 0 | C
322120 | 1011979 | 2023 |  | CP-1 | Natural Gas (Weighted U.S. Average) | Carbon Dioxide Non-Biogenic | 106539.4 | 0 | C
322120 | 1011979 | 2023 |  | CP-1 | Natural Gas (Weighted U.S. Average) | Carbon Dioxide Total | 106539.4 | 0 | C
322120 | 1011979 | 2023 |  | CP-1 | Natural Gas (Weighted U.S. Average) | Methane | 2.01 | 0 | C
322120 | 1011979 | 2023 |  | CP-1 | Natural Gas (Weighted U.S. Average) | Methane (Co2 eq) | 50.2 | 0 | C
322120 | 1011979 | 2023 |  | CP-1 | Natural Gas (Weighted U.S. Average) | Nitrous Oxide | 0.201 | 0 | C
322120 | 1011979 | 2023 |  | CP-1 | Natural Gas (Weighted U.S. Average) | Nitrous Oxide (Co2 eq) | 59.8 | 0 | C
311224 | 1011980 | 2023 |  | GP-001 | Distillate Fuel Oil No. 2 | Carbon Dioxide Biogenic | 0 | 303.6 | C
311224 | 1011980 | 2023 |  | GP-001 | Distillate Fuel Oil No. 2 | Carbon Dioxide Non-Biogenic | 3.1 | 303.6 | C
311224 | 1011980 | 2023 |  | GP-001 | Distillate Fuel Oil No. 2 | Carbon Dioxide Total | 3.1 | 303.6 | C
311224 | 1011980 | 2023 |  | GP-001 | Distillate Fuel Oil No. 2 | Methane | 0 | 303.6 | C
311224 | 1011980 | 2023 |  | GP-001 | Distillate Fuel Oil No. 2 | Methane (Co2 eq) | 0 | 303.6 | C
311224 | 1011980 | 2023 |  | GP-001 | Distillate Fuel Oil No. 2 | Nitrous Oxide | 0 | 303.6 | C
311224 | 1011980 | 2023 |  | GP-001 | Distillate Fuel Oil No. 2 | Nitrous Oxide (Co2 eq) | 0 | 303.6 | C
311224 | 1011980 | 2023 |  | GP-001 | Natural Gas (Weighted U.S. Average) | Carbon Dioxide Biogenic | 0 | 0 | C
311224 | 1011980 | 2023 |  | GP-001 | Natural Gas (Weighted U.S. Average) | Carbon Dioxide Non-Biogenic | 30338.5 | 0 | C
311224 | 1011980 | 2023 |  | GP-001 | Natural Gas (Weighted U.S. Average) | Carbon Dioxide Total | 30338.5 | 0 | C
311224 | 1011980 | 2023 |  | GP-001 | Natural Gas (Weighted U.S. Average) | Methane | 0.57 | 0 | C
311224 | 1011980 | 2023 |  | GP-001 | Natural Gas (Weighted U.S. Average) | Methane (Co2 eq) | 14.3 | 0 | C
311224 | 1011980 | 2023 |  | GP-001 | Natural Gas (Weighted U.S. Average) | Nitrous Oxide | 0.057 | 0 | C
311224 | 1011980 | 2023 |  | GP-001 | Natural Gas (Weighted U.S. Average) | Nitrous Oxide (Co2 eq) | 17 | 0 | C
311615 | 1012009 | 2023 |  | CP- Fire Pump | Distillate Fuel Oil No. 2 | Carbon Dioxide Biogenic | 0 | 500 | C
311615 | 1012009 | 2023 |  | CP- Fire Pump | Distillate Fuel Oil No. 2 | Carbon Dioxide Non-Biogenic | 5.1 | 500 | C
311615 | 1012009 | 2023 |  | CP- Fire Pump | Distillate Fuel Oil No. 2 | Carbon Dioxide Total | 5.1 | 500 | C
311615 | 1012009 | 2023 |  | CP- Fire Pump | Distillate Fuel Oil No. 2 | Methane | 0 | 500 | C
311615 | 1012009 | 2023 |  | CP- Fire Pump | Distillate Fuel Oil No. 2 | Methane (Co2 eq) | 0 | 500 | C
311615 | 1012009 | 2023 |  | CP- Fire Pump | Distillate Fuel Oil No. 2 | Nitrous Oxide | 0 | 500 | C
311615 | 1012009 | 2023 |  | CP- Fire Pump | Distillate Fuel Oil No. 2 | Nitrous Oxide (Co2 eq) | 0 | 500 | C
311615 | 1012009 | 2023 |  | CP-Boilers | Natural Gas (Weighted U.S. Average) | Carbon Dioxide Biogenic | 0 | 0 | C
311615 | 1012009 | 2023 |  | CP-Boilers | Natural Gas (Weighted U.S. Average) | Carbon Dioxide Non-Biogenic | 6426.9 | 0 | C
311615 | 1012009 | 2023 |  | CP-Boilers | Natural Gas (Weighted U.S. Average) | Carbon Dioxide Total | 6426.9 | 0 | C
311615 | 1012009 | 2023 |  | CP-Boilers | Natural Gas (Weighted U.S. Average) | Methane | 0.12 | 0 | C
311615 | 1012009 | 2023 |  | CP-Boilers | Natural Gas (Weighted U.S. Average) | Methane (Co2 eq) | 3 | 0 | C
311615 | 1012009 | 2023 |  | CP-Boilers | Natural Gas (Weighted U.S. Average) | Nitrous Oxide | 0.012 | 0 | C
311615 | 1012009 | 2023 |  | CP-Boilers | Natural Gas (Weighted U.S. Average) | Nitrous Oxide (Co2 eq) | 3.6 | 0 | C
311615 | 1012009 | 2023 |  | CP-Boilers | Propane | Carbon Dioxide Biogenic | 0 | 9000 | C
311615 | 1012009 | 2023 |  | CP-Boilers | Propane | Carbon Dioxide Non-Biogenic | 51.5 | 9000 | C
311615 | 1012009 | 2023 |  | CP-Boilers | Propane | Carbon Dioxide Total | 51.5 | 9000 | C
311615 | 1012009 | 2023 |  | CP-Boilers | Propane | Methane | 0 | 9000 | C
311615 | 1012009 | 2023 |  | CP-Boilers | Propane | Methane (Co2 eq) | 0.1 | 9000 | C
311615 | 1012009 | 2023 |  | CP-Boilers | Propane | Nitrous Oxide | 0 | 9000 | C
311615 | 1012009 | 2023 |  | CP-Boilers | Propane | Nitrous Oxide (Co2 eq) | 0.1 | 9000 | C
322130 | 1012019 | 2023 |  | GP-01 | Natural Gas (Weighted U.S. Average) | Carbon Dioxide Biogenic | 0 | 0 | C
322130 | 1012019 | 2023 |  | GP-01 | Natural Gas (Weighted U.S. Average) | Carbon Dioxide Non-Biogenic | 7345.7 | 0 | C
322130 | 1012019 | 2023 |  | GP-01 | Natural Gas (Weighted U.S. Average) | Carbon Dioxide Total | 7345.7 | 0 | C
322130 | 1012019 | 2023 |  | GP-01 | Natural Gas (Weighted U.S. Average) | Methane | 0.14 | 0 | C
322130 | 1012019 | 2023 |  | GP-01 | Natural Gas (Weighted U.S. Average) | Methane (Co2 eq) | 3.5 | 0 | C
322130 | 1012019 | 2023 |  | GP-01 | Natural Gas (Weighted U.S. Average) | Nitrous Oxide | 0.014 | 0 | C
322130 | 1012019 | 2023 |  | GP-01 | Natural Gas (Weighted U.S. Average) | Nitrous Oxide (Co2 eq) | 4.1 | 0 | C
325193 | 1012089 | 2023 |  | GP-Multiple Units | Natural Gas (Weighted U.S. Average) | Carbon Dioxide Biogenic | 0 | 0 | C
325193 | 1012089 | 2023 |  | GP-Multiple Units | Natural Gas (Weighted U.S. Average) | Carbon Dioxide Non-Biogenic | 40527 | 0 | C
325193 | 1012089 | 2023 |  | GP-Multiple Units | Natural Gas (Weighted U.S. Average) | Carbon Dioxide Total | 40527 | 0 | C
325193 | 1012089 | 2023 |  | GP-Multiple Units | Natural Gas (Weighted U.S. Average) | Methane | 0.76 | 0 | C
325193 | 1012089 | 2023 |  | GP-Multiple Units | Natural Gas (Weighted U.S. Average) | Methane (Co2 eq) | 19.1 | 0 | C
325193 | 1012089 | 2023 |  | GP-Multiple Units | Natural Gas (Weighted U.S. Average) | Nitrous Oxide | 0.076 | 0 | C
325193 | 1012089 | 2023 |  | GP-Multiple Units | Natural Gas (Weighted U.S. Average) | Nitrous Oxide (Co2 eq) | 22.8 | 0 | C
311421 | 1012094 | 2023 |  | CP-Boilers | Natural Gas (Weighted U.S. Average) | Carbon Dioxide Biogenic | 0 | 0 | C
311421 | 1012094 | 2023 |  | CP-Boilers | Natural Gas (Weighted U.S. Average) | Carbon Dioxide Non-Biogenic | 37438.5 | 0 | C
311421 | 1012094 | 2023 |  | CP-Boilers | Natural Gas (Weighted U.S. Average) | Carbon Dioxide Total | 37438.5 | 0 | C
311421 | 1012094 | 2023 |  | CP-Boilers | Natural Gas (Weighted U.S. Average) | Methane | 0.71 | 0 | C
311421 | 1012094 | 2023 |  | CP-Boilers | Natural Gas (Weighted U.S. Average) | Methane (Co2 eq) | 17.6 | 0 | C
311421 | 1012094 | 2023 |  | CP-Boilers | Natural Gas (Weighted U.S. Average) | Nitrous Oxide | 0.071 | 0 | C
311421 | 1012094 | 2023 |  | CP-Boilers | Natural Gas (Weighted U.S. Average) | Nitrous Oxide (Co2 eq) | 21 | 0 | C
311611 | 1012111 | 2023 |  | CP-Natural Gas | Natural Gas (Weighted U.S. Average) | Carbon Dioxide Biogenic | 0 | 0 | C
311611 | 1012111 | 2023 |  | CP-Natural Gas | Natural Gas (Weighted U.S. Average) | Carbon Dioxide Non-Biogenic | 30806 | 0 | C
311611 | 1012111 | 2023 |  | CP-Natural Gas | Natural Gas (Weighted U.S. Average) | Carbon Dioxide Total | 30806 | 0 | C
311611 | 1012111 | 2023 |  | CP-Natural Gas | Natural Gas (Weighted U.S. Average) | Methane | 0.58 | 0 | C
311611 | 1012111 | 2023 |  | CP-Natural Gas | Natural Gas (Weighted U.S. Average) | Methane (Co2 eq) | 14.5 | 0 | C
311611 | 1012111 | 2023 |  | CP-Natural Gas | Natural Gas (Weighted U.S. Average) | Nitrous Oxide | 0.058 | 0 | C
311611 | 1012111 | 2023 |  | CP-Natural Gas | Natural Gas (Weighted U.S. Average) | Nitrous Oxide (Co2 eq) | 17.3 | 0 | C
322120 | 1012181 | 2023 |  | GP-01 | Natural Gas (Weighted U.S. Average) | Carbon Dioxide Biogenic | 0 | 0 | C
322120 | 1012181 | 2023 |  | GP-01 | Natural Gas (Weighted U.S. Average) | Carbon Dioxide Non-Biogenic | 36357 | 0 | C
322120 | 1012181 | 2023 |  | GP-01 | Natural Gas (Weighted U.S. Average) | Carbon Dioxide Total | 36357 | 0 | C
322120 | 1012181 | 2023 |  | GP-01 | Natural Gas (Weighted U.S. Average) | Methane | 0.69 | 0 | C
322120 | 1012181 | 2023 |  | GP-01 | Natural Gas (Weighted U.S. Average) | Methane (Co2 eq) | 17.1 | 0 | C
322120 | 1012181 | 2023 |  | GP-01 | Natural Gas (Weighted U.S. Average) | Nitrous Oxide | 0.069 | 0 | C
322120 | 1012181 | 2023 |  | GP-01 | Natural Gas (Weighted U.S. Average) | Nitrous Oxide (Co2 eq) | 20.4 | 0 | C
311919 | 1012380 | 2023 |  | GP-1 natural gas units | Natural Gas (Weighted U.S. Average) | Carbon Dioxide Biogenic | 0 | 0 | C
311919 | 1012380 | 2023 |  | GP-1 natural gas units | Natural Gas (Weighted U.S. Average) | Carbon Dioxide Non-Biogenic | 26807.1 | 0 | C
311919 | 1012380 | 2023 |  | GP-1 natural gas units | Natural Gas (Weighted U.S. Average) | Carbon Dioxide Total | 26807.1 | 0 | C
311919 | 1012380 | 2023 |  | GP-1 natural gas units | Natural Gas (Weighted U.S. Average) | Methane | 0.51 | 0 | C
311919 | 1012380 | 2023 |  | GP-1 natural gas units | Natural Gas (Weighted U.S. Average) | Methane (Co2 eq) | 12.6 | 0 | C
311919 | 1012380 | 2023 |  | GP-1 natural gas units | Natural Gas (Weighted U.S. Average) | Nitrous Oxide | 0.051 | 0 | C
311919 | 1012380 | 2023 |  | GP-1 natural gas units | Natural Gas (Weighted U.S. Average) | Nitrous Oxide (Co2 eq) | 15.1 | 0 | C
311514 | 1012424 | 2023 |  | GP-Continental Dairy Facilities LLC | Natural Gas (Weighted U.S. Average) | Carbon Dioxide Biogenic | 0 | 0 | C
311514 | 1012424 | 2023 |  | GP-Continental Dairy Facilities LLC | Natural Gas (Weighted U.S. Average) | Carbon Dioxide Non-Biogenic | 49467.8 | 0 | C
311514 | 1012424 | 2023 |  | GP-Continental Dairy Facilities LLC | Natural Gas (Weighted U.S. Average) | Carbon Dioxide Total | 49467.8 | 0 | C
311514 | 1012424 | 2023 |  | GP-Continental Dairy Facilities LLC | Natural Gas (Weighted U.S. Average) | Methane | 0.93 | 0 | C
311514 | 1012424 | 2023 |  | GP-Continental Dairy Facilities LLC | Natural Gas (Weighted U.S. Average) | Methane (Co2 eq) | 23.3 | 0 | C
311514 | 1012424 | 2023 |  | GP-Continental Dairy Facilities LLC | Natural Gas (Weighted U.S. Average) | Nitrous Oxide | 0.093 | 0 | C
311514 | 1012424 | 2023 |  | GP-Continental Dairy Facilities LLC | Natural Gas (Weighted U.S. Average) | Nitrous Oxide (Co2 eq) | 27.8 | 0 | C
311221 | 1012516 | 2023 | S (Stoker Boiler) | Keeler Boiler/ES-62C | Bituminous | Carbon Dioxide Biogenic | 0 | 5582.3 | C
311221 | 1012516 | 2023 | S (Stoker Boiler) | Keeler Boiler/ES-62C | Bituminous | Carbon Dioxide Non-Biogenic | 14781.6 | 5582.3 | C
311221 | 1012516 | 2023 | S (Stoker Boiler) | Keeler Boiler/ES-62C | Bituminous | Carbon Dioxide Total | 14781.6 | 5582.3 | C
311221 | 1012516 | 2023 | S (Stoker Boiler) | Keeler Boiler/ES-62C | Bituminous | Methane | 1.77 | 5582.3 | C
311221 | 1012516 | 2023 | S (Stoker Boiler) | Keeler Boiler/ES-62C | Bituminous | Methane (Co2 eq) | 44.4 | 5582.3 | C
311221 | 1012516 | 2023 | S (Stoker Boiler) | Keeler Boiler/ES-62C | Bituminous | Nitrous Oxide | 0.258 | 5582.3 | C
311221 | 1012516 | 2023 | S (Stoker Boiler) | Keeler Boiler/ES-62C | Bituminous | Nitrous Oxide (Co2 eq) | 76.9 | 5582.3 | C
311221 | 1012516 | 2023 | S (Stoker Boiler) | Keeler Boiler/ES-62C | Natural Gas (Weighted U.S. Average) | Carbon Dioxide Biogenic | 0 | 0 | C
311221 | 1012516 | 2023 | S (Stoker Boiler) | Keeler Boiler/ES-62C | Natural Gas (Weighted U.S. Average) | Carbon Dioxide Non-Biogenic | 1525.7 | 0 | C
311221 | 1012516 | 2023 | S (Stoker Boiler) | Keeler Boiler/ES-62C | Natural Gas (Weighted U.S. Average) | Carbon Dioxide Total | 1525.7 | 0 | C
311221 | 1012516 | 2023 | S (Stoker Boiler) | Keeler Boiler/ES-62C | Natural Gas (Weighted U.S. Average) | Methane | 0.03 | 0 | C
311221 | 1012516 | 2023 | S (Stoker Boiler) | Keeler Boiler/ES-62C | Natural Gas (Weighted U.S. Average) | Methane (Co2 eq) | 0.7 | 0 | C
311221 | 1012516 | 2023 | S (Stoker Boiler) | Keeler Boiler/ES-62C | Natural Gas (Weighted U.S. Average) | Nitrous Oxide | 0.003 | 0 | C
311221 | 1012516 | 2023 | S (Stoker Boiler) | Keeler Boiler/ES-62C | Natural Gas (Weighted U.S. Average) | Nitrous Oxide (Co2 eq) | 0.9 | 0 | C
311221 | 1012516 | 2023 | S (Stoker Boiler) | Keeler Boiler/ES-62C | Wood and Wood Residuals (dry basis) | Carbon Dioxide Biogenic | 81813.7 | 49292.1 | C
311221 | 1012516 | 2023 | S (Stoker Boiler) | Keeler Boiler/ES-62C | Wood and Wood Residuals (dry basis) | Carbon Dioxide Non-Biogenic | 0 | 49292.1 | C
311221 | 1012516 | 2023 | S (Stoker Boiler) | Keeler Boiler/ES-62C | Wood and Wood Residuals (dry basis) | Carbon Dioxide Total | 81813.7 | 49292.1 | C
311221 | 1012516 | 2023 | S (Stoker Boiler) | Keeler Boiler/ES-62C | Wood and Wood Residuals (dry basis) | Methane | 5.93 | 49292.1 | C
311221 | 1012516 | 2023 | S (Stoker Boiler) | Keeler Boiler/ES-62C | Wood and Wood Residuals (dry basis) | Methane (Co2 eq) | 148.2 | 49292.1 | C
311221 | 1012516 | 2023 | S (Stoker Boiler) | Keeler Boiler/ES-62C | Wood and Wood Residuals (dry basis) | Nitrous Oxide | 2.963 | 49292.1 | C
311221 | 1012516 | 2023 | S (Stoker Boiler) | Keeler Boiler/ES-62C | Wood and Wood Residuals (dry basis) | Nitrous Oxide (Co2 eq) | 883.1 | 49292.1 | C
311221 | 1012516 | 2023 | S (Stoker Boiler) | SCS Boiler/ES-62F | Natural Gas (Weighted U.S. Average) | Carbon Dioxide Biogenic | 0 | 0 | C
311221 | 1012516 | 2023 | S (Stoker Boiler) | SCS Boiler/ES-62F | Natural Gas (Weighted U.S. Average) | Carbon Dioxide Non-Biogenic | 5136.5 | 0 | C
311221 | 1012516 | 2023 | S (Stoker Boiler) | SCS Boiler/ES-62F | Natural Gas (Weighted U.S. Average) | Carbon Dioxide Total | 5136.5 | 0 | C
311221 | 1012516 | 2023 | S (Stoker Boiler) | SCS Boiler/ES-62F | Natural Gas (Weighted U.S. Average) | Methane | 0.1 | 0 | C
311221 | 1012516 | 2023 | S (Stoker Boiler) | SCS Boiler/ES-62F | Natural Gas (Weighted U.S. Average) | Methane (Co2 eq) | 2.4 | 0 | C
311221 | 1012516 | 2023 | S (Stoker Boiler) | SCS Boiler/ES-62F | Natural Gas (Weighted U.S. Average) | Nitrous Oxide | 0.01 | 0 | C
311221 | 1012516 | 2023 | S (Stoker Boiler) | SCS Boiler/ES-62F | Natural Gas (Weighted U.S. Average) | Nitrous Oxide (Co2 eq) | 2.9 | 0 | C
311221 | 1012516 | 2023 | S (Stoker Boiler) | SCS Boiler/ES-62F | Wood and Wood Residuals (dry basis) | Carbon Dioxide Biogenic | 106912.8 | 68174.9 | C
311221 | 1012516 | 2023 | S (Stoker Boiler) | SCS Boiler/ES-62F | Wood and Wood Residuals (dry basis) | Carbon Dioxide Non-Biogenic | 0 | 68174.9 | C
311221 | 1012516 | 2023 | S (Stoker Boiler) | SCS Boiler/ES-62F | Wood and Wood Residuals (dry basis) | Carbon Dioxide Total | 106912.8 | 68174.9 | C
311221 | 1012516 | 2023 | S (Stoker Boiler) | SCS Boiler/ES-62F | Wood and Wood Residuals (dry basis) | Methane | 8.21 | 68174.9 | C
311221 | 1012516 | 2023 | S (Stoker Boiler) | SCS Boiler/ES-62F | Wood and Wood Residuals (dry basis) | Methane (Co2 eq) | 205.2 | 68174.9 | C
311221 | 1012516 | 2023 | S (Stoker Boiler) | SCS Boiler/ES-62F | Wood and Wood Residuals (dry basis) | Nitrous Oxide | 4.103 | 68174.9 | C
311221 | 1012516 | 2023 | S (Stoker Boiler) | SCS Boiler/ES-62F | Wood and Wood Residuals (dry basis) | Nitrous Oxide (Co2 eq) | 1222.8 | 68174.9 | C
311221 | 1012516 | 2023 | PRH (Process Heater) | Starch Dryer/ES-31 | Natural Gas (Weighted U.S. Average) | Carbon Dioxide Biogenic | 0 | 0 | C
311221 | 1012516 | 2023 | PRH (Process Heater) | Starch Dryer/ES-31 | Natural Gas (Weighted U.S. Average) | Carbon Dioxide Non-Biogenic | 2353.5 | 0 | C
311221 | 1012516 | 2023 | PRH (Process Heater) | Starch Dryer/ES-31 | Natural Gas (Weighted U.S. Average) | Carbon Dioxide Total | 2353.5 | 0 | C
311221 | 1012516 | 2023 | PRH (Process Heater) | Starch Dryer/ES-31 | Natural Gas (Weighted U.S. Average) | Methane | 0.04 | 0 | C
311221 | 1012516 | 2023 | PRH (Process Heater) | Starch Dryer/ES-31 | Natural Gas (Weighted U.S. Average) | Methane (Co2 eq) | 1.1 | 0 | C
311221 | 1012516 | 2023 | PRH (Process Heater) | Starch Dryer/ES-31 | Natural Gas (Weighted U.S. Average) | Nitrous Oxide | 0.004 | 0 | C
311221 | 1012516 | 2023 | PRH (Process Heater) | Starch Dryer/ES-31 | Natural Gas (Weighted U.S. Average) | Nitrous Oxide (Co2 eq) | 1.3 | 0 | C
311513 | 1012554 | 2023 |  | GP-Boilers | Natural Gas (Weighted U.S. Average) | Carbon Dioxide Biogenic | 0 | 410914221 | C
311513 | 1012554 | 2023 |  | GP-Boilers | Natural Gas (Weighted U.S. Average) | Carbon Dioxide Non-Biogenic | 22370 | 410914221 | C
311513 | 1012554 | 2023 |  | GP-Boilers | Natural Gas (Weighted U.S. Average) | Carbon Dioxide Total | 22370 | 410914221 | C
311513 | 1012554 | 2023 |  | GP-Boilers | Natural Gas (Weighted U.S. Average) | Methane | 0.42 | 410914221 | C
311513 | 1012554 | 2023 |  | GP-Boilers | Natural Gas (Weighted U.S. Average) | Methane (Co2 eq) | 10.5 | 410914221 | C
311513 | 1012554 | 2023 |  | GP-Boilers | Natural Gas (Weighted U.S. Average) | Nitrous Oxide | 0.042 | 410914221 | C
311513 | 1012554 | 2023 |  | GP-Boilers | Natural Gas (Weighted U.S. Average) | Nitrous Oxide (Co2 eq) | 12.6 | 410914221 | C
311513 | 1012554 | 2023 |  | GP-Boilers | Propane | Carbon Dioxide Biogenic | 0 | 691 | C
311513 | 1012554 | 2023 |  | GP-Boilers | Propane | Carbon Dioxide Non-Biogenic | 4 | 691 | C
311513 | 1012554 | 2023 |  | GP-Boilers | Propane | Carbon Dioxide Total | 4 | 691 | C
311513 | 1012554 | 2023 |  | GP-Boilers | Propane | Methane | 0 | 691 | C
311513 | 1012554 | 2023 |  | GP-Boilers | Propane | Methane (Co2 eq) | 0 | 691 | C
311513 | 1012554 | 2023 |  | GP-Boilers | Propane | Nitrous Oxide | 0 | 691 | C
311513 | 1012554 | 2023 |  | GP-Boilers | Propane | Nitrous Oxide (Co2 eq) | 0 | 691 | C
311411 | 1012645 | 2023 |  | GP-Combustion Equipment | Natural Gas (Weighted U.S. Average) | Carbon Dioxide Biogenic | 0 | 0 | C
311411 | 1012645 | 2023 |  | GP-Combustion Equipment | Natural Gas (Weighted U.S. Average) | Carbon Dioxide Non-Biogenic | 26688 | 0 | C
311411 | 1012645 | 2023 |  | GP-Combustion Equipment | Natural Gas (Weighted U.S. Average) | Carbon Dioxide Total | 26688 | 0 | C
311411 | 1012645 | 2023 |  | GP-Combustion Equipment | Natural Gas (Weighted U.S. Average) | Methane | 0.5 | 0 | C
311411 | 1012645 | 2023 |  | GP-Combustion Equipment | Natural Gas (Weighted U.S. Average) | Methane (Co2 eq) | 12.6 | 0 | C
311411 | 1012645 | 2023 |  | GP-Combustion Equipment | Natural Gas (Weighted U.S. Average) | Nitrous Oxide | 0.05 | 0 | C
311411 | 1012645 | 2023 |  | GP-Combustion Equipment | Natural Gas (Weighted U.S. Average) | Nitrous Oxide (Co2 eq) | 15 | 0 | C
325311 | 1012698 | 2023 |  | Ammonia Plant |  | Carbon Dioxide | 724606.5 |  | G
325311 | 1012698 | 2023 |  | CP-Ammonia Plant | Natural Gas (Weighted U.S. Average) | Carbon Dioxide Biogenic | 0 | 0 | C
325311 | 1012698 | 2023 |  | CP-Ammonia Plant | Natural Gas (Weighted U.S. Average) | Carbon Dioxide Non-Biogenic | 209020.6 | 0 | C
325311 | 1012698 | 2023 |  | CP-Ammonia Plant | Natural Gas (Weighted U.S. Average) | Carbon Dioxide Total | 209020.6 | 0 | C
325311 | 1012698 | 2023 |  | CP-Ammonia Plant | Natural Gas (Weighted U.S. Average) | Methane | 3.94 | 0 | C
325311 | 1012698 | 2023 |  | CP-Ammonia Plant | Natural Gas (Weighted U.S. Average) | Methane (Co2 eq) | 98.5 | 0 | C
325311 | 1012698 | 2023 |  | CP-Ammonia Plant | Natural Gas (Weighted U.S. Average) | Nitrous Oxide | 0.394 | 0 | C
325311 | 1012698 | 2023 |  | CP-Ammonia Plant | Natural Gas (Weighted U.S. Average) | Nitrous Oxide (Co2 eq) | 117.4 | 0 | C
325311 | 1012789 | 2023 |  | 1 |  | Nitrous Oxide | 65.9175 |  | V
325311 | 1012789 | 2023 |  | Ammonia Train CO2 Vents 30-0248-03 |  | Carbon Dioxide | 53060.1 |  | G
325311 | 1012789 | 2023 | OCS (Other combustion source) | Ammonia Train Flue Gas Stacks 30-0248-03 | Natural Gas (Weighted U.S. Average) | Carbon Dioxide Biogenic | 0 | 575421056 | C
325311 | 1012789 | 2023 | OCS (Other combustion source) | Ammonia Train Flue Gas Stacks 30-0248-03 | Natural Gas (Weighted U.S. Average) | Carbon Dioxide Non-Biogenic | 31325.7 | 575421056 | C
325311 | 1012789 | 2023 | OCS (Other combustion source) | Ammonia Train Flue Gas Stacks 30-0248-03 | Natural Gas (Weighted U.S. Average) | Carbon Dioxide Total | 31325.7 | 575421056 | C
325311 | 1012789 | 2023 | OCS (Other combustion source) | Ammonia Train Flue Gas Stacks 30-0248-03 | Natural Gas (Weighted U.S. Average) | Methane | 0.59 | 575421056 | C
325311 | 1012789 | 2023 | OCS (Other combustion source) | Ammonia Train Flue Gas Stacks 30-0248-03 | Natural Gas (Weighted U.S. Average) | Methane (Co2 eq) | 14.8 | 575421056 | C
325311 | 1012789 | 2023 | OCS (Other combustion source) | Ammonia Train Flue Gas Stacks 30-0248-03 | Natural Gas (Weighted U.S. Average) | Nitrous Oxide | 0.059 | 575421056 | C
325311 | 1012789 | 2023 | OCS (Other combustion source) | Ammonia Train Flue Gas Stacks 30-0248-03 | Natural Gas (Weighted U.S. Average) | Nitrous Oxide (Co2 eq) | 17.6 | 575421056 | C
325311 | 1012789 | 2023 | OB (Boiler, other) | Boiler 30-0248-02 | Natural Gas (Weighted U.S. Average) | Carbon Dioxide Biogenic | 0 | 401317004 | C
325311 | 1012789 | 2023 | OB (Boiler, other) | Boiler 30-0248-02 | Natural Gas (Weighted U.S. Average) | Carbon Dioxide Non-Biogenic | 21847.5 | 401317004 | C
325311 | 1012789 | 2023 | OB (Boiler, other) | Boiler 30-0248-02 | Natural Gas (Weighted U.S. Average) | Carbon Dioxide Total | 21847.5 | 401317004 | C
325311 | 1012789 | 2023 | OB (Boiler, other) | Boiler 30-0248-02 | Natural Gas (Weighted U.S. Average) | Methane | 0.41 | 401317004 | C
325311 | 1012789 | 2023 | OB (Boiler, other) | Boiler 30-0248-02 | Natural Gas (Weighted U.S. Average) | Methane (Co2 eq) | 10.3 | 401317004 | C
325311 | 1012789 | 2023 | OB (Boiler, other) | Boiler 30-0248-02 | Natural Gas (Weighted U.S. Average) | Nitrous Oxide | 0.041 | 401317004 | C
325311 | 1012789 | 2023 | OB (Boiler, other) | Boiler 30-0248-02 | Natural Gas (Weighted U.S. Average) | Nitrous Oxide (Co2 eq) | 12.3 | 401317004 | C
311511 | 1012857 | 2023 | OB (Boiler, other) | B25 | Natural Gas (Weighted U.S. Average) | Carbon Dioxide Biogenic | 0 | 0 | C
311511 | 1012857 | 2023 | OB (Boiler, other) | B25 | Natural Gas (Weighted U.S. Average) | Carbon Dioxide Non-Biogenic | 6291.9 | 0 | C
311511 | 1012857 | 2023 | OB (Boiler, other) | B25 | Natural Gas (Weighted U.S. Average) | Carbon Dioxide Total | 6291.9 | 0 | C
311511 | 1012857 | 2023 | OB (Boiler, other) | B25 | Natural Gas (Weighted U.S. Average) | Methane | 0.12 | 0 | C
311511 | 1012857 | 2023 | OB (Boiler, other) | B25 | Natural Gas (Weighted U.S. Average) | Methane (Co2 eq) | 3 | 0 | C
311511 | 1012857 | 2023 | OB (Boiler, other) | B25 | Natural Gas (Weighted U.S. Average) | Nitrous Oxide | 0.012 | 0 | C
311511 | 1012857 | 2023 | OB (Boiler, other) | B25 | Natural Gas (Weighted U.S. Average) | Nitrous Oxide (Co2 eq) | 3.5 | 0 | C
311511 | 1012857 | 2023 | OB (Boiler, other) | B25 | Other Biomass Gases | Carbon Dioxide Biogenic | 0 | 0 | C
311511 | 1012857 | 2023 | OB (Boiler, other) | B25 | Other Biomass Gases | Carbon Dioxide Non-Biogenic | 0 | 0 | C
311511 | 1012857 | 2023 | OB (Boiler, other) | B25 | Other Biomass Gases | Carbon Dioxide Total | 0 | 0 | C
311511 | 1012857 | 2023 | OB (Boiler, other) | B25 | Other Biomass Gases | Methane | 0 | 0 | C
311511 | 1012857 | 2023 | OB (Boiler, other) | B25 | Other Biomass Gases | Methane (Co2 eq) | 0 | 0 | C
311511 | 1012857 | 2023 | OB (Boiler, other) | B25 | Other Biomass Gases | Nitrous Oxide | 0 | 0 | C
311511 | 1012857 | 2023 | OB (Boiler, other) | B25 | Other Biomass Gases | Nitrous Oxide (Co2 eq) | 0 | 0 | C
311511 | 1012857 | 2023 |  | GP-B21-23 | Natural Gas (Weighted U.S. Average) | Carbon Dioxide Biogenic | 0 | 0 | C
311511 | 1012857 | 2023 |  | GP-B21-23 | Natural Gas (Weighted U.S. Average) | Carbon Dioxide Non-Biogenic | 17972.9 | 0 | C
311511 | 1012857 | 2023 |  | GP-B21-23 | Natural Gas (Weighted U.S. Average) | Carbon Dioxide Total | 17972.9 | 0 | C
311511 | 1012857 | 2023 |  | GP-B21-23 | Natural Gas (Weighted U.S. Average) | Methane | 0.34 | 0 | C
311511 | 1012857 | 2023 |  | GP-B21-23 | Natural Gas (Weighted U.S. Average) | Methane (Co2 eq) | 8.5 | 0 | C
311511 | 1012857 | 2023 |  | GP-B21-23 | Natural Gas (Weighted U.S. Average) | Nitrous Oxide | 0.034 | 0 | C
311511 | 1012857 | 2023 |  | GP-B21-23 | Natural Gas (Weighted U.S. Average) | Nitrous Oxide (Co2 eq) | 10.1 | 0 | C
311511 | 1012857 | 2023 |  | GP-P50 | Natural Gas (Weighted U.S. Average) | Carbon Dioxide Biogenic | 0 | 0 | C
311511 | 1012857 | 2023 |  | GP-P50 | Natural Gas (Weighted U.S. Average) | Carbon Dioxide Non-Biogenic | 2216.7 | 0 | C
311511 | 1012857 | 2023 |  | GP-P50 | Natural Gas (Weighted U.S. Average) | Carbon Dioxide Total | 2216.7 | 0 | C
311511 | 1012857 | 2023 |  | GP-P50 | Natural Gas (Weighted U.S. Average) | Methane | 0.04 | 0 | C
311511 | 1012857 | 2023 |  | GP-P50 | Natural Gas (Weighted U.S. Average) | Methane (Co2 eq) | 1 | 0 | C
311511 | 1012857 | 2023 |  | GP-P50 | Natural Gas (Weighted U.S. Average) | Nitrous Oxide | 0.004 | 0 | C
311511 | 1012857 | 2023 |  | GP-P50 | Natural Gas (Weighted U.S. Average) | Nitrous Oxide (Co2 eq) | 1.2 | 0 | C
311511 | 1012857 | 2023 | OCS (Other combustion source) | P10 Existing Whey Dryer | Natural Gas (Weighted U.S. Average) | Carbon Dioxide Biogenic | 0 | 0 | C
311511 | 1012857 | 2023 | OCS (Other combustion source) | P10 Existing Whey Dryer | Natural Gas (Weighted U.S. Average) | Carbon Dioxide Non-Biogenic | 1396.1 | 0 | C
311511 | 1012857 | 2023 | OCS (Other combustion source) | P10 Existing Whey Dryer | Natural Gas (Weighted U.S. Average) | Carbon Dioxide Total | 1396.1 | 0 | C
311511 | 1012857 | 2023 | OCS (Other combustion source) | P10 Existing Whey Dryer | Natural Gas (Weighted U.S. Average) | Methane | 0.03 | 0 | C
311511 | 1012857 | 2023 | OCS (Other combustion source) | P10 Existing Whey Dryer | Natural Gas (Weighted U.S. Average) | Methane (Co2 eq) | 0.7 | 0 | C
311511 | 1012857 | 2023 | OCS (Other combustion source) | P10 Existing Whey Dryer | Natural Gas (Weighted U.S. Average) | Nitrous Oxide | 0.003 | 0 | C
311511 | 1012857 | 2023 | OCS (Other combustion source) | P10 Existing Whey Dryer | Natural Gas (Weighted U.S. Average) | Nitrous Oxide (Co2 eq) | 0.8 | 0 | C
311511 | 1012857 | 2023 | PD (Product or intermediate product dryer) | P11 | Natural Gas (Weighted U.S. Average) | Carbon Dioxide Biogenic | 0 | 0 | C
311511 | 1012857 | 2023 | PD (Product or intermediate product dryer) | P11 | Natural Gas (Weighted U.S. Average) | Carbon Dioxide Non-Biogenic | 548.4 | 0 | C
311511 | 1012857 | 2023 | PD (Product or intermediate product dryer) | P11 | Natural Gas (Weighted U.S. Average) | Carbon Dioxide Total | 548.4 | 0 | C
311511 | 1012857 | 2023 | PD (Product or intermediate product dryer) | P11 | Natural Gas (Weighted U.S. Average) | Methane | 0.01 | 0 | C
311511 | 1012857 | 2023 | PD (Product or intermediate product dryer) | P11 | Natural Gas (Weighted U.S. Average) | Methane (Co2 eq) | 0.3 | 0 | C
311511 | 1012857 | 2023 | PD (Product or intermediate product dryer) | P11 | Natural Gas (Weighted U.S. Average) | Nitrous Oxide | 0.001 | 0 | C
311511 | 1012857 | 2023 | PD (Product or intermediate product dryer) | P11 | Natural Gas (Weighted U.S. Average) | Nitrous Oxide (Co2 eq) | 0.3 | 0 | C
311513 | 1012864 | 2023 | OCS (Other combustion source) | CPS Dryer | Natural Gas (Weighted U.S. Average) | Carbon Dioxide Biogenic | 0 | 0 | C
311513 | 1012864 | 2023 | OCS (Other combustion source) | CPS Dryer | Natural Gas (Weighted U.S. Average) | Carbon Dioxide Non-Biogenic | 4032 | 0 | C
311513 | 1012864 | 2023 | OCS (Other combustion source) | CPS Dryer | Natural Gas (Weighted U.S. Average) | Carbon Dioxide Total | 4032 | 0 | C
311513 | 1012864 | 2023 | OCS (Other combustion source) | CPS Dryer | Natural Gas (Weighted U.S. Average) | Methane | 0.08 | 0 | C
311513 | 1012864 | 2023 | OCS (Other combustion source) | CPS Dryer | Natural Gas (Weighted U.S. Average) | Methane (Co2 eq) | 1.9 | 0 | C
311513 | 1012864 | 2023 | OCS (Other combustion source) | CPS Dryer | Natural Gas (Weighted U.S. Average) | Nitrous Oxide | 0.008 | 0 | C
311513 | 1012864 | 2023 | OCS (Other combustion source) | CPS Dryer | Natural Gas (Weighted U.S. Average) | Nitrous Oxide (Co2 eq) | 2.3 | 0 | C
311513 | 1012864 | 2023 | OCS (Other combustion source) | Coulter Dryer | Natural Gas (Weighted U.S. Average) | Carbon Dioxide Biogenic | 0 | 0 | C
311513 | 1012864 | 2023 | OCS (Other combustion source) | Coulter Dryer | Natural Gas (Weighted U.S. Average) | Carbon Dioxide Non-Biogenic | 1814.4 | 0 | C
311513 | 1012864 | 2023 | OCS (Other combustion source) | Coulter Dryer | Natural Gas (Weighted U.S. Average) | Carbon Dioxide Total | 1814.4 | 0 | C
311513 | 1012864 | 2023 | OCS (Other combustion source) | Coulter Dryer | Natural Gas (Weighted U.S. Average) | Methane | 0.03 | 0 | C
311513 | 1012864 | 2023 | OCS (Other combustion source) | Coulter Dryer | Natural Gas (Weighted U.S. Average) | Methane (Co2 eq) | 0.9 | 0 | C
311513 | 1012864 | 2023 | OCS (Other combustion source) | Coulter Dryer | Natural Gas (Weighted U.S. Average) | Nitrous Oxide | 0.003 | 0 | C
311513 | 1012864 | 2023 | OCS (Other combustion source) | Coulter Dryer | Natural Gas (Weighted U.S. Average) | Nitrous Oxide (Co2 eq) | 1 | 0 | C
311513 | 1012864 | 2023 |  | GP-Boilers | Natural Gas (Weighted U.S. Average) | Carbon Dioxide Biogenic | 0 | 0 | C
311513 | 1012864 | 2023 |  | GP-Boilers | Natural Gas (Weighted U.S. Average) | Carbon Dioxide Non-Biogenic | 21119.4 | 0 | C
311513 | 1012864 | 2023 |  | GP-Boilers | Natural Gas (Weighted U.S. Average) | Carbon Dioxide Total | 21119.4 | 0 | C
311513 | 1012864 | 2023 |  | GP-Boilers | Natural Gas (Weighted U.S. Average) | Methane | 0.4 | 0 | C
311513 | 1012864 | 2023 |  | GP-Boilers | Natural Gas (Weighted U.S. Average) | Methane (Co2 eq) | 10 | 0 | C
311513 | 1012864 | 2023 |  | GP-Boilers | Natural Gas (Weighted U.S. Average) | Nitrous Oxide | 0.04 | 0 | C
311513 | 1012864 | 2023 |  | GP-Boilers | Natural Gas (Weighted U.S. Average) | Nitrous Oxide (Co2 eq) | 11.9 | 0 | C
311513 | 1012864 | 2023 |  | GP-Digester Boilers B4 B5 | Natural Gas (Weighted U.S. Average) | Carbon Dioxide Biogenic | 0 | 0 | C
311513 | 1012864 | 2023 |  | GP-Digester Boilers B4 B5 | Natural Gas (Weighted U.S. Average) | Carbon Dioxide Non-Biogenic | 251.9 | 0 | C
311513 | 1012864 | 2023 |  | GP-Digester Boilers B4 B5 | Natural Gas (Weighted U.S. Average) | Carbon Dioxide Total | 251.9 | 0 | C
311513 | 1012864 | 2023 |  | GP-Digester Boilers B4 B5 | Natural Gas (Weighted U.S. Average) | Methane | 0 | 0 | C
311513 | 1012864 | 2023 |  | GP-Digester Boilers B4 B5 | Natural Gas (Weighted U.S. Average) | Methane (Co2 eq) | 0.1 | 0 | C
311513 | 1012864 | 2023 |  | GP-Digester Boilers B4 B5 | Natural Gas (Weighted U.S. Average) | Nitrous Oxide | 0 | 0 | C
311513 | 1012864 | 2023 |  | GP-Digester Boilers B4 B5 | Natural Gas (Weighted U.S. Average) | Nitrous Oxide (Co2 eq) | 0.1 | 0 | C
311513 | 1012864 | 2023 | OCS (Other combustion source) | Stork Friesland Dryer | Natural Gas (Weighted U.S. Average) | Carbon Dioxide Biogenic | 0 | 0 | C
311513 | 1012864 | 2023 | OCS (Other combustion source) | Stork Friesland Dryer | Natural Gas (Weighted U.S. Average) | Carbon Dioxide Non-Biogenic | 3225.6 | 0 | C
311513 | 1012864 | 2023 | OCS (Other combustion source) | Stork Friesland Dryer | Natural Gas (Weighted U.S. Average) | Carbon Dioxide Total | 3225.6 | 0 | C
311513 | 1012864 | 2023 | OCS (Other combustion source) | Stork Friesland Dryer | Natural Gas (Weighted U.S. Average) | Methane | 0.06 | 0 | C
311513 | 1012864 | 2023 | OCS (Other combustion source) | Stork Friesland Dryer | Natural Gas (Weighted U.S. Average) | Methane (Co2 eq) | 1.5 | 0 | C
311513 | 1012864 | 2023 | OCS (Other combustion source) | Stork Friesland Dryer | Natural Gas (Weighted U.S. Average) | Nitrous Oxide | 0.006 | 0 | C
311513 | 1012864 | 2023 | OCS (Other combustion source) | Stork Friesland Dryer | Natural Gas (Weighted U.S. Average) | Nitrous Oxide (Co2 eq) | 1.8 | 0 | C
325998 | 1012867 | 2023 |  | GP-Carbon Plant | Natural Gas (Weighted U.S. Average) | Carbon Dioxide Biogenic | 0 | 0 | C
325998 | 1012867 | 2023 |  | GP-Carbon Plant | Natural Gas (Weighted U.S. Average) | Carbon Dioxide Non-Biogenic | 33651.4 | 0 | C
325998 | 1012867 | 2023 |  | GP-Carbon Plant | Natural Gas (Weighted U.S. Average) | Carbon Dioxide Total | 33651.4 | 0 | C
325998 | 1012867 | 2023 |  | GP-Carbon Plant | Natural Gas (Weighted U.S. Average) | Methane | 0.63 | 0 | C
325998 | 1012867 | 2023 |  | GP-Carbon Plant | Natural Gas (Weighted U.S. Average) | Methane (Co2 eq) | 15.9 | 0 | C
325998 | 1012867 | 2023 |  | GP-Carbon Plant | Natural Gas (Weighted U.S. Average) | Nitrous Oxide | 0.063 | 0 | C
325998 | 1012867 | 2023 |  | GP-Carbon Plant | Natural Gas (Weighted U.S. Average) | Nitrous Oxide (Co2 eq) | 18.9 | 0 | C
325311 | 1012918 | 2023 | OB (Boiler, other) | Auxiliary Boiler A | Natural Gas (Weighted U.S. Average) | Carbon Dioxide Biogenic | 0 | 693540555 | C
325311 | 1012918 | 2023 | OB (Boiler, other) | Auxiliary Boiler A | Natural Gas (Weighted U.S. Average) | Carbon Dioxide Non-Biogenic | 37543.8 | 693540555 | C
325311 | 1012918 | 2023 | OB (Boiler, other) | Auxiliary Boiler A | Natural Gas (Weighted U.S. Average) | Carbon Dioxide Total | 37543.8 | 693540555 | C
325311 | 1012918 | 2023 | OB (Boiler, other) | Auxiliary Boiler A | Natural Gas (Weighted U.S. Average) | Methane | 0.71 | 693540555 | C
325311 | 1012918 | 2023 | OB (Boiler, other) | Auxiliary Boiler A | Natural Gas (Weighted U.S. Average) | Methane (Co2 eq) | 17.7 | 693540555 | C
325311 | 1012918 | 2023 | OB (Boiler, other) | Auxiliary Boiler A | Natural Gas (Weighted U.S. Average) | Nitrous Oxide | 0.071 | 693540555 | C
325311 | 1012918 | 2023 | OB (Boiler, other) | Auxiliary Boiler A | Natural Gas (Weighted U.S. Average) | Nitrous Oxide (Co2 eq) | 21.1 | 693540555 | C
325311 | 1012918 | 2023 | OB (Boiler, other) | Auxiliary Boiler B | Natural Gas (Weighted U.S. Average) | Carbon Dioxide Biogenic | 0 | 628471678 | C
325311 | 1012918 | 2023 | OB (Boiler, other) | Auxiliary Boiler B | Natural Gas (Weighted U.S. Average) | Carbon Dioxide Non-Biogenic | 34021.4 | 628471678 | C
325311 | 1012918 | 2023 | OB (Boiler, other) | Auxiliary Boiler B | Natural Gas (Weighted U.S. Average) | Carbon Dioxide Total | 34021.4 | 628471678 | C
325311 | 1012918 | 2023 | OB (Boiler, other) | Auxiliary Boiler B | Natural Gas (Weighted U.S. Average) | Methane | 0.64 | 628471678 | C
325311 | 1012918 | 2023 | OB (Boiler, other) | Auxiliary Boiler B | Natural Gas (Weighted U.S. Average) | Methane (Co2 eq) | 16 | 628471678 | C
325311 | 1012918 | 2023 | OB (Boiler, other) | Auxiliary Boiler B | Natural Gas (Weighted U.S. Average) | Nitrous Oxide | 0.064 | 628471678 | C
325311 | 1012918 | 2023 | OB (Boiler, other) | Auxiliary Boiler B | Natural Gas (Weighted U.S. Average) | Nitrous Oxide (Co2 eq) | 19.1 | 628471678 | C
325311 | 1012918 | 2023 |  | CO2 Stripper |  | Carbon Dioxide | 1048097.7 |  | G
325311 | 1012918 | 2023 |  | EU 05 Nitric Acid Plant |  | Nitrous Oxide | 1.2241 |  | V
325311 | 1012918 | 2023 | HPPU (hydrogen production process units) | Primary Reformer | Natural Gas (Weighted U.S. Average) | Carbon Dioxide Biogenic | 0 | 4233381053 | C
325311 | 1012918 | 2023 | HPPU (hydrogen production process units) | Primary Reformer | Natural Gas (Weighted U.S. Average) | Carbon Dioxide Non-Biogenic | 229167.8 | 4233381053 | C
325311 | 1012918 | 2023 | HPPU (hydrogen production process units) | Primary Reformer | Natural Gas (Weighted U.S. Average) | Carbon Dioxide Total | 229167.8 | 4233381053 | C
325311 | 1012918 | 2023 | HPPU (hydrogen production process units) | Primary Reformer | Natural Gas (Weighted U.S. Average) | Methane | 4.32 | 4233381053 | C
325311 | 1012918 | 2023 | HPPU (hydrogen production process units) | Primary Reformer | Natural Gas (Weighted U.S. Average) | Methane (Co2 eq) | 108 | 4233381053 | C
325311 | 1012918 | 2023 | HPPU (hydrogen production process units) | Primary Reformer | Natural Gas (Weighted U.S. Average) | Nitrous Oxide | 0.432 | 4233381053 | C
325311 | 1012918 | 2023 | HPPU (hydrogen production process units) | Primary Reformer | Natural Gas (Weighted U.S. Average) | Nitrous Oxide (Co2 eq) | 128.7 | 4233381053 | C
325311 | 1012918 | 2023 | PRH (Process Heater) | Startup Heater | Natural Gas (Weighted U.S. Average) | Carbon Dioxide Biogenic | 0 | 10307555 | C
325311 | 1012918 | 2023 | PRH (Process Heater) | Startup Heater | Natural Gas (Weighted U.S. Average) | Carbon Dioxide Non-Biogenic | 558 | 10307555 | C
325311 | 1012918 | 2023 | PRH (Process Heater) | Startup Heater | Natural Gas (Weighted U.S. Average) | Carbon Dioxide Total | 558 | 10307555 | C
325311 | 1012918 | 2023 | PRH (Process Heater) | Startup Heater | Natural Gas (Weighted U.S. Average) | Methane | 0.01 | 10307555 | C
325311 | 1012918 | 2023 | PRH (Process Heater) | Startup Heater | Natural Gas (Weighted U.S. Average) | Methane (Co2 eq) | 0.3 | 10307555 | C
325311 | 1012918 | 2023 | PRH (Process Heater) | Startup Heater | Natural Gas (Weighted U.S. Average) | Nitrous Oxide | 0.001 | 10307555 | C
325311 | 1012918 | 2023 | PRH (Process Heater) | Startup Heater | Natural Gas (Weighted U.S. Average) | Nitrous Oxide (Co2 eq) | 0.3 | 10307555 | C
311615 | 1012930 | 2023 |  | CP-Boilers | Natural Gas (Weighted U.S. Average) | Carbon Dioxide Biogenic | 0 | 0 | C
311615 | 1012930 | 2023 |  | CP-Boilers | Natural Gas (Weighted U.S. Average) | Carbon Dioxide Non-Biogenic | 7184.5 | 0 | C
311615 | 1012930 | 2023 |  | CP-Boilers | Natural Gas (Weighted U.S. Average) | Carbon Dioxide Total | 7184.5 | 0 | C
311615 | 1012930 | 2023 |  | CP-Boilers | Natural Gas (Weighted U.S. Average) | Methane | 0.14 | 0 | C
311615 | 1012930 | 2023 |  | CP-Boilers | Natural Gas (Weighted U.S. Average) | Methane (Co2 eq) | 3.4 | 0 | C
311615 | 1012930 | 2023 |  | CP-Boilers | Natural Gas (Weighted U.S. Average) | Nitrous Oxide | 0.014 | 0 | C
311615 | 1012930 | 2023 |  | CP-Boilers | Natural Gas (Weighted U.S. Average) | Nitrous Oxide (Co2 eq) | 4 | 0 | C
325211 | 1012948 | 2023 |  | GP-Facility-wide Combustion Sources | Natural Gas (Weighted U.S. Average) | Carbon Dioxide Biogenic | 0 | 468049540 | C
325211 | 1012948 | 2023 |  | GP-Facility-wide Combustion Sources | Natural Gas (Weighted U.S. Average) | Carbon Dioxide Non-Biogenic | 25480.4 | 468049540 | C
325211 | 1012948 | 2023 |  | GP-Facility-wide Combustion Sources | Natural Gas (Weighted U.S. Average) | Carbon Dioxide Total | 25480.4 | 468049540 | C
325211 | 1012948 | 2023 |  | GP-Facility-wide Combustion Sources | Natural Gas (Weighted U.S. Average) | Methane | 0.48 | 468049540 | C
325211 | 1012948 | 2023 |  | GP-Facility-wide Combustion Sources | Natural Gas (Weighted U.S. Average) | Methane (Co2 eq) | 12 | 468049540 | C
325211 | 1012948 | 2023 |  | GP-Facility-wide Combustion Sources | Natural Gas (Weighted U.S. Average) | Nitrous Oxide | 0.048 | 468049540 | C
325211 | 1012948 | 2023 |  | GP-Facility-wide Combustion Sources | Natural Gas (Weighted U.S. Average) | Nitrous Oxide (Co2 eq) | 14.3 | 468049540 | C
325211 | 1012948 | 2023 |  | GP-Facility-wide Combustion Sources | Propane | Carbon Dioxide Biogenic | 0 | 0 | C
325211 | 1012948 | 2023 |  | GP-Facility-wide Combustion Sources | Propane | Carbon Dioxide Non-Biogenic | 0 | 0 | C
325211 | 1012948 | 2023 |  | GP-Facility-wide Combustion Sources | Propane | Carbon Dioxide Total | 0 | 0 | C
325211 | 1012948 | 2023 |  | GP-Facility-wide Combustion Sources | Propane | Methane | 0 | 0 | C
325211 | 1012948 | 2023 |  | GP-Facility-wide Combustion Sources | Propane | Methane (Co2 eq) | 0 | 0 | C
325211 | 1012948 | 2023 |  | GP-Facility-wide Combustion Sources | Propane | Nitrous Oxide | 0 | 0 | C
325211 | 1012948 | 2023 |  | GP-Facility-wide Combustion Sources | Propane | Nitrous Oxide (Co2 eq) | 0 | 0 | C
325199 | 1012987 | 2023 |  | GP-Jennifer Colleen and Hot Oil Furnace | Natural Gas (Weighted U.S. Average) | Carbon Dioxide Biogenic | 0 | 0 | C
325199 | 1012987 | 2023 |  | GP-Jennifer Colleen and Hot Oil Furnace | Natural Gas (Weighted U.S. Average) | Carbon Dioxide Non-Biogenic | 44295.1 | 0 | C
325199 | 1012987 | 2023 |  | GP-Jennifer Colleen and Hot Oil Furnace | Natural Gas (Weighted U.S. Average) | Carbon Dioxide Total | 44295.1 | 0 | C
325199 | 1012987 | 2023 |  | GP-Jennifer Colleen and Hot Oil Furnace | Natural Gas (Weighted U.S. Average) | Methane | 0.83 | 0 | C
325199 | 1012987 | 2023 |  | GP-Jennifer Colleen and Hot Oil Furnace | Natural Gas (Weighted U.S. Average) | Methane (Co2 eq) | 20.9 | 0 | C
325199 | 1012987 | 2023 |  | GP-Jennifer Colleen and Hot Oil Furnace | Natural Gas (Weighted U.S. Average) | Nitrous Oxide | 0.083 | 0 | C
325199 | 1012987 | 2023 |  | GP-Jennifer Colleen and Hot Oil Furnace | Natural Gas (Weighted U.S. Average) | Nitrous Oxide (Co2 eq) | 24.9 | 0 | C
311514 | 1012993 | 2023 |  | GP-CP BOILERS | Natural Gas (Weighted U.S. Average) | Carbon Dioxide Biogenic | 0 | 0 | C
311514 | 1012993 | 2023 |  | GP-CP BOILERS | Natural Gas (Weighted U.S. Average) | Carbon Dioxide Non-Biogenic | 27070.8 | 0 | C
311514 | 1012993 | 2023 |  | GP-CP BOILERS | Natural Gas (Weighted U.S. Average) | Carbon Dioxide Total | 27070.8 | 0 | C
311514 | 1012993 | 2023 |  | GP-CP BOILERS | Natural Gas (Weighted U.S. Average) | Methane | 0.51 | 0 | C
311514 | 1012993 | 2023 |  | GP-CP BOILERS | Natural Gas (Weighted U.S. Average) | Methane (Co2 eq) | 12.8 | 0 | C
311514 | 1012993 | 2023 |  | GP-CP BOILERS | Natural Gas (Weighted U.S. Average) | Nitrous Oxide | 0.051 | 0 | C
311514 | 1012993 | 2023 |  | GP-CP BOILERS | Natural Gas (Weighted U.S. Average) | Nitrous Oxide (Co2 eq) | 15.2 | 0 | C
325199 | 1013066 | 2023 | Flare | F-4 Pilot Gas |  | Carbon Dioxide | 108.1 |  | X
325199 | 1013066 | 2023 | Flare | F-4 Pilot Gas |  | Methane | 0.59 |  | X
325199 | 1013066 | 2023 | Flare | F-4 Pilot Gas |  | Nitrous Oxide | 0.001 |  | X
325199 | 1013066 | 2023 | Flare | F-4 Vent Gas |  | Carbon Dioxide | 24530.2 |  | X
325199 | 1013066 | 2023 | Flare | F-4 Vent Gas |  | Methane | 74.04 |  | X
325199 | 1013066 | 2023 | Flare | F-4 Vent Gas |  | Nitrous Oxide | 0.245 |  | X
325199 | 1013066 | 2023 | Flare | F-6 |  | Carbon Dioxide | 6172.5 |  | X
325199 | 1013066 | 2023 | Flare | F-6 |  | Methane | 18.63 |  | X
325199 | 1013066 | 2023 | Flare | F-6 |  | Nitrous Oxide | 0.062 |  | X
325199 | 1013066 | 2023 | Flare | F-7 |  | Carbon Dioxide | 181.1 |  | X
325199 | 1013066 | 2023 | Flare | F-7 |  | Methane | 0.55 |  | X
325199 | 1013066 | 2023 | Flare | F-7 |  | Nitrous Oxide | 0.002 |  | X
325199 | 1013066 | 2023 |  | GP-DC1 | Petroleum Coke | Carbon Dioxide Biogenic | 0 | 0 | C
325199 | 1013066 | 2023 |  | GP-DC1 | Petroleum Coke | Carbon Dioxide Non-Biogenic | 492.5 | 0 | C
325199 | 1013066 | 2023 |  | GP-DC1 | Petroleum Coke | Carbon Dioxide Total | 492.5 | 0 | C
325199 | 1013066 | 2023 |  | GP-DC1 | Petroleum Coke | Methane | 0.01 | 0 | C
325199 | 1013066 | 2023 |  | GP-DC1 | Petroleum Coke | Methane (Co2 eq) | 0.3 | 0 | C
325199 | 1013066 | 2023 |  | GP-DC1 | Petroleum Coke | Nitrous Oxide | 0.003 | 0 | C
325199 | 1013066 | 2023 |  | GP-DC1 | Petroleum Coke | Nitrous Oxide (Co2 eq) | 0.8 | 0 | C
325199 | 1013066 | 2023 |  | GP-NG1 | Fuel Gas | Carbon Dioxide Biogenic | 0 | 0 | C
325199 | 1013066 | 2023 |  | GP-NG1 | Fuel Gas | Carbon Dioxide Non-Biogenic | 18527.6 | 0 | C
325199 | 1013066 | 2023 |  | GP-NG1 | Fuel Gas | Carbon Dioxide Total | 18527.6 | 0 | C
325199 | 1013066 | 2023 |  | GP-NG1 | Fuel Gas | Methane | 4.9 | 0 | C
325199 | 1013066 | 2023 |  | GP-NG1 | Fuel Gas | Methane (Co2 eq) | 122.5 | 0 | C
325199 | 1013066 | 2023 |  | GP-NG1 | Fuel Gas | Nitrous Oxide | 0.98 | 0 | C
325199 | 1013066 | 2023 |  | GP-NG1 | Fuel Gas | Nitrous Oxide (Co2 eq) | 292.1 | 0 | C
325199 | 1013066 | 2023 |  | GP-NG1 | Natural Gas (Weighted U.S. Average) | Carbon Dioxide Biogenic | 0 | 0 | C
325199 | 1013066 | 2023 |  | GP-NG1 | Natural Gas (Weighted U.S. Average) | Carbon Dioxide Non-Biogenic | 471781.2 | 0 | C
325199 | 1013066 | 2023 |  | GP-NG1 | Natural Gas (Weighted U.S. Average) | Carbon Dioxide Total | 471781.2 | 0 | C
325199 | 1013066 | 2023 |  | GP-NG1 | Natural Gas (Weighted U.S. Average) | Methane | 9.25 | 0 | C
325199 | 1013066 | 2023 |  | GP-NG1 | Natural Gas (Weighted U.S. Average) | Methane (Co2 eq) | 231.2 | 0 | C
325199 | 1013066 | 2023 |  | GP-NG1 | Natural Gas (Weighted U.S. Average) | Nitrous Oxide | 0.925 | 0 | C
325199 | 1013066 | 2023 |  | GP-NG1 | Natural Gas (Weighted U.S. Average) | Nitrous Oxide (Co2 eq) | 275.6 | 0 | C
325199 | 1013066 | 2023 |  | GP-WAO | Fuel Gas | Carbon Dioxide Biogenic | 0 | 0 | C
325199 | 1013066 | 2023 |  | GP-WAO | Fuel Gas | Carbon Dioxide Non-Biogenic | 70.1 | 0 | C
325199 | 1013066 | 2023 |  | GP-WAO | Fuel Gas | Carbon Dioxide Total | 70.1 | 0 | C
325199 | 1013066 | 2023 |  | GP-WAO | Fuel Gas | Methane | 0 | 0 | C
325199 | 1013066 | 2023 |  | GP-WAO | Fuel Gas | Methane (Co2 eq) | 0.1 | 0 | C
325199 | 1013066 | 2023 |  | GP-WAO | Fuel Gas | Nitrous Oxide | 0.001 | 0 | C
325199 | 1013066 | 2023 |  | GP-WAO | Fuel Gas | Nitrous Oxide (Co2 eq) | 0.2 | 0 | C
325199 | 1013088 | 2023 |  | GP-1 | Natural Gas (Weighted U.S. Average) | Carbon Dioxide Biogenic | 0 | 0 | C
325199 | 1013088 | 2023 |  | GP-1 | Natural Gas (Weighted U.S. Average) | Carbon Dioxide Non-Biogenic | 48028.5 | 0 | C
325199 | 1013088 | 2023 |  | GP-1 | Natural Gas (Weighted U.S. Average) | Carbon Dioxide Total | 48028.5 | 0 | C
325199 | 1013088 | 2023 |  | GP-1 | Natural Gas (Weighted U.S. Average) | Methane | 0.91 | 0 | C
325199 | 1013088 | 2023 |  | GP-1 | Natural Gas (Weighted U.S. Average) | Methane (Co2 eq) | 22.6 | 0 | C
325199 | 1013088 | 2023 |  | GP-1 | Natural Gas (Weighted U.S. Average) | Nitrous Oxide | 0.091 | 0 | C
325199 | 1013088 | 2023 |  | GP-1 | Natural Gas (Weighted U.S. Average) | Nitrous Oxide (Co2 eq) | 27 | 0 | C
325199 | 1013088 | 2023 | Petrochemical process unit | MP-1 |  | Carbon Dioxide | 25690.6 |  | X
311613 | 1013117 | 2023 |  | GP-East Dublin | Natural Gas (Weighted U.S. Average) | Carbon Dioxide Biogenic | 0 | 568333000 | C
311613 | 1013117 | 2023 |  | GP-East Dublin | Natural Gas (Weighted U.S. Average) | Carbon Dioxide Non-Biogenic | 30939.8 | 568333000 | C
311613 | 1013117 | 2023 |  | GP-East Dublin | Natural Gas (Weighted U.S. Average) | Carbon Dioxide Total | 30939.8 | 568333000 | C
311613 | 1013117 | 2023 |  | GP-East Dublin | Natural Gas (Weighted U.S. Average) | Methane | 0.58 | 568333000 | C
311613 | 1013117 | 2023 |  | GP-East Dublin | Natural Gas (Weighted U.S. Average) | Methane (Co2 eq) | 14.6 | 568333000 | C
311613 | 1013117 | 2023 |  | GP-East Dublin | Natural Gas (Weighted U.S. Average) | Nitrous Oxide | 0.058 | 568333000 | C
311613 | 1013117 | 2023 |  | GP-East Dublin | Natural Gas (Weighted U.S. Average) | Nitrous Oxide (Co2 eq) | 17.4 | 568333000 | C
325180 | 1013164 | 2023 | OB (Boiler, other) | B10 | Natural Gas (Weighted U.S. Average) | Carbon Dioxide Biogenic | 0 | 32621773 | C
325180 | 1013164 | 2023 | OB (Boiler, other) | B10 | Natural Gas (Weighted U.S. Average) | Carbon Dioxide Non-Biogenic | 1775.9 | 32621773 | C
325180 | 1013164 | 2023 | OB (Boiler, other) | B10 | Natural Gas (Weighted U.S. Average) | Carbon Dioxide Total | 1775.9 | 32621773 | C
325180 | 1013164 | 2023 | OB (Boiler, other) | B10 | Natural Gas (Weighted U.S. Average) | Methane | 0.03 | 32621773 | C
325180 | 1013164 | 2023 | OB (Boiler, other) | B10 | Natural Gas (Weighted U.S. Average) | Methane (Co2 eq) | 0.8 | 32621773 | C
325180 | 1013164 | 2023 | OB (Boiler, other) | B10 | Natural Gas (Weighted U.S. Average) | Nitrous Oxide | 0.003 | 32621773 | C
325180 | 1013164 | 2023 | OB (Boiler, other) | B10 | Natural Gas (Weighted U.S. Average) | Nitrous Oxide (Co2 eq) | 1 | 32621773 | C
325180 | 1013164 | 2023 | OB (Boiler, other) | B20 | Distillate Fuel Oil No. 1 | Carbon Dioxide Biogenic | 0 | 0 | C
325180 | 1013164 | 2023 | OB (Boiler, other) | B20 | Distillate Fuel Oil No. 1 | Carbon Dioxide Non-Biogenic | 0 | 0 | C
325180 | 1013164 | 2023 | OB (Boiler, other) | B20 | Distillate Fuel Oil No. 1 | Carbon Dioxide Total | 0 | 0 | C
325180 | 1013164 | 2023 | OB (Boiler, other) | B20 | Distillate Fuel Oil No. 1 | Methane | 0 | 0 | C
325180 | 1013164 | 2023 | OB (Boiler, other) | B20 | Distillate Fuel Oil No. 1 | Methane (Co2 eq) | 0 | 0 | C
325180 | 1013164 | 2023 | OB (Boiler, other) | B20 | Distillate Fuel Oil No. 1 | Nitrous Oxide | 0 | 0 | C
325180 | 1013164 | 2023 | OB (Boiler, other) | B20 | Distillate Fuel Oil No. 1 | Nitrous Oxide (Co2 eq) | 0 | 0 | C
325180 | 1013164 | 2023 | OB (Boiler, other) | B20 | Distillate Fuel Oil No. 2 | Carbon Dioxide Biogenic | 0 | 0 | C
325180 | 1013164 | 2023 | OB (Boiler, other) | B20 | Distillate Fuel Oil No. 2 | Carbon Dioxide Non-Biogenic | 0 | 0 | C
325180 | 1013164 | 2023 | OB (Boiler, other) | B20 | Distillate Fuel Oil No. 2 | Carbon Dioxide Total | 0 | 0 | C
325180 | 1013164 | 2023 | OB (Boiler, other) | B20 | Distillate Fuel Oil No. 2 | Methane | 0 | 0 | C
325180 | 1013164 | 2023 | OB (Boiler, other) | B20 | Distillate Fuel Oil No. 2 | Methane (Co2 eq) | 0 | 0 | C
325180 | 1013164 | 2023 | OB (Boiler, other) | B20 | Distillate Fuel Oil No. 2 | Nitrous Oxide | 0 | 0 | C
325180 | 1013164 | 2023 | OB (Boiler, other) | B20 | Distillate Fuel Oil No. 2 | Nitrous Oxide (Co2 eq) | 0 | 0 | C
325180 | 1013164 | 2023 | OB (Boiler, other) | B20 | Natural Gas (Weighted U.S. Average) | Carbon Dioxide Biogenic | 0 | 32621773 | C
325180 | 1013164 | 2023 | OB (Boiler, other) | B20 | Natural Gas (Weighted U.S. Average) | Carbon Dioxide Non-Biogenic | 1775.9 | 32621773 | C
325180 | 1013164 | 2023 | OB (Boiler, other) | B20 | Natural Gas (Weighted U.S. Average) | Carbon Dioxide Total | 1775.9 | 32621773 | C
325180 | 1013164 | 2023 | OB (Boiler, other) | B20 | Natural Gas (Weighted U.S. Average) | Methane | 0.03 | 32621773 | C
325180 | 1013164 | 2023 | OB (Boiler, other) | B20 | Natural Gas (Weighted U.S. Average) | Methane (Co2 eq) | 0.8 | 32621773 | C
325180 | 1013164 | 2023 | OB (Boiler, other) | B20 | Natural Gas (Weighted U.S. Average) | Nitrous Oxide | 0.003 | 32621773 | C
325180 | 1013164 | 2023 | OB (Boiler, other) | B20 | Natural Gas (Weighted U.S. Average) | Nitrous Oxide (Co2 eq) | 1 | 32621773 | C
325180 | 1013164 | 2023 | OB (Boiler, other) | B25 | Natural Gas (Weighted U.S. Average) | Carbon Dioxide Biogenic | 0 | 337054537 | C
325180 | 1013164 | 2023 | OB (Boiler, other) | B25 | Natural Gas (Weighted U.S. Average) | Carbon Dioxide Non-Biogenic | 18349.1 | 337054537 | C
325180 | 1013164 | 2023 | OB (Boiler, other) | B25 | Natural Gas (Weighted U.S. Average) | Carbon Dioxide Total | 18349.1 | 337054537 | C
325180 | 1013164 | 2023 | OB (Boiler, other) | B25 | Natural Gas (Weighted U.S. Average) | Methane | 0.35 | 337054537 | C
325180 | 1013164 | 2023 | OB (Boiler, other) | B25 | Natural Gas (Weighted U.S. Average) | Methane (Co2 eq) | 8.7 | 337054537 | C
325180 | 1013164 | 2023 | OB (Boiler, other) | B25 | Natural Gas (Weighted U.S. Average) | Nitrous Oxide | 0.035 | 337054537 | C
325180 | 1013164 | 2023 | OB (Boiler, other) | B25 | Natural Gas (Weighted U.S. Average) | Nitrous Oxide (Co2 eq) | 10.3 | 337054537 | C
325180 | 1013164 | 2023 | NGLH (Heater, natural gas line) | B28 | Natural Gas (Weighted U.S. Average) | Carbon Dioxide Biogenic | 0 | 2285308 | C
325180 | 1013164 | 2023 | NGLH (Heater, natural gas line) | B28 | Natural Gas (Weighted U.S. Average) | Carbon Dioxide Non-Biogenic | 124.4 | 2285308 | C
325180 | 1013164 | 2023 | NGLH (Heater, natural gas line) | B28 | Natural Gas (Weighted U.S. Average) | Carbon Dioxide Total | 124.4 | 2285308 | C
325180 | 1013164 | 2023 | NGLH (Heater, natural gas line) | B28 | Natural Gas (Weighted U.S. Average) | Methane | 0 | 2285308 | C
325180 | 1013164 | 2023 | NGLH (Heater, natural gas line) | B28 | Natural Gas (Weighted U.S. Average) | Methane (Co2 eq) | 0.1 | 2285308 | C
325180 | 1013164 | 2023 | NGLH (Heater, natural gas line) | B28 | Natural Gas (Weighted U.S. Average) | Nitrous Oxide | 0 | 2285308 | C
325180 | 1013164 | 2023 | NGLH (Heater, natural gas line) | B28 | Natural Gas (Weighted U.S. Average) | Nitrous Oxide (Co2 eq) | 0.1 | 2285308 | C
325180 | 1013164 | 2023 | NGLH (Heater, natural gas line) | B29 | Natural Gas (Weighted U.S. Average) | Carbon Dioxide Biogenic | 0 | 2285308 | C
325180 | 1013164 | 2023 | NGLH (Heater, natural gas line) | B29 | Natural Gas (Weighted U.S. Average) | Carbon Dioxide Non-Biogenic | 124.4 | 2285308 | C
325180 | 1013164 | 2023 | NGLH (Heater, natural gas line) | B29 | Natural Gas (Weighted U.S. Average) | Carbon Dioxide Total | 124.4 | 2285308 | C
325180 | 1013164 | 2023 | NGLH (Heater, natural gas line) | B29 | Natural Gas (Weighted U.S. Average) | Methane | 0 | 2285308 | C
325180 | 1013164 | 2023 | NGLH (Heater, natural gas line) | B29 | Natural Gas (Weighted U.S. Average) | Methane (Co2 eq) | 0.1 | 2285308 | C
325180 | 1013164 | 2023 | NGLH (Heater, natural gas line) | B29 | Natural Gas (Weighted U.S. Average) | Nitrous Oxide | 0 | 2285308 | C
325180 | 1013164 | 2023 | NGLH (Heater, natural gas line) | B29 | Natural Gas (Weighted U.S. Average) | Nitrous Oxide (Co2 eq) | 0.1 | 2285308 | C
325180 | 1013164 | 2023 |  | CP-Misc Potcarb Heaters | Natural Gas (Weighted U.S. Average) | Carbon Dioxide Biogenic | 0 | 4657709 | C
325180 | 1013164 | 2023 |  | CP-Misc Potcarb Heaters | Natural Gas (Weighted U.S. Average) | Carbon Dioxide Non-Biogenic | 253.6 | 4657709 | C
325180 | 1013164 | 2023 |  | CP-Misc Potcarb Heaters | Natural Gas (Weighted U.S. Average) | Carbon Dioxide Total | 253.6 | 4657709 | C
325180 | 1013164 | 2023 |  | CP-Misc Potcarb Heaters | Natural Gas (Weighted U.S. Average) | Methane | 0 | 4657709 | C
325180 | 1013164 | 2023 |  | CP-Misc Potcarb Heaters | Natural Gas (Weighted U.S. Average) | Methane (Co2 eq) | 0.1 | 4657709 | C
325180 | 1013164 | 2023 |  | CP-Misc Potcarb Heaters | Natural Gas (Weighted U.S. Average) | Nitrous Oxide | 0 | 4657709 | C
325180 | 1013164 | 2023 |  | CP-Misc Potcarb Heaters | Natural Gas (Weighted U.S. Average) | Nitrous Oxide (Co2 eq) | 0.1 | 4657709 | C
325180 | 1013164 | 2023 | CH (Comfort heater) | P40 HVAC0346 Liquefaction Heater | Natural Gas (Weighted U.S. Average) | Carbon Dioxide Biogenic | 0 | 13274 | C
325180 | 1013164 | 2023 | CH (Comfort heater) | P40 HVAC0346 Liquefaction Heater | Natural Gas (Weighted U.S. Average) | Carbon Dioxide Non-Biogenic | 0.7 | 13274 | C
325180 | 1013164 | 2023 | CH (Comfort heater) | P40 HVAC0346 Liquefaction Heater | Natural Gas (Weighted U.S. Average) | Carbon Dioxide Total | 0.7 | 13274 | C
325180 | 1013164 | 2023 | CH (Comfort heater) | P40 HVAC0346 Liquefaction Heater | Natural Gas (Weighted U.S. Average) | Methane | 0 | 13274 | C
325180 | 1013164 | 2023 | CH (Comfort heater) | P40 HVAC0346 Liquefaction Heater | Natural Gas (Weighted U.S. Average) | Methane (Co2 eq) | 0 | 13274 | C
325180 | 1013164 | 2023 | CH (Comfort heater) | P40 HVAC0346 Liquefaction Heater | Natural Gas (Weighted U.S. Average) | Nitrous Oxide | 0 | 13274 | C
325180 | 1013164 | 2023 | CH (Comfort heater) | P40 HVAC0346 Liquefaction Heater | Natural Gas (Weighted U.S. Average) | Nitrous Oxide (Co2 eq) | 0 | 13274 | C
325194 | 1013168 | 2023 |  | GP-Combustion Sources | Natural Gas (Weighted U.S. Average) | Carbon Dioxide Biogenic | 0 | 0 | C
325194 | 1013168 | 2023 |  | GP-Combustion Sources | Natural Gas (Weighted U.S. Average) | Carbon Dioxide Non-Biogenic | 26248.8 | 0 | C
325194 | 1013168 | 2023 |  | GP-Combustion Sources | Natural Gas (Weighted U.S. Average) | Carbon Dioxide Total | 26248.8 | 0 | C
325194 | 1013168 | 2023 |  | GP-Combustion Sources | Natural Gas (Weighted U.S. Average) | Methane | 0.49 | 0 | C
325194 | 1013168 | 2023 |  | GP-Combustion Sources | Natural Gas (Weighted U.S. Average) | Methane (Co2 eq) | 12.4 | 0 | C
325194 | 1013168 | 2023 |  | GP-Combustion Sources | Natural Gas (Weighted U.S. Average) | Nitrous Oxide | 0.049 | 0 | C
325194 | 1013168 | 2023 |  | GP-Combustion Sources | Natural Gas (Weighted U.S. Average) | Nitrous Oxide (Co2 eq) | 14.7 | 0 | C
311511 | 1013246 | 2023 |  | GP-MTC | Natural Gas (Weighted U.S. Average) | Carbon Dioxide Biogenic | 0 | 0 | C
311511 | 1013246 | 2023 |  | GP-MTC | Natural Gas (Weighted U.S. Average) | Carbon Dioxide Non-Biogenic | 32499.3 | 0 | C
311511 | 1013246 | 2023 |  | GP-MTC | Natural Gas (Weighted U.S. Average) | Carbon Dioxide Total | 32499.3 | 0 | C
311511 | 1013246 | 2023 |  | GP-MTC | Natural Gas (Weighted U.S. Average) | Methane | 0.61 | 0 | C
311511 | 1013246 | 2023 |  | GP-MTC | Natural Gas (Weighted U.S. Average) | Methane (Co2 eq) | 15.3 | 0 | C
311511 | 1013246 | 2023 |  | GP-MTC | Natural Gas (Weighted U.S. Average) | Nitrous Oxide | 0.061 | 0 | C
311511 | 1013246 | 2023 |  | GP-MTC | Natural Gas (Weighted U.S. Average) | Nitrous Oxide (Co2 eq) | 18.3 | 0 | C
325180 | 1013253 | 2023 |  | GP-3 Boilers & Sodium Silicate furnace | Natural Gas (Weighted U.S. Average) | Carbon Dioxide Biogenic | 0 | 0 | C
325180 | 1013253 | 2023 |  | GP-3 Boilers & Sodium Silicate furnace | Natural Gas (Weighted U.S. Average) | Carbon Dioxide Non-Biogenic | 23767.7 | 0 | C
325180 | 1013253 | 2023 |  | GP-3 Boilers & Sodium Silicate furnace | Natural Gas (Weighted U.S. Average) | Carbon Dioxide Total | 23767.7 | 0 | C
325180 | 1013253 | 2023 |  | GP-3 Boilers & Sodium Silicate furnace | Natural Gas (Weighted U.S. Average) | Methane | 0.45 | 0 | C
325180 | 1013253 | 2023 |  | GP-3 Boilers & Sodium Silicate furnace | Natural Gas (Weighted U.S. Average) | Methane (Co2 eq) | 11.2 | 0 | C
325180 | 1013253 | 2023 |  | GP-3 Boilers & Sodium Silicate furnace | Natural Gas (Weighted U.S. Average) | Nitrous Oxide | 0.045 | 0 | C
325180 | 1013253 | 2023 |  | GP-3 Boilers & Sodium Silicate furnace | Natural Gas (Weighted U.S. Average) | Nitrous Oxide (Co2 eq) | 13.3 | 0 | C
325311 | 1013265 | 2023 | RICE (Reciprocating internal combustion engine) | EP-Engine | Distillate Fuel Oil No. 2 | Carbon Dioxide Biogenic | 0 | 137.772 | C
325311 | 1013265 | 2023 | RICE (Reciprocating internal combustion engine) | EP-Engine | Distillate Fuel Oil No. 2 | Carbon Dioxide Non-Biogenic | 1.4 | 137.772 | C
325311 | 1013265 | 2023 | RICE (Reciprocating internal combustion engine) | EP-Engine | Distillate Fuel Oil No. 2 | Carbon Dioxide Total | 1.4 | 137.772 | C
325311 | 1013265 | 2023 | RICE (Reciprocating internal combustion engine) | EP-Engine | Distillate Fuel Oil No. 2 | Methane | 0 | 137.772 | C
325311 | 1013265 | 2023 | RICE (Reciprocating internal combustion engine) | EP-Engine | Distillate Fuel Oil No. 2 | Methane (Co2 eq) | 0 | 137.772 | C
325311 | 1013265 | 2023 | RICE (Reciprocating internal combustion engine) | EP-Engine | Distillate Fuel Oil No. 2 | Nitrous Oxide | 0 | 137.772 | C
325311 | 1013265 | 2023 | RICE (Reciprocating internal combustion engine) | EP-Engine | Distillate Fuel Oil No. 2 | Nitrous Oxide (Co2 eq) | 0 | 137.772 | C
325311 | 1013265 | 2023 | RICE (Reciprocating internal combustion engine) | EU-MSC EMG Engine | Distillate Fuel Oil No. 2 | Carbon Dioxide Biogenic |  | 0 | C
325311 | 1013265 | 2023 | RICE (Reciprocating internal combustion engine) | EU-MSC EMG Engine | Distillate Fuel Oil No. 2 | Carbon Dioxide Non-Biogenic | 0 | 0 | C
325311 | 1013265 | 2023 | RICE (Reciprocating internal combustion engine) | EU-MSC EMG Engine | Distillate Fuel Oil No. 2 | Carbon Dioxide Total | 0 | 0 | C
325311 | 1013265 | 2023 | RICE (Reciprocating internal combustion engine) | EU-MSC EMG Engine | Distillate Fuel Oil No. 2 | Methane | 0 | 0 | C
325311 | 1013265 | 2023 | RICE (Reciprocating internal combustion engine) | EU-MSC EMG Engine | Distillate Fuel Oil No. 2 | Methane (Co2 eq) | 0 | 0 | C
325311 | 1013265 | 2023 | RICE (Reciprocating internal combustion engine) | EU-MSC EMG Engine | Distillate Fuel Oil No. 2 | Nitrous Oxide | 0 | 0 | C
325311 | 1013265 | 2023 | RICE (Reciprocating internal combustion engine) | EU-MSC EMG Engine | Distillate Fuel Oil No. 2 | Nitrous Oxide (Co2 eq) | 0.1 | 0 | C
325311 | 1013265 | 2023 |  | GP-NATGAS | Natural Gas (Weighted U.S. Average) | Carbon Dioxide Biogenic | 0 | 0 | C
325311 | 1013265 | 2023 |  | GP-NATGAS | Natural Gas (Weighted U.S. Average) | Carbon Dioxide Non-Biogenic | 18285.3 | 0 | C
325311 | 1013265 | 2023 |  | GP-NATGAS | Natural Gas (Weighted U.S. Average) | Carbon Dioxide Total | 18285.3 | 0 | C
325311 | 1013265 | 2023 |  | GP-NATGAS | Natural Gas (Weighted U.S. Average) | Methane | 0.34 | 0 | C
325311 | 1013265 | 2023 |  | GP-NATGAS | Natural Gas (Weighted U.S. Average) | Methane (Co2 eq) | 8.6 | 0 | C
325311 | 1013265 | 2023 |  | GP-NATGAS | Natural Gas (Weighted U.S. Average) | Nitrous Oxide | 0.034 | 0 | C
325311 | 1013265 | 2023 |  | GP-NATGAS | Natural Gas (Weighted U.S. Average) | Nitrous Oxide (Co2 eq) | 10.3 | 0 | C
325311 | 1013265 | 2023 |  | REFORMER |  | Carbon Dioxide | 39239.8 |  | G
312140 | 1013270 | 2023 |  | GP-JDD Inc NG Boilers | Distillate Fuel Oil No. 2 | Carbon Dioxide Biogenic | 0 | 2509 | C
312140 | 1013270 | 2023 |  | GP-JDD Inc NG Boilers | Distillate Fuel Oil No. 2 | Carbon Dioxide Non-Biogenic | 25.6 | 2509 | C
312140 | 1013270 | 2023 |  | GP-JDD Inc NG Boilers | Distillate Fuel Oil No. 2 | Carbon Dioxide Total | 25.6 | 2509 | C
312140 | 1013270 | 2023 |  | GP-JDD Inc NG Boilers | Distillate Fuel Oil No. 2 | Methane | 0 | 2509 | C
312140 | 1013270 | 2023 |  | GP-JDD Inc NG Boilers | Distillate Fuel Oil No. 2 | Methane (Co2 eq) | 0 | 2509 | C
312140 | 1013270 | 2023 |  | GP-JDD Inc NG Boilers | Distillate Fuel Oil No. 2 | Nitrous Oxide | 0 | 2509 | C
312140 | 1013270 | 2023 |  | GP-JDD Inc NG Boilers | Distillate Fuel Oil No. 2 | Nitrous Oxide (Co2 eq) | 0.1 | 2509 | C
312140 | 1013270 | 2023 |  | GP-JDD Inc NG Boilers | Natural Gas (Weighted U.S. Average) | Carbon Dioxide Biogenic | 0 | 1224002829 | C
312140 | 1013270 | 2023 |  | GP-JDD Inc NG Boilers | Natural Gas (Weighted U.S. Average) | Carbon Dioxide Non-Biogenic | 66634.2 | 1224002829 | C
312140 | 1013270 | 2023 |  | GP-JDD Inc NG Boilers | Natural Gas (Weighted U.S. Average) | Carbon Dioxide Total | 66634.2 | 1224002829 | C
312140 | 1013270 | 2023 |  | GP-JDD Inc NG Boilers | Natural Gas (Weighted U.S. Average) | Methane | 1.26 | 1224002829 | C
312140 | 1013270 | 2023 |  | GP-JDD Inc NG Boilers | Natural Gas (Weighted U.S. Average) | Methane (Co2 eq) | 31.4 | 1224002829 | C
312140 | 1013270 | 2023 |  | GP-JDD Inc NG Boilers | Natural Gas (Weighted U.S. Average) | Nitrous Oxide | 0.126 | 1224002829 | C
312140 | 1013270 | 2023 |  | GP-JDD Inc NG Boilers | Natural Gas (Weighted U.S. Average) | Nitrous Oxide (Co2 eq) | 37.4 | 1224002829 | C
312140 | 1013270 | 2023 |  | GP-JDD Inc Wood Boilers | Wood and Wood Residuals (dry basis) | Carbon Dioxide Biogenic | 0 | 0 | C
312140 | 1013270 | 2023 |  | GP-JDD Inc Wood Boilers | Wood and Wood Residuals (dry basis) | Carbon Dioxide Non-Biogenic | 0 | 0 | C
312140 | 1013270 | 2023 |  | GP-JDD Inc Wood Boilers | Wood and Wood Residuals (dry basis) | Carbon Dioxide Total | 0 | 0 | C
312140 | 1013270 | 2023 |  | GP-JDD Inc Wood Boilers | Wood and Wood Residuals (dry basis) | Methane | 0 | 0 | C
312140 | 1013270 | 2023 |  | GP-JDD Inc Wood Boilers | Wood and Wood Residuals (dry basis) | Methane (Co2 eq) | 0 | 0 | C
312140 | 1013270 | 2023 |  | GP-JDD Inc Wood Boilers | Wood and Wood Residuals (dry basis) | Nitrous Oxide | 0 | 0 | C
312140 | 1013270 | 2023 |  | GP-JDD Inc Wood Boilers | Wood and Wood Residuals (dry basis) | Nitrous Oxide (Co2 eq) | 0 | 0 | C
312140 | 1013270 | 2023 | OCS (Other combustion source) | JDD Inc. Afterburner | Natural Gas (Weighted U.S. Average) | Carbon Dioxide Biogenic | 0 | 1462600 | C
312140 | 1013270 | 2023 | OCS (Other combustion source) | JDD Inc. Afterburner | Natural Gas (Weighted U.S. Average) | Carbon Dioxide Non-Biogenic | 79.6 | 1462600 | C
312140 | 1013270 | 2023 | OCS (Other combustion source) | JDD Inc. Afterburner | Natural Gas (Weighted U.S. Average) | Carbon Dioxide Total | 79.6 | 1462600 | C
312140 | 1013270 | 2023 | OCS (Other combustion source) | JDD Inc. Afterburner | Natural Gas (Weighted U.S. Average) | Methane | 0 | 1462600 | C
312140 | 1013270 | 2023 | OCS (Other combustion source) | JDD Inc. Afterburner | Natural Gas (Weighted U.S. Average) | Methane (Co2 eq) | 0 | 1462600 | C
312140 | 1013270 | 2023 | OCS (Other combustion source) | JDD Inc. Afterburner | Natural Gas (Weighted U.S. Average) | Nitrous Oxide | 0 | 1462600 | C
312140 | 1013270 | 2023 | OCS (Other combustion source) | JDD Inc. Afterburner | Natural Gas (Weighted U.S. Average) | Nitrous Oxide (Co2 eq) | 0 | 1462600 | C
322120 | 1013279 | 2023 |  | GP- Entire Facility (boiler & PM hood) | Natural Gas (Weighted U.S. Average) | Carbon Dioxide Biogenic | 0 | 0 | C
322120 | 1013279 | 2023 |  | GP- Entire Facility (boiler & PM hood) | Natural Gas (Weighted U.S. Average) | Carbon Dioxide Non-Biogenic | 25745.6 | 0 | C
322120 | 1013279 | 2023 |  | GP- Entire Facility (boiler & PM hood) | Natural Gas (Weighted U.S. Average) | Carbon Dioxide Total | 25745.6 | 0 | C
322120 | 1013279 | 2023 |  | GP- Entire Facility (boiler & PM hood) | Natural Gas (Weighted U.S. Average) | Methane | 0.49 | 0 | C
322120 | 1013279 | 2023 |  | GP- Entire Facility (boiler & PM hood) | Natural Gas (Weighted U.S. Average) | Methane (Co2 eq) | 12.1 | 0 | C
322120 | 1013279 | 2023 |  | GP- Entire Facility (boiler & PM hood) | Natural Gas (Weighted U.S. Average) | Nitrous Oxide | 0.049 | 0 | C
322120 | 1013279 | 2023 |  | GP- Entire Facility (boiler & PM hood) | Natural Gas (Weighted U.S. Average) | Nitrous Oxide (Co2 eq) | 14.5 | 0 | C
325193 | 1013287 | 2023 |  | GP-Natural Gas Combustion | Natural Gas (Weighted U.S. Average) | Carbon Dioxide Biogenic | 0 | 0 | C
325193 | 1013287 | 2023 |  | GP-Natural Gas Combustion | Natural Gas (Weighted U.S. Average) | Carbon Dioxide Non-Biogenic | 177562.4 | 0 | C
325193 | 1013287 | 2023 |  | GP-Natural Gas Combustion | Natural Gas (Weighted U.S. Average) | Carbon Dioxide Total | 177562.4 | 0 | C
325193 | 1013287 | 2023 |  | GP-Natural Gas Combustion | Natural Gas (Weighted U.S. Average) | Methane | 3.35 | 0 | C
325193 | 1013287 | 2023 |  | GP-Natural Gas Combustion | Natural Gas (Weighted U.S. Average) | Methane (Co2 eq) | 83.7 | 0 | C
325193 | 1013287 | 2023 |  | GP-Natural Gas Combustion | Natural Gas (Weighted U.S. Average) | Nitrous Oxide | 0.335 | 0 | C
325193 | 1013287 | 2023 |  | GP-Natural Gas Combustion | Natural Gas (Weighted U.S. Average) | Nitrous Oxide (Co2 eq) | 99.7 | 0 | C
325110 | 1013353 | 2023 |  | CP-1 | Natural Gas (Weighted U.S. Average) | Carbon Dioxide Biogenic | 0 | 0 | C
325110 | 1013353 | 2023 |  | CP-1 | Natural Gas (Weighted U.S. Average) | Carbon Dioxide Non-Biogenic | 105628.7 | 0 | C
325110 | 1013353 | 2023 |  | CP-1 | Natural Gas (Weighted U.S. Average) | Carbon Dioxide Total | 105628.7 | 0 | C
325110 | 1013353 | 2023 |  | CP-1 | Natural Gas (Weighted U.S. Average) | Methane | 1.99 | 0 | C
325110 | 1013353 | 2023 |  | CP-1 | Natural Gas (Weighted U.S. Average) | Methane (Co2 eq) | 49.8 | 0 | C
325110 | 1013353 | 2023 |  | CP-1 | Natural Gas (Weighted U.S. Average) | Nitrous Oxide | 0.199 | 0 | C
325110 | 1013353 | 2023 |  | CP-1 | Natural Gas (Weighted U.S. Average) | Nitrous Oxide (Co2 eq) | 59.3 | 0 | C
325110 | 1013353 | 2023 | Petrochemical process unit | Ethylene Unit |  | Carbon Dioxide | 409528.5 |  | X
325110 | 1013353 | 2023 | Petrochemical process unit | MEG Unit |  | Carbon Dioxide | 168237.4 |  | X
325110 | 1013353 | 2023 | ICI (Incinerator, commercial and industrial) | MEG-TOX | Natural Gas (Weighted U.S. Average) | Carbon Dioxide Biogenic | 0 | 0 | C
325110 | 1013353 | 2023 | ICI (Incinerator, commercial and industrial) | MEG-TOX | Natural Gas (Weighted U.S. Average) | Carbon Dioxide Non-Biogenic | 5460.4 | 0 | C
325110 | 1013353 | 2023 | ICI (Incinerator, commercial and industrial) | MEG-TOX | Natural Gas (Weighted U.S. Average) | Carbon Dioxide Total | 5460.4 | 0 | C
325110 | 1013353 | 2023 | ICI (Incinerator, commercial and industrial) | MEG-TOX | Natural Gas (Weighted U.S. Average) | Methane | 0.1 | 0 | C
325110 | 1013353 | 2023 | ICI (Incinerator, commercial and industrial) | MEG-TOX | Natural Gas (Weighted U.S. Average) | Methane (Co2 eq) | 2.6 | 0 | C
325110 | 1013353 | 2023 | ICI (Incinerator, commercial and industrial) | MEG-TOX | Natural Gas (Weighted U.S. Average) | Nitrous Oxide | 0.01 | 0 | C
325110 | 1013353 | 2023 | ICI (Incinerator, commercial and industrial) | MEG-TOX | Natural Gas (Weighted U.S. Average) | Nitrous Oxide (Co2 eq) | 3.1 | 0 | C
311613 | 1013363 | 2023 |  | GP-01 | Natural Gas (Weighted U.S. Average) | Carbon Dioxide Biogenic | 0 | 0 | C
311613 | 1013363 | 2023 |  | GP-01 | Natural Gas (Weighted U.S. Average) | Carbon Dioxide Non-Biogenic | 27018.4 | 0 | C
311613 | 1013363 | 2023 |  | GP-01 | Natural Gas (Weighted U.S. Average) | Carbon Dioxide Total | 27018.4 | 0 | C
311613 | 1013363 | 2023 |  | GP-01 | Natural Gas (Weighted U.S. Average) | Methane | 0.51 | 0 | C
311613 | 1013363 | 2023 |  | GP-01 | Natural Gas (Weighted U.S. Average) | Methane (Co2 eq) | 12.7 | 0 | C
311613 | 1013363 | 2023 |  | GP-01 | Natural Gas (Weighted U.S. Average) | Nitrous Oxide | 0.051 | 0 | C
311613 | 1013363 | 2023 |  | GP-01 | Natural Gas (Weighted U.S. Average) | Nitrous Oxide (Co2 eq) | 15.2 | 0 | C
322130 | 1013376 | 2023 | OB (Boiler, other) | Niagara Falls Boiler #7 | Natural Gas (Weighted U.S. Average) | Carbon Dioxide Biogenic | 0 | 0 | C
322130 | 1013376 | 2023 | OB (Boiler, other) | Niagara Falls Boiler #7 | Natural Gas (Weighted U.S. Average) | Carbon Dioxide Non-Biogenic | 11736.1 | 0 | C
322130 | 1013376 | 2023 | OB (Boiler, other) | Niagara Falls Boiler #7 | Natural Gas (Weighted U.S. Average) | Carbon Dioxide Total | 11736.1 | 0 | C
322130 | 1013376 | 2023 | OB (Boiler, other) | Niagara Falls Boiler #7 | Natural Gas (Weighted U.S. Average) | Methane | 0.22 | 0 | C
322130 | 1013376 | 2023 | OB (Boiler, other) | Niagara Falls Boiler #7 | Natural Gas (Weighted U.S. Average) | Methane (Co2 eq) | 5.5 | 0 | C
322130 | 1013376 | 2023 | OB (Boiler, other) | Niagara Falls Boiler #7 | Natural Gas (Weighted U.S. Average) | Nitrous Oxide | 0.022 | 0 | C
322130 | 1013376 | 2023 | OB (Boiler, other) | Niagara Falls Boiler #7 | Natural Gas (Weighted U.S. Average) | Nitrous Oxide (Co2 eq) | 6.6 | 0 | C
325199 | 1013382 | 2023 | Petrochemical process unit | B-01001 |  | Carbon Dioxide | 366982.4 |  | X
325199 | 1013382 | 2023 | OB (Boiler, other) | B-14001 | Natural Gas (Weighted U.S. Average) | Carbon Dioxide Biogenic | 0 | 0 | C
325199 | 1013382 | 2023 | OB (Boiler, other) | B-14001 | Natural Gas (Weighted U.S. Average) | Carbon Dioxide Non-Biogenic | 157021.9 | 0 | C
325199 | 1013382 | 2023 | OB (Boiler, other) | B-14001 | Natural Gas (Weighted U.S. Average) | Carbon Dioxide Total | 157021.9 | 0 | C
325199 | 1013382 | 2023 | OB (Boiler, other) | B-14001 | Natural Gas (Weighted U.S. Average) | Methane | 2.96 | 0 | C
325199 | 1013382 | 2023 | OB (Boiler, other) | B-14001 | Natural Gas (Weighted U.S. Average) | Methane (Co2 eq) | 74 | 0 | C
325199 | 1013382 | 2023 | OB (Boiler, other) | B-14001 | Natural Gas (Weighted U.S. Average) | Nitrous Oxide | 0.296 | 0 | C
325199 | 1013382 | 2023 | OB (Boiler, other) | B-14001 | Natural Gas (Weighted U.S. Average) | Nitrous Oxide (Co2 eq) | 88.2 | 0 | C
325199 | 1013382 | 2023 | OCS (Other combustion source) | CP20-B-01001 | Natural Gas (Weighted U.S. Average) | Carbon Dioxide Biogenic | 0 | 0 | C
325199 | 1013382 | 2023 | OCS (Other combustion source) | CP20-B-01001 | Natural Gas (Weighted U.S. Average) | Carbon Dioxide Non-Biogenic | 206180.1 | 0 | C
325199 | 1013382 | 2023 | OCS (Other combustion source) | CP20-B-01001 | Natural Gas (Weighted U.S. Average) | Carbon Dioxide Total | 206180.1 | 0 | C
325199 | 1013382 | 2023 | OCS (Other combustion source) | CP20-B-01001 | Natural Gas (Weighted U.S. Average) | Methane | 3.88 | 0 | C
325199 | 1013382 | 2023 | OCS (Other combustion source) | CP20-B-01001 | Natural Gas (Weighted U.S. Average) | Methane (Co2 eq) | 97.1 | 0 | C
325199 | 1013382 | 2023 | OCS (Other combustion source) | CP20-B-01001 | Natural Gas (Weighted U.S. Average) | Nitrous Oxide | 0.388 | 0 | C
325199 | 1013382 | 2023 | OCS (Other combustion source) | CP20-B-01001 | Natural Gas (Weighted U.S. Average) | Nitrous Oxide (Co2 eq) | 115.8 | 0 | C
311513 | 1013384 | 2023 |  | GP-1 | Natural Gas (Weighted U.S. Average) | Carbon Dioxide Biogenic | 0 | 0 | C
311513 | 1013384 | 2023 |  | GP-1 | Natural Gas (Weighted U.S. Average) | Carbon Dioxide Non-Biogenic | 37411.4 | 0 | C
311513 | 1013384 | 2023 |  | GP-1 | Natural Gas (Weighted U.S. Average) | Carbon Dioxide Total | 37411.4 | 0 | C
311513 | 1013384 | 2023 |  | GP-1 | Natural Gas (Weighted U.S. Average) | Methane | 0.71 | 0 | C
311513 | 1013384 | 2023 |  | GP-1 | Natural Gas (Weighted U.S. Average) | Methane (Co2 eq) | 17.6 | 0 | C
311513 | 1013384 | 2023 |  | GP-1 | Natural Gas (Weighted U.S. Average) | Nitrous Oxide | 0.071 | 0 | C
311513 | 1013384 | 2023 |  | GP-1 | Natural Gas (Weighted U.S. Average) | Nitrous Oxide (Co2 eq) | 21 | 0 | C
311513 | 1013384 | 2023 |  | GP-2 | Other Biomass Gases | Carbon Dioxide Biogenic | 4609.3 | 135146004 | C
311513 | 1013384 | 2023 |  | GP-2 | Other Biomass Gases | Carbon Dioxide Non-Biogenic | 0 | 135146004 | C
311513 | 1013384 | 2023 |  | GP-2 | Other Biomass Gases | Carbon Dioxide Total | 4609.3 | 135146004 | C
311513 | 1013384 | 2023 |  | GP-2 | Other Biomass Gases | Methane | 0.28 | 135146004 | C
311513 | 1013384 | 2023 |  | GP-2 | Other Biomass Gases | Methane (Co2 eq) | 7.1 | 135146004 | C
311513 | 1013384 | 2023 |  | GP-2 | Other Biomass Gases | Nitrous Oxide | 0.056 | 135146004 | C
311513 | 1013384 | 2023 |  | GP-2 | Other Biomass Gases | Nitrous Oxide (Co2 eq) | 16.6 | 135146004 | C
311919 | 1013489 | 2023 |  | CP-Boilers and Ovens | Natural Gas (Weighted U.S. Average) | Carbon Dioxide Biogenic | 0 | 0 | C
311919 | 1013489 | 2023 |  | CP-Boilers and Ovens | Natural Gas (Weighted U.S. Average) | Carbon Dioxide Non-Biogenic | 27635.9 | 0 | C
311919 | 1013489 | 2023 |  | CP-Boilers and Ovens | Natural Gas (Weighted U.S. Average) | Carbon Dioxide Total | 27635.9 | 0 | C
311919 | 1013489 | 2023 |  | CP-Boilers and Ovens | Natural Gas (Weighted U.S. Average) | Methane | 0.52 | 0 | C
311919 | 1013489 | 2023 |  | CP-Boilers and Ovens | Natural Gas (Weighted U.S. Average) | Methane (Co2 eq) | 13 | 0 | C
311919 | 1013489 | 2023 |  | CP-Boilers and Ovens | Natural Gas (Weighted U.S. Average) | Nitrous Oxide | 0.052 | 0 | C
311919 | 1013489 | 2023 |  | CP-Boilers and Ovens | Natural Gas (Weighted U.S. Average) | Nitrous Oxide (Co2 eq) | 15.5 | 0 | C
311514 | 1013538 | 2023 |  | GP-Facility | Natural Gas (Weighted U.S. Average) | Carbon Dioxide Biogenic | 0 | 0 | C
311514 | 1013538 | 2023 |  | GP-Facility | Natural Gas (Weighted U.S. Average) | Carbon Dioxide Non-Biogenic | 23885.7 | 0 | C
311514 | 1013538 | 2023 |  | GP-Facility | Natural Gas (Weighted U.S. Average) | Carbon Dioxide Total | 23885.7 | 0 | C
311514 | 1013538 | 2023 |  | GP-Facility | Natural Gas (Weighted U.S. Average) | Methane | 0.45 | 0 | C
311514 | 1013538 | 2023 |  | GP-Facility | Natural Gas (Weighted U.S. Average) | Methane (Co2 eq) | 11.3 | 0 | C
311514 | 1013538 | 2023 |  | GP-Facility | Natural Gas (Weighted U.S. Average) | Nitrous Oxide | 0.045 | 0 | C
311514 | 1013538 | 2023 |  | GP-Facility | Natural Gas (Weighted U.S. Average) | Nitrous Oxide (Co2 eq) | 13.4 | 0 | C
325199 | 1013611 | 2023 |  | CP-Koch Methanol Plant & Terminal | Natural Gas (Weighted U.S. Average) | Carbon Dioxide Biogenic | 0 | 0 | C
325199 | 1013611 | 2023 |  | CP-Koch Methanol Plant & Terminal | Natural Gas (Weighted U.S. Average) | Carbon Dioxide Non-Biogenic | 357956.5 | 0 | C
325199 | 1013611 | 2023 |  | CP-Koch Methanol Plant & Terminal | Natural Gas (Weighted U.S. Average) | Carbon Dioxide Total | 357956.5 | 0 | C
325199 | 1013611 | 2023 |  | CP-Koch Methanol Plant & Terminal | Natural Gas (Weighted U.S. Average) | Methane | 6.75 | 0 | C
325199 | 1013611 | 2023 |  | CP-Koch Methanol Plant & Terminal | Natural Gas (Weighted U.S. Average) | Methane (Co2 eq) | 168.7 | 0 | C
325199 | 1013611 | 2023 |  | CP-Koch Methanol Plant & Terminal | Natural Gas (Weighted U.S. Average) | Nitrous Oxide | 0.675 | 0 | C
325199 | 1013611 | 2023 |  | CP-Koch Methanol Plant & Terminal | Natural Gas (Weighted U.S. Average) | Nitrous Oxide (Co2 eq) | 201 | 0 | C
325199 | 1013611 | 2023 | Petrochemical process unit | Methanol Production |  | Carbon Dioxide | 294169.6 |  | X
325193 | 1013622 | 2023 |  | CP-1 | Natural Gas (Weighted U.S. Average) | Carbon Dioxide Biogenic | 0 | 0 | C
325193 | 1013622 | 2023 |  | CP-1 | Natural Gas (Weighted U.S. Average) | Carbon Dioxide Non-Biogenic | 101509.1 | 0 | C
325193 | 1013622 | 2023 |  | CP-1 | Natural Gas (Weighted U.S. Average) | Carbon Dioxide Total | 101509.1 | 0 | C
325193 | 1013622 | 2023 |  | CP-1 | Natural Gas (Weighted U.S. Average) | Methane | 1.91 | 0 | C
325193 | 1013622 | 2023 |  | CP-1 | Natural Gas (Weighted U.S. Average) | Methane (Co2 eq) | 47.8 | 0 | C
325193 | 1013622 | 2023 |  | CP-1 | Natural Gas (Weighted U.S. Average) | Nitrous Oxide | 0.191 | 0 | C
325193 | 1013622 | 2023 |  | CP-1 | Natural Gas (Weighted U.S. Average) | Nitrous Oxide (Co2 eq) | 57 | 0 | C
325193 | 1013624 | 2023 |  | GP-Boiler Dryers RTO | Natural Gas (Weighted U.S. Average) | Carbon Dioxide Biogenic | 0 | 0 | C
325193 | 1013624 | 2023 |  | GP-Boiler Dryers RTO | Natural Gas (Weighted U.S. Average) | Carbon Dioxide Non-Biogenic | 19099.7 | 0 | C
325193 | 1013624 | 2023 |  | GP-Boiler Dryers RTO | Natural Gas (Weighted U.S. Average) | Carbon Dioxide Total | 19099.7 | 0 | C
325193 | 1013624 | 2023 |  | GP-Boiler Dryers RTO | Natural Gas (Weighted U.S. Average) | Methane | 0.36 | 0 | C
325193 | 1013624 | 2023 |  | GP-Boiler Dryers RTO | Natural Gas (Weighted U.S. Average) | Methane (Co2 eq) | 9 | 0 | C
325193 | 1013624 | 2023 |  | GP-Boiler Dryers RTO | Natural Gas (Weighted U.S. Average) | Nitrous Oxide | 0.036 | 0 | C
325193 | 1013624 | 2023 |  | GP-Boiler Dryers RTO | Natural Gas (Weighted U.S. Average) | Nitrous Oxide (Co2 eq) | 10.7 | 0 | C
325193 | 1013624 | 2023 |  | GP-Boiler Dryers RTO | Wood and Wood Residuals (dry basis) | Carbon Dioxide Biogenic | 0 | 0 | C
325193 | 1013624 | 2023 |  | GP-Boiler Dryers RTO | Wood and Wood Residuals (dry basis) | Carbon Dioxide Non-Biogenic | 0 | 0 | C
325193 | 1013624 | 2023 |  | GP-Boiler Dryers RTO | Wood and Wood Residuals (dry basis) | Carbon Dioxide Total | 0 | 0 | C
325193 | 1013624 | 2023 |  | GP-Boiler Dryers RTO | Wood and Wood Residuals (dry basis) | Methane | 0 | 0 | C
325193 | 1013624 | 2023 |  | GP-Boiler Dryers RTO | Wood and Wood Residuals (dry basis) | Methane (Co2 eq) | 0 | 0 | C
325193 | 1013624 | 2023 |  | GP-Boiler Dryers RTO | Wood and Wood Residuals (dry basis) | Nitrous Oxide | 0 | 0 | C
325193 | 1013624 | 2023 |  | GP-Boiler Dryers RTO | Wood and Wood Residuals (dry basis) | Nitrous Oxide (Co2 eq) | 0 | 0 | C
312140 | 1013627 | 2023 |  | CP-NaturalGas | Natural Gas (Weighted U.S. Average) | Carbon Dioxide Biogenic | 0 | 0 | C
312140 | 1013627 | 2023 |  | CP-NaturalGas | Natural Gas (Weighted U.S. Average) | Carbon Dioxide Non-Biogenic | 30311.5 | 0 | C
312140 | 1013627 | 2023 |  | CP-NaturalGas | Natural Gas (Weighted U.S. Average) | Carbon Dioxide Total | 30311.5 | 0 | C
312140 | 1013627 | 2023 |  | CP-NaturalGas | Natural Gas (Weighted U.S. Average) | Methane | 0.57 | 0 | C
312140 | 1013627 | 2023 |  | CP-NaturalGas | Natural Gas (Weighted U.S. Average) | Methane (Co2 eq) | 14.3 | 0 | C
312140 | 1013627 | 2023 |  | CP-NaturalGas | Natural Gas (Weighted U.S. Average) | Nitrous Oxide | 0.057 | 0 | C
312140 | 1013627 | 2023 |  | CP-NaturalGas | Natural Gas (Weighted U.S. Average) | Nitrous Oxide (Co2 eq) | 17 | 0 | C
311611 | 1013637 | 2023 |  | GP-Biogas | Other Biomass Gases | Carbon Dioxide Biogenic | 2873.5 | 84251133 | C
311611 | 1013637 | 2023 |  | GP-Biogas | Other Biomass Gases | Carbon Dioxide Non-Biogenic | 0 | 84251133 | C
311611 | 1013637 | 2023 |  | GP-Biogas | Other Biomass Gases | Carbon Dioxide Total | 2873.5 | 84251133 | C
311611 | 1013637 | 2023 |  | GP-Biogas | Other Biomass Gases | Methane | 0.18 | 84251133 | C
311611 | 1013637 | 2023 |  | GP-Biogas | Other Biomass Gases | Methane (Co2 eq) | 4.4 | 84251133 | C
311611 | 1013637 | 2023 |  | GP-Biogas | Other Biomass Gases | Nitrous Oxide | 0.035 | 84251133 | C
311611 | 1013637 | 2023 |  | GP-Biogas | Other Biomass Gases | Nitrous Oxide (Co2 eq) | 10.4 | 84251133 | C
311611 | 1013637 | 2023 |  | GP-Natural Gas | Natural Gas (Weighted U.S. Average) | Carbon Dioxide Biogenic | 0 | 0 | C
311611 | 1013637 | 2023 |  | GP-Natural Gas | Natural Gas (Weighted U.S. Average) | Carbon Dioxide Non-Biogenic | 25615.7 | 0 | C
311611 | 1013637 | 2023 |  | GP-Natural Gas | Natural Gas (Weighted U.S. Average) | Carbon Dioxide Total | 25615.7 | 0 | C
311611 | 1013637 | 2023 |  | GP-Natural Gas | Natural Gas (Weighted U.S. Average) | Methane | 0.48 | 0 | C
311611 | 1013637 | 2023 |  | GP-Natural Gas | Natural Gas (Weighted U.S. Average) | Methane (Co2 eq) | 12.1 | 0 | C
311611 | 1013637 | 2023 |  | GP-Natural Gas | Natural Gas (Weighted U.S. Average) | Nitrous Oxide | 0.048 | 0 | C
311611 | 1013637 | 2023 |  | GP-Natural Gas | Natural Gas (Weighted U.S. Average) | Nitrous Oxide (Co2 eq) | 14.4 | 0 | C
311513 | 1013643 | 2023 | OCS (Other combustion source) | #15 SW& Permeate Dryer | Natural Gas (Weighted U.S. Average) | Carbon Dioxide Biogenic | 0 | 0 | C
311513 | 1013643 | 2023 | OCS (Other combustion source) | #15 SW& Permeate Dryer | Natural Gas (Weighted U.S. Average) | Carbon Dioxide Non-Biogenic | 6520.8 | 0 | C
311513 | 1013643 | 2023 | OCS (Other combustion source) | #15 SW& Permeate Dryer | Natural Gas (Weighted U.S. Average) | Carbon Dioxide Total | 6520.8 | 0 | C
311513 | 1013643 | 2023 | OCS (Other combustion source) | #15 SW& Permeate Dryer | Natural Gas (Weighted U.S. Average) | Methane | 0.12 | 0 | C
311513 | 1013643 | 2023 | OCS (Other combustion source) | #15 SW& Permeate Dryer | Natural Gas (Weighted U.S. Average) | Methane (Co2 eq) | 3.1 | 0 | C
311513 | 1013643 | 2023 | OCS (Other combustion source) | #15 SW& Permeate Dryer | Natural Gas (Weighted U.S. Average) | Nitrous Oxide | 0.012 | 0 | C
311513 | 1013643 | 2023 | OCS (Other combustion source) | #15 SW& Permeate Dryer | Natural Gas (Weighted U.S. Average) | Nitrous Oxide (Co2 eq) | 3.7 | 0 | C
311513 | 1013643 | 2023 | OCS (Other combustion source) | #4Stork | Natural Gas (Weighted U.S. Average) | Carbon Dioxide Biogenic | 0 | 0 | C
311513 | 1013643 | 2023 | OCS (Other combustion source) | #4Stork | Natural Gas (Weighted U.S. Average) | Carbon Dioxide Non-Biogenic | 2230.5 | 0 | C
311513 | 1013643 | 2023 | OCS (Other combustion source) | #4Stork | Natural Gas (Weighted U.S. Average) | Carbon Dioxide Total | 2230.5 | 0 | C
311513 | 1013643 | 2023 | OCS (Other combustion source) | #4Stork | Natural Gas (Weighted U.S. Average) | Methane | 0.04 | 0 | C
311513 | 1013643 | 2023 | OCS (Other combustion source) | #4Stork | Natural Gas (Weighted U.S. Average) | Methane (Co2 eq) | 1.1 | 0 | C
311513 | 1013643 | 2023 | OCS (Other combustion source) | #4Stork | Natural Gas (Weighted U.S. Average) | Nitrous Oxide | 0.004 | 0 | C
311513 | 1013643 | 2023 | OCS (Other combustion source) | #4Stork | Natural Gas (Weighted U.S. Average) | Nitrous Oxide (Co2 eq) | 1.3 | 0 | C
311513 | 1013643 | 2023 | OB (Boiler, other) | #8 Superior | Natural Gas (Weighted U.S. Average) | Carbon Dioxide Biogenic | 0 | 0 | C
311513 | 1013643 | 2023 | OB (Boiler, other) | #8 Superior | Natural Gas (Weighted U.S. Average) | Carbon Dioxide Non-Biogenic | 9951.3 | 0 | C
311513 | 1013643 | 2023 | OB (Boiler, other) | #8 Superior | Natural Gas (Weighted U.S. Average) | Carbon Dioxide Total | 9951.3 | 0 | C
311513 | 1013643 | 2023 | OB (Boiler, other) | #8 Superior | Natural Gas (Weighted U.S. Average) | Methane | 0.19 | 0 | C
311513 | 1013643 | 2023 | OB (Boiler, other) | #8 Superior | Natural Gas (Weighted U.S. Average) | Methane (Co2 eq) | 4.7 | 0 | C
311513 | 1013643 | 2023 | OB (Boiler, other) | #8 Superior | Natural Gas (Weighted U.S. Average) | Nitrous Oxide | 0.019 | 0 | C
311513 | 1013643 | 2023 | OB (Boiler, other) | #8 Superior | Natural Gas (Weighted U.S. Average) | Nitrous Oxide (Co2 eq) | 5.6 | 0 | C
311513 | 1013643 | 2023 | OCS (Other combustion source) | #9 WPC Dryer | Natural Gas (Weighted U.S. Average) | Carbon Dioxide Biogenic | 0 | 0 | C
311513 | 1013643 | 2023 | OCS (Other combustion source) | #9 WPC Dryer | Natural Gas (Weighted U.S. Average) | Carbon Dioxide Non-Biogenic | 6398.9 | 0 | C
311513 | 1013643 | 2023 | OCS (Other combustion source) | #9 WPC Dryer | Natural Gas (Weighted U.S. Average) | Carbon Dioxide Total | 6398.9 | 0 | C
311513 | 1013643 | 2023 | OCS (Other combustion source) | #9 WPC Dryer | Natural Gas (Weighted U.S. Average) | Methane | 0.12 | 0 | C
311513 | 1013643 | 2023 | OCS (Other combustion source) | #9 WPC Dryer | Natural Gas (Weighted U.S. Average) | Methane (Co2 eq) | 3 | 0 | C
311513 | 1013643 | 2023 | OCS (Other combustion source) | #9 WPC Dryer | Natural Gas (Weighted U.S. Average) | Nitrous Oxide | 0.012 | 0 | C
311513 | 1013643 | 2023 | OCS (Other combustion source) | #9 WPC Dryer | Natural Gas (Weighted U.S. Average) | Nitrous Oxide (Co2 eq) | 3.6 | 0 | C
311513 | 1013643 | 2023 |  | GP-Boilers | Natural Gas (Weighted U.S. Average) | Carbon Dioxide Biogenic | 0 | 0 | C
311513 | 1013643 | 2023 |  | GP-Boilers | Natural Gas (Weighted U.S. Average) | Carbon Dioxide Non-Biogenic | 24133 | 0 | C
311513 | 1013643 | 2023 |  | GP-Boilers | Natural Gas (Weighted U.S. Average) | Carbon Dioxide Total | 24133 | 0 | C
311513 | 1013643 | 2023 |  | GP-Boilers | Natural Gas (Weighted U.S. Average) | Methane | 0.45 | 0 | C
311513 | 1013643 | 2023 |  | GP-Boilers | Natural Gas (Weighted U.S. Average) | Methane (Co2 eq) | 11.4 | 0 | C
311513 | 1013643 | 2023 |  | GP-Boilers | Natural Gas (Weighted U.S. Average) | Nitrous Oxide | 0.045 | 0 | C
311513 | 1013643 | 2023 |  | GP-Boilers | Natural Gas (Weighted U.S. Average) | Nitrous Oxide (Co2 eq) | 13.6 | 0 | C
325199 | 1013646 | 2023 |  | GP-Boilers and Tissue Dryer | Natural Gas (Weighted U.S. Average) | Carbon Dioxide Biogenic | 0 | 0 | C
325199 | 1013646 | 2023 |  | GP-Boilers and Tissue Dryer | Natural Gas (Weighted U.S. Average) | Carbon Dioxide Non-Biogenic | 21987.1 | 0 | C
325199 | 1013646 | 2023 |  | GP-Boilers and Tissue Dryer | Natural Gas (Weighted U.S. Average) | Carbon Dioxide Total | 21987.1 | 0 | C
325199 | 1013646 | 2023 |  | GP-Boilers and Tissue Dryer | Natural Gas (Weighted U.S. Average) | Methane | 0.41 | 0 | C
325199 | 1013646 | 2023 |  | GP-Boilers and Tissue Dryer | Natural Gas (Weighted U.S. Average) | Methane (Co2 eq) | 10.4 | 0 | C
325199 | 1013646 | 2023 |  | GP-Boilers and Tissue Dryer | Natural Gas (Weighted U.S. Average) | Nitrous Oxide | 0.041 | 0 | C
325199 | 1013646 | 2023 |  | GP-Boilers and Tissue Dryer | Natural Gas (Weighted U.S. Average) | Nitrous Oxide (Co2 eq) | 12.3 | 0 | C
325199 | 1013646 | 2023 |  | GP-Boilers and Tissue Dryer | Natural Gasoline | Carbon Dioxide Biogenic | 0 | 180 | C
325199 | 1013646 | 2023 |  | GP-Boilers and Tissue Dryer | Natural Gasoline | Carbon Dioxide Non-Biogenic | 1.3 | 180 | C
325199 | 1013646 | 2023 |  | GP-Boilers and Tissue Dryer | Natural Gasoline | Carbon Dioxide Total | 1.3 | 180 | C
325199 | 1013646 | 2023 |  | GP-Boilers and Tissue Dryer | Natural Gasoline | Methane | 0 | 180 | C
325199 | 1013646 | 2023 |  | GP-Boilers and Tissue Dryer | Natural Gasoline | Methane (Co2 eq) | 0 | 180 | C
325199 | 1013646 | 2023 |  | GP-Boilers and Tissue Dryer | Natural Gasoline | Nitrous Oxide | 0 | 180 | C
325199 | 1013646 | 2023 |  | GP-Boilers and Tissue Dryer | Natural Gasoline | Nitrous Oxide (Co2 eq) | 0 | 180 | C
325199 | 1013646 | 2023 |  | GP-Boilers and Tissue Dryer | Propane | Carbon Dioxide Biogenic | 0 | 180 | C
325199 | 1013646 | 2023 |  | GP-Boilers and Tissue Dryer | Propane | Carbon Dioxide Non-Biogenic | 1 | 180 | C
325199 | 1013646 | 2023 |  | GP-Boilers and Tissue Dryer | Propane | Carbon Dioxide Total | 1 | 180 | C
325199 | 1013646 | 2023 |  | GP-Boilers and Tissue Dryer | Propane | Methane | 0 | 180 | C
325199 | 1013646 | 2023 |  | GP-Boilers and Tissue Dryer | Propane | Methane (Co2 eq) | 0 | 180 | C
325199 | 1013646 | 2023 |  | GP-Boilers and Tissue Dryer | Propane | Nitrous Oxide | 0 | 180 | C
325199 | 1013646 | 2023 |  | GP-Boilers and Tissue Dryer | Propane | Nitrous Oxide (Co2 eq) | 0 | 180 | C
312140 | 1013656 | 2023 |  | GP-Boilers | Ethanol (100%) | Carbon Dioxide Biogenic | 0 | 5575 | C
312140 | 1013656 | 2023 |  | GP-Boilers | Ethanol (100%) | Carbon Dioxide Non-Biogenic | 32.1 | 5575 | C
312140 | 1013656 | 2023 |  | GP-Boilers | Ethanol (100%) | Carbon Dioxide Total | 32.1 | 5575 | C
312140 | 1013656 | 2023 |  | GP-Boilers | Ethanol (100%) | Methane | 0 | 5575 | C
312140 | 1013656 | 2023 |  | GP-Boilers | Ethanol (100%) | Methane (Co2 eq) | 0 | 5575 | C
312140 | 1013656 | 2023 |  | GP-Boilers | Ethanol (100%) | Nitrous Oxide | 0 | 5575 | C
312140 | 1013656 | 2023 |  | GP-Boilers | Ethanol (100%) | Nitrous Oxide (Co2 eq) | 0.1 | 5575 | C
312140 | 1013656 | 2023 |  | GP-Boilers | Natural Gas (Weighted U.S. Average) | Carbon Dioxide Biogenic | 0 | 0 | C
312140 | 1013656 | 2023 |  | GP-Boilers | Natural Gas (Weighted U.S. Average) | Carbon Dioxide Non-Biogenic | 62169.5 | 0 | C
312140 | 1013656 | 2023 |  | GP-Boilers | Natural Gas (Weighted U.S. Average) | Carbon Dioxide Total | 62169.5 | 0 | C
312140 | 1013656 | 2023 |  | GP-Boilers | Natural Gas (Weighted U.S. Average) | Methane | 1.17 | 0 | C
312140 | 1013656 | 2023 |  | GP-Boilers | Natural Gas (Weighted U.S. Average) | Methane (Co2 eq) | 29.3 | 0 | C
312140 | 1013656 | 2023 |  | GP-Boilers | Natural Gas (Weighted U.S. Average) | Nitrous Oxide | 0.117 | 0 | C
312140 | 1013656 | 2023 |  | GP-Boilers | Natural Gas (Weighted U.S. Average) | Nitrous Oxide (Co2 eq) | 34.9 | 0 | C
312140 | 1013656 | 2023 | FLR (Flare) | Wastewater Treatment Flare | Other Biomass Gases | Carbon Dioxide Biogenic | 1493.2 | 43782480 | C
312140 | 1013656 | 2023 | FLR (Flare) | Wastewater Treatment Flare | Other Biomass Gases | Carbon Dioxide Non-Biogenic | 0 | 43782480 | C
312140 | 1013656 | 2023 | FLR (Flare) | Wastewater Treatment Flare | Other Biomass Gases | Carbon Dioxide Total | 1493.2 | 43782480 | C
312140 | 1013656 | 2023 | FLR (Flare) | Wastewater Treatment Flare | Other Biomass Gases | Methane | 0.09 | 43782480 | C
312140 | 1013656 | 2023 | FLR (Flare) | Wastewater Treatment Flare | Other Biomass Gases | Methane (Co2 eq) | 2.3 | 43782480 | C
312140 | 1013656 | 2023 | FLR (Flare) | Wastewater Treatment Flare | Other Biomass Gases | Nitrous Oxide | 0.018 | 43782480 | C
312140 | 1013656 | 2023 | FLR (Flare) | Wastewater Treatment Flare | Other Biomass Gases | Nitrous Oxide (Co2 eq) | 5.4 | 43782480 | C
325194 | 1013670 | 2023 | OB (Boiler, other) | Boiler 016 | Natural Gas (Weighted U.S. Average) | Carbon Dioxide Biogenic | 0 | 874088717 | C
325194 | 1013670 | 2023 | OB (Boiler, other) | Boiler 016 | Natural Gas (Weighted U.S. Average) | Carbon Dioxide Non-Biogenic | 50030.5 | 874088717 | C
325194 | 1013670 | 2023 | OB (Boiler, other) | Boiler 016 | Natural Gas (Weighted U.S. Average) | Carbon Dioxide Total | 50030.5 | 874088717 | C
325194 | 1013670 | 2023 | OB (Boiler, other) | Boiler 016 | Natural Gas (Weighted U.S. Average) | Methane | 0.94 | 874088717 | C
325194 | 1013670 | 2023 | OB (Boiler, other) | Boiler 016 | Natural Gas (Weighted U.S. Average) | Methane (Co2 eq) | 23.6 | 874088717 | C
325194 | 1013670 | 2023 | OB (Boiler, other) | Boiler 016 | Natural Gas (Weighted U.S. Average) | Nitrous Oxide | 0.094 | 874088717 | C
325194 | 1013670 | 2023 | OB (Boiler, other) | Boiler 016 | Natural Gas (Weighted U.S. Average) | Nitrous Oxide (Co2 eq) | 28.1 | 874088717 | C
325194 | 1013670 | 2023 | OB (Boiler, other) | Boiler 017 | Natural Gas (Weighted U.S. Average) | Carbon Dioxide Biogenic | 0 | 761071462 | C
325194 | 1013670 | 2023 | OB (Boiler, other) | Boiler 017 | Natural Gas (Weighted U.S. Average) | Carbon Dioxide Non-Biogenic | 43601.4 | 761071462 | C
325194 | 1013670 | 2023 | OB (Boiler, other) | Boiler 017 | Natural Gas (Weighted U.S. Average) | Carbon Dioxide Total | 43601.4 | 761071462 | C
325194 | 1013670 | 2023 | OB (Boiler, other) | Boiler 017 | Natural Gas (Weighted U.S. Average) | Methane | 0.82 | 761071462 | C
325194 | 1013670 | 2023 | OB (Boiler, other) | Boiler 017 | Natural Gas (Weighted U.S. Average) | Methane (Co2 eq) | 20.5 | 761071462 | C
325194 | 1013670 | 2023 | OB (Boiler, other) | Boiler 017 | Natural Gas (Weighted U.S. Average) | Nitrous Oxide | 0.082 | 761071462 | C
325194 | 1013670 | 2023 | OB (Boiler, other) | Boiler 017 | Natural Gas (Weighted U.S. Average) | Nitrous Oxide (Co2 eq) | 24.5 | 761071462 | C
325194 | 1013670 | 2023 | PRH (Process Heater) | Dowtherm Furnace (B032) | Natural Gas (Weighted U.S. Average) | Carbon Dioxide Biogenic | 0 | 56708080 | C
325194 | 1013670 | 2023 | PRH (Process Heater) | Dowtherm Furnace (B032) | Natural Gas (Weighted U.S. Average) | Carbon Dioxide Non-Biogenic | 3247.8 | 56708080 | C
325194 | 1013670 | 2023 | PRH (Process Heater) | Dowtherm Furnace (B032) | Natural Gas (Weighted U.S. Average) | Carbon Dioxide Total | 3247.8 | 56708080 | C
325194 | 1013670 | 2023 | PRH (Process Heater) | Dowtherm Furnace (B032) | Natural Gas (Weighted U.S. Average) | Methane | 0.06 | 56708080 | C
325194 | 1013670 | 2023 | PRH (Process Heater) | Dowtherm Furnace (B032) | Natural Gas (Weighted U.S. Average) | Methane (Co2 eq) | 1.5 | 56708080 | C
325194 | 1013670 | 2023 | PRH (Process Heater) | Dowtherm Furnace (B032) | Natural Gas (Weighted U.S. Average) | Nitrous Oxide | 0.006 | 56708080 | C
325194 | 1013670 | 2023 | PRH (Process Heater) | Dowtherm Furnace (B032) | Natural Gas (Weighted U.S. Average) | Nitrous Oxide (Co2 eq) | 1.8 | 56708080 | C
322291 | 1013683 | 2023 |  | GP-01 | Natural Gas (Weighted U.S. Average) | Carbon Dioxide Biogenic | 0 | 0 | C
322291 | 1013683 | 2023 |  | GP-01 | Natural Gas (Weighted U.S. Average) | Carbon Dioxide Non-Biogenic | 83326.5 | 0 | C
322291 | 1013683 | 2023 |  | GP-01 | Natural Gas (Weighted U.S. Average) | Carbon Dioxide Total | 83326.5 | 0 | C
322291 | 1013683 | 2023 |  | GP-01 | Natural Gas (Weighted U.S. Average) | Methane | 1.57 | 0 | C
322291 | 1013683 | 2023 |  | GP-01 | Natural Gas (Weighted U.S. Average) | Methane (Co2 eq) | 39.3 | 0 | C
322291 | 1013683 | 2023 |  | GP-01 | Natural Gas (Weighted U.S. Average) | Nitrous Oxide | 0.157 | 0 | C
322291 | 1013683 | 2023 |  | GP-01 | Natural Gas (Weighted U.S. Average) | Nitrous Oxide (Co2 eq) | 46.8 | 0 | C
325199 | 1013718 | 2023 |  | GP-GF Boilers | Natural Gas (Weighted U.S. Average) | Carbon Dioxide Biogenic | 0 | 473957028 | C
325199 | 1013718 | 2023 |  | GP-GF Boilers | Natural Gas (Weighted U.S. Average) | Carbon Dioxide Non-Biogenic | 25802 | 473957028 | C
325199 | 1013718 | 2023 |  | GP-GF Boilers | Natural Gas (Weighted U.S. Average) | Carbon Dioxide Total | 25802 | 473957028 | C
325199 | 1013718 | 2023 |  | GP-GF Boilers | Natural Gas (Weighted U.S. Average) | Methane | 0.49 | 473957028 | C
325199 | 1013718 | 2023 |  | GP-GF Boilers | Natural Gas (Weighted U.S. Average) | Methane (Co2 eq) | 12.2 | 473957028 | C
325199 | 1013718 | 2023 |  | GP-GF Boilers | Natural Gas (Weighted U.S. Average) | Nitrous Oxide | 0.049 | 473957028 | C
325199 | 1013718 | 2023 |  | GP-GF Boilers | Natural Gas (Weighted U.S. Average) | Nitrous Oxide (Co2 eq) | 14.5 | 473957028 | C
311615 | 1013721 | 2023 |  | GP-Boilers/Fryers | Natural Gas (Weighted U.S. Average) | Carbon Dioxide Biogenic | 0 | 0 | C
311615 | 1013721 | 2023 |  | GP-Boilers/Fryers | Natural Gas (Weighted U.S. Average) | Carbon Dioxide Non-Biogenic | 17191 | 0 | C
311615 | 1013721 | 2023 |  | GP-Boilers/Fryers | Natural Gas (Weighted U.S. Average) | Carbon Dioxide Total | 17191 | 0 | C
311615 | 1013721 | 2023 |  | GP-Boilers/Fryers | Natural Gas (Weighted U.S. Average) | Methane | 0.32 | 0 | C
311615 | 1013721 | 2023 |  | GP-Boilers/Fryers | Natural Gas (Weighted U.S. Average) | Methane (Co2 eq) | 8.1 | 0 | C
311615 | 1013721 | 2023 |  | GP-Boilers/Fryers | Natural Gas (Weighted U.S. Average) | Nitrous Oxide | 0.032 | 0 | C
311615 | 1013721 | 2023 |  | GP-Boilers/Fryers | Natural Gas (Weighted U.S. Average) | Nitrous Oxide (Co2 eq) | 9.7 | 0 | C
325110 | 1013733 | 2023 | F (Furnace) | 031 ECU Furnace 1 | Fuel Gas | Carbon Dioxide Biogenic | 0 | 3865667448 | C
325110 | 1013733 | 2023 | F (Furnace) | 031 ECU Furnace 1 | Fuel Gas | Carbon Dioxide Non-Biogenic | 73866.6 | 3865667448 | C
325110 | 1013733 | 2023 | F (Furnace) | 031 ECU Furnace 1 | Fuel Gas | Carbon Dioxide Total | 73866.6 | 3865667448 | C
325110 | 1013733 | 2023 | F (Furnace) | 031 ECU Furnace 1 | Fuel Gas | Methane | 6.24 | 3865667448 | C
325110 | 1013733 | 2023 | F (Furnace) | 031 ECU Furnace 1 | Fuel Gas | Methane (Co2 eq) | 156 | 3865667448 | C
325110 | 1013733 | 2023 | F (Furnace) | 031 ECU Furnace 1 | Fuel Gas | Nitrous Oxide | 1.248 | 3865667448 | C
325110 | 1013733 | 2023 | F (Furnace) | 031 ECU Furnace 1 | Fuel Gas | Nitrous Oxide (Co2 eq) | 371.9 | 3865667448 | C
325110 | 1013733 | 2023 | F (Furnace) | 032 ECU Furnace 2 | Fuel Gas | Carbon Dioxide Biogenic | 0 | 2827714621 | C
325110 | 1013733 | 2023 | F (Furnace) | 032 ECU Furnace 2 | Fuel Gas | Carbon Dioxide Non-Biogenic | 51751.7 | 2827714621 | C
325110 | 1013733 | 2023 | F (Furnace) | 032 ECU Furnace 2 | Fuel Gas | Carbon Dioxide Total | 51751.7 | 2827714621 | C
325110 | 1013733 | 2023 | F (Furnace) | 032 ECU Furnace 2 | Fuel Gas | Methane | 4.44 | 2827714621 | C
325110 | 1013733 | 2023 | F (Furnace) | 032 ECU Furnace 2 | Fuel Gas | Methane (Co2 eq) | 111.1 | 2827714621 | C
325110 | 1013733 | 2023 | F (Furnace) | 032 ECU Furnace 2 | Fuel Gas | Nitrous Oxide | 0.889 | 2827714621 | C
325110 | 1013733 | 2023 | F (Furnace) | 032 ECU Furnace 2 | Fuel Gas | Nitrous Oxide (Co2 eq) | 264.8 | 2827714621 | C
325110 | 1013733 | 2023 | F (Furnace) | 033 ECU Furnace 3 | Fuel Gas | Carbon Dioxide Biogenic | 0 | 3373660113 | C
325110 | 1013733 | 2023 | F (Furnace) | 033 ECU Furnace 3 | Fuel Gas | Carbon Dioxide Non-Biogenic | 57653.6 | 3373660113 | C
325110 | 1013733 | 2023 | F (Furnace) | 033 ECU Furnace 3 | Fuel Gas | Carbon Dioxide Total | 57653.6 | 3373660113 | C
325110 | 1013733 | 2023 | F (Furnace) | 033 ECU Furnace 3 | Fuel Gas | Methane | 5.1 | 3373660113 | C
325110 | 1013733 | 2023 | F (Furnace) | 033 ECU Furnace 3 | Fuel Gas | Methane (Co2 eq) | 127.4 | 3373660113 | C
325110 | 1013733 | 2023 | F (Furnace) | 033 ECU Furnace 3 | Fuel Gas | Nitrous Oxide | 1.019 | 3373660113 | C
325110 | 1013733 | 2023 | F (Furnace) | 033 ECU Furnace 3 | Fuel Gas | Nitrous Oxide (Co2 eq) | 303.8 | 3373660113 | C
325110 | 1013733 | 2023 | F (Furnace) | 034 ECU Furnace 4 | Fuel Gas | Carbon Dioxide Biogenic | 0 | 4083941533 | C
325110 | 1013733 | 2023 | F (Furnace) | 034 ECU Furnace 4 | Fuel Gas | Carbon Dioxide Non-Biogenic | 75653.6 | 4083941533 | C
325110 | 1013733 | 2023 | F (Furnace) | 034 ECU Furnace 4 | Fuel Gas | Carbon Dioxide Total | 75653.6 | 4083941533 | C
325110 | 1013733 | 2023 | F (Furnace) | 034 ECU Furnace 4 | Fuel Gas | Methane | 6.44 | 4083941533 | C
325110 | 1013733 | 2023 | F (Furnace) | 034 ECU Furnace 4 | Fuel Gas | Methane (Co2 eq) | 161.1 | 4083941533 | C
325110 | 1013733 | 2023 | F (Furnace) | 034 ECU Furnace 4 | Fuel Gas | Nitrous Oxide | 1.289 | 4083941533 | C
325110 | 1013733 | 2023 | F (Furnace) | 034 ECU Furnace 4 | Fuel Gas | Nitrous Oxide (Co2 eq) | 384 | 4083941533 | C
325110 | 1013733 | 2023 | F (Furnace) | 035 ECU Furnace 5 | Fuel Gas | Carbon Dioxide Biogenic | 0 | 2059605571 | C
325110 | 1013733 | 2023 | F (Furnace) | 035 ECU Furnace 5 | Fuel Gas | Carbon Dioxide Non-Biogenic | 41822.8 | 2059605571 | C
325110 | 1013733 | 2023 | F (Furnace) | 035 ECU Furnace 5 | Fuel Gas | Carbon Dioxide Total | 41822.8 | 2059605571 | C
325110 | 1013733 | 2023 | F (Furnace) | 035 ECU Furnace 5 | Fuel Gas | Methane | 3.41 | 2059605571 | C
325110 | 1013733 | 2023 | F (Furnace) | 035 ECU Furnace 5 | Fuel Gas | Methane (Co2 eq) | 85.3 | 2059605571 | C
325110 | 1013733 | 2023 | F (Furnace) | 035 ECU Furnace 5 | Fuel Gas | Nitrous Oxide | 0.682 | 2059605571 | C
325110 | 1013733 | 2023 | F (Furnace) | 035 ECU Furnace 5 | Fuel Gas | Nitrous Oxide (Co2 eq) | 203.4 | 2059605571 | C
325110 | 1013733 | 2023 | F (Furnace) | 036 ECU Furnace 6 | Fuel Gas | Carbon Dioxide Biogenic | 0 | 923459092 | C
325110 | 1013733 | 2023 | F (Furnace) | 036 ECU Furnace 6 | Fuel Gas | Carbon Dioxide Non-Biogenic | 15362 | 923459092 | C
325110 | 1013733 | 2023 | F (Furnace) | 036 ECU Furnace 6 | Fuel Gas | Carbon Dioxide Total | 15362 | 923459092 | C
325110 | 1013733 | 2023 | F (Furnace) | 036 ECU Furnace 6 | Fuel Gas | Methane | 1.39 | 923459092 | C
325110 | 1013733 | 2023 | F (Furnace) | 036 ECU Furnace 6 | Fuel Gas | Methane (Co2 eq) | 34.7 | 923459092 | C
325110 | 1013733 | 2023 | F (Furnace) | 036 ECU Furnace 6 | Fuel Gas | Nitrous Oxide | 0.278 | 923459092 | C
325110 | 1013733 | 2023 | F (Furnace) | 036 ECU Furnace 6 | Fuel Gas | Nitrous Oxide (Co2 eq) | 82.8 | 923459092 | C
325110 | 1013733 | 2023 | F (Furnace) | 037 ECU Furnace 7 | Fuel Gas | Carbon Dioxide Biogenic | 0 | 3510701824 | C
325110 | 1013733 | 2023 | F (Furnace) | 037 ECU Furnace 7 | Fuel Gas | Carbon Dioxide Non-Biogenic | 62962.7 | 3510701824 | C
325110 | 1013733 | 2023 | F (Furnace) | 037 ECU Furnace 7 | Fuel Gas | Carbon Dioxide Total | 62962.7 | 3510701824 | C
325110 | 1013733 | 2023 | F (Furnace) | 037 ECU Furnace 7 | Fuel Gas | Methane | 5.44 | 3510701824 | C
325110 | 1013733 | 2023 | F (Furnace) | 037 ECU Furnace 7 | Fuel Gas | Methane (Co2 eq) | 136 | 3510701824 | C
325110 | 1013733 | 2023 | F (Furnace) | 037 ECU Furnace 7 | Fuel Gas | Nitrous Oxide | 1.088 | 3510701824 | C
325110 | 1013733 | 2023 | F (Furnace) | 037 ECU Furnace 7 | Fuel Gas | Nitrous Oxide (Co2 eq) | 324.3 | 3510701824 | C
325110 | 1013733 | 2023 | Flare | C204B MPGF CVTO Backup |  | Carbon Dioxide | 14614 |  | X
325110 | 1013733 | 2023 | Flare | C204B MPGF CVTO Backup |  | Methane | 88.69 |  | X
325110 | 1013733 | 2023 | Flare | C204B MPGF CVTO Backup |  | Nitrous Oxide | 0.146 |  | X
325110 | 1013733 | 2023 | Flare | C204B MPGF Ethylene Tank Header |  | Carbon Dioxide | 3031.6 |  | X
325110 | 1013733 | 2023 | Flare | C204B MPGF Ethylene Tank Header |  | Methane | 0.15 |  | X
325110 | 1013733 | 2023 | Flare | C204B MPGF Ethylene Tank Header |  | Nitrous Oxide | 0.03 |  | X
325110 | 1013733 | 2023 | Flare | C205A/B HP Ground Flare A/B |  | Carbon Dioxide | 254064.1 |  | X
325110 | 1013733 | 2023 | Flare | C205A/B HP Ground Flare A/B |  | Methane | 1194.88 |  | X
325110 | 1013733 | 2023 | Flare | C205A/B HP Ground Flare A/B |  | Nitrous Oxide | 2.541 |  | X
325110 | 1013733 | 2023 | Flare | C205C HP Elevated Flare |  | Carbon Dioxide | 1380.9 |  | X
325110 | 1013733 | 2023 | Flare | C205C HP Elevated Flare |  | Methane | 3.38 |  | X
325110 | 1013733 | 2023 | Flare | C205C HP Elevated Flare |  | Nitrous Oxide | 0.014 |  | X
325110 | 1013733 | 2023 | TODF (Thermal oxidizer, direct fired, no heat recovery) | CVTO | Fuel Gas | Carbon Dioxide Biogenic | 0 | 1016003272 | C
325110 | 1013733 | 2023 | TODF (Thermal oxidizer, direct fired, no heat recovery) | CVTO | Fuel Gas | Carbon Dioxide Non-Biogenic | 23865.4 | 1016003272 | C
325110 | 1013733 | 2023 | TODF (Thermal oxidizer, direct fired, no heat recovery) | CVTO | Fuel Gas | Carbon Dioxide Total | 23865.4 | 1016003272 | C
325110 | 1013733 | 2023 | TODF (Thermal oxidizer, direct fired, no heat recovery) | CVTO | Fuel Gas | Methane | 1.17 | 1016003272 | C
325110 | 1013733 | 2023 | TODF (Thermal oxidizer, direct fired, no heat recovery) | CVTO | Fuel Gas | Methane (Co2 eq) | 29.4 | 1016003272 | C
325110 | 1013733 | 2023 | TODF (Thermal oxidizer, direct fired, no heat recovery) | CVTO | Fuel Gas | Nitrous Oxide | 0.235 | 1016003272 | C
325110 | 1013733 | 2023 | TODF (Thermal oxidizer, direct fired, no heat recovery) | CVTO | Fuel Gas | Nitrous Oxide (Co2 eq) | 70 | 1016003272 | C
325110 | 1013733 | 2023 | TODF (Thermal oxidizer, direct fired, no heat recovery) | CVTO | Natural Gas (Weighted U.S. Average) | Carbon Dioxide Biogenic | 0 | 120195151 | C
325110 | 1013733 | 2023 | TODF (Thermal oxidizer, direct fired, no heat recovery) | CVTO | Natural Gas (Weighted U.S. Average) | Carbon Dioxide Non-Biogenic | 6465.2 | 120195151 | C
325110 | 1013733 | 2023 | TODF (Thermal oxidizer, direct fired, no heat recovery) | CVTO | Natural Gas (Weighted U.S. Average) | Carbon Dioxide Total | 6465.2 | 120195151 | C
325110 | 1013733 | 2023 | TODF (Thermal oxidizer, direct fired, no heat recovery) | CVTO | Natural Gas (Weighted U.S. Average) | Methane | 0.13 | 120195151 | C
325110 | 1013733 | 2023 | TODF (Thermal oxidizer, direct fired, no heat recovery) | CVTO | Natural Gas (Weighted U.S. Average) | Methane (Co2 eq) | 3.1 | 120195151 | C
325110 | 1013733 | 2023 | TODF (Thermal oxidizer, direct fired, no heat recovery) | CVTO | Natural Gas (Weighted U.S. Average) | Nitrous Oxide | 0.013 | 120195151 | C
325110 | 1013733 | 2023 | TODF (Thermal oxidizer, direct fired, no heat recovery) | CVTO | Natural Gas (Weighted U.S. Average) | Nitrous Oxide (Co2 eq) | 3.7 | 120195151 | C
325110 | 1013733 | 2023 |  | GP-1 Miscellaneous Diesel Engines | Distillate Fuel Oil No. 2 | Carbon Dioxide Biogenic | 0 | 206312 | C
325110 | 1013733 | 2023 |  | GP-1 Miscellaneous Diesel Engines | Distillate Fuel Oil No. 2 | Carbon Dioxide Non-Biogenic | 2105.7 | 206312 | C
325110 | 1013733 | 2023 |  | GP-1 Miscellaneous Diesel Engines | Distillate Fuel Oil No. 2 | Carbon Dioxide Total | 2105.7 | 206312 | C
325110 | 1013733 | 2023 |  | GP-1 Miscellaneous Diesel Engines | Distillate Fuel Oil No. 2 | Methane | 0.09 | 206312 | C
325110 | 1013733 | 2023 |  | GP-1 Miscellaneous Diesel Engines | Distillate Fuel Oil No. 2 | Methane (Co2 eq) | 2.1 | 206312 | C
325110 | 1013733 | 2023 |  | GP-1 Miscellaneous Diesel Engines | Distillate Fuel Oil No. 2 | Nitrous Oxide | 0.017 | 206312 | C
325110 | 1013733 | 2023 |  | GP-1 Miscellaneous Diesel Engines | Distillate Fuel Oil No. 2 | Nitrous Oxide (Co2 eq) | 5.1 | 206312 | C
325110 | 1013733 | 2023 | TODF (Thermal oxidizer, direct fired, no heat recovery) | SCTO | Fuel Gas | Carbon Dioxide Biogenic | 0 | 4830217 | C
325110 | 1013733 | 2023 | TODF (Thermal oxidizer, direct fired, no heat recovery) | SCTO | Fuel Gas | Carbon Dioxide Non-Biogenic | 395.6 | 4830217 | C
325110 | 1013733 | 2023 | TODF (Thermal oxidizer, direct fired, no heat recovery) | SCTO | Fuel Gas | Carbon Dioxide Total | 395.6 | 4830217 | C
325110 | 1013733 | 2023 | TODF (Thermal oxidizer, direct fired, no heat recovery) | SCTO | Fuel Gas | Methane | 0.02 | 4830217 | C
325110 | 1013733 | 2023 | TODF (Thermal oxidizer, direct fired, no heat recovery) | SCTO | Fuel Gas | Methane (Co2 eq) | 0.5 | 4830217 | C
325110 | 1013733 | 2023 | TODF (Thermal oxidizer, direct fired, no heat recovery) | SCTO | Fuel Gas | Nitrous Oxide | 0.004 | 4830217 | C
325110 | 1013733 | 2023 | TODF (Thermal oxidizer, direct fired, no heat recovery) | SCTO | Fuel Gas | Nitrous Oxide (Co2 eq) | 1.2 | 4830217 | C
325110 | 1013733 | 2023 | TODF (Thermal oxidizer, direct fired, no heat recovery) | SCTO | Natural Gas (Weighted U.S. Average) | Carbon Dioxide Biogenic | 0 | 49851350 | C
325110 | 1013733 | 2023 | TODF (Thermal oxidizer, direct fired, no heat recovery) | SCTO | Natural Gas (Weighted U.S. Average) | Carbon Dioxide Non-Biogenic | 2682.3 | 49851350 | C
325110 | 1013733 | 2023 | TODF (Thermal oxidizer, direct fired, no heat recovery) | SCTO | Natural Gas (Weighted U.S. Average) | Carbon Dioxide Total | 2682.3 | 49851350 | C
325110 | 1013733 | 2023 | TODF (Thermal oxidizer, direct fired, no heat recovery) | SCTO | Natural Gas (Weighted U.S. Average) | Methane | 0.05 | 49851350 | C
325110 | 1013733 | 2023 | TODF (Thermal oxidizer, direct fired, no heat recovery) | SCTO | Natural Gas (Weighted U.S. Average) | Methane (Co2 eq) | 1.3 | 49851350 | C
325110 | 1013733 | 2023 | TODF (Thermal oxidizer, direct fired, no heat recovery) | SCTO | Natural Gas (Weighted U.S. Average) | Nitrous Oxide | 0.005 | 49851350 | C
325110 | 1013733 | 2023 | TODF (Thermal oxidizer, direct fired, no heat recovery) | SCTO | Natural Gas (Weighted U.S. Average) | Nitrous Oxide (Co2 eq) | 1.6 | 49851350 | C
311224 | 1013749 | 2023 | OCS (Other combustion source) | CP-1 | Natural Gas (Weighted U.S. Average) | Carbon Dioxide Biogenic | 0 | 0 | C
311224 | 1013749 | 2023 | OCS (Other combustion source) | CP-1 | Natural Gas (Weighted U.S. Average) | Carbon Dioxide Non-Biogenic | 32501.2 | 0 | C
311224 | 1013749 | 2023 | OCS (Other combustion source) | CP-1 | Natural Gas (Weighted U.S. Average) | Carbon Dioxide Total | 32501.2 | 0 | C
311224 | 1013749 | 2023 | OCS (Other combustion source) | CP-1 | Natural Gas (Weighted U.S. Average) | Methane | 0.61 | 0 | C
311224 | 1013749 | 2023 | OCS (Other combustion source) | CP-1 | Natural Gas (Weighted U.S. Average) | Methane (Co2 eq) | 15.3 | 0 | C
311224 | 1013749 | 2023 | OCS (Other combustion source) | CP-1 | Natural Gas (Weighted U.S. Average) | Nitrous Oxide | 0.061 | 0 | C
311224 | 1013749 | 2023 | OCS (Other combustion source) | CP-1 | Natural Gas (Weighted U.S. Average) | Nitrous Oxide (Co2 eq) | 18.3 | 0 | C
311224 | 1013749 | 2023 | S (Stoker Boiler) | EU17-JTA Boiler | Agricultural Byproducts | Carbon Dioxide Biogenic | 12838.5 | 0 | C
311224 | 1013749 | 2023 | S (Stoker Boiler) | EU17-JTA Boiler | Agricultural Byproducts | Carbon Dioxide Non-Biogenic | 0 | 0 | C
311224 | 1013749 | 2023 | S (Stoker Boiler) | EU17-JTA Boiler | Agricultural Byproducts | Carbon Dioxide Total | 12838.5 | 0 | C
311224 | 1013749 | 2023 | S (Stoker Boiler) | EU17-JTA Boiler | Agricultural Byproducts | Methane | 3.48 | 0 | C
311224 | 1013749 | 2023 | S (Stoker Boiler) | EU17-JTA Boiler | Agricultural Byproducts | Methane (Co2 eq) | 86.9 | 0 | C
311224 | 1013749 | 2023 | S (Stoker Boiler) | EU17-JTA Boiler | Agricultural Byproducts | Nitrous Oxide | 0.456 | 0 | C
311224 | 1013749 | 2023 | S (Stoker Boiler) | EU17-JTA Boiler | Agricultural Byproducts | Nitrous Oxide (Co2 eq) | 136 | 0 | C
311224 | 1013749 | 2023 | S (Stoker Boiler) | EU17-JTA Boiler | Solid Byproducts | Carbon Dioxide Biogenic | 690.6 | 0 | C
311224 | 1013749 | 2023 | S (Stoker Boiler) | EU17-JTA Boiler | Solid Byproducts | Carbon Dioxide Non-Biogenic | 0 | 0 | C
311224 | 1013749 | 2023 | S (Stoker Boiler) | EU17-JTA Boiler | Solid Byproducts | Carbon Dioxide Total | 690.6 | 0 | C
311224 | 1013749 | 2023 | S (Stoker Boiler) | EU17-JTA Boiler | Solid Byproducts | Methane | 0.21 | 0 | C
311224 | 1013749 | 2023 | S (Stoker Boiler) | EU17-JTA Boiler | Solid Byproducts | Methane (Co2 eq) | 5.2 | 0 | C
311224 | 1013749 | 2023 | S (Stoker Boiler) | EU17-JTA Boiler | Solid Byproducts | Nitrous Oxide | 0.027 | 0 | C
311224 | 1013749 | 2023 | S (Stoker Boiler) | EU17-JTA Boiler | Solid Byproducts | Nitrous Oxide (Co2 eq) | 8.2 | 0 | C
311224 | 1013749 | 2023 | S (Stoker Boiler) | EU17-JTA Boiler | Wood and Wood Residuals (dry basis) | Carbon Dioxide Biogenic | 9616.1 | 0 | C
311224 | 1013749 | 2023 | S (Stoker Boiler) | EU17-JTA Boiler | Wood and Wood Residuals (dry basis) | Carbon Dioxide Non-Biogenic | 0 | 0 | C
311224 | 1013749 | 2023 | S (Stoker Boiler) | EU17-JTA Boiler | Wood and Wood Residuals (dry basis) | Carbon Dioxide Total | 9616.1 | 0 | C
311224 | 1013749 | 2023 | S (Stoker Boiler) | EU17-JTA Boiler | Wood and Wood Residuals (dry basis) | Methane | 0.74 | 0 | C
311224 | 1013749 | 2023 | S (Stoker Boiler) | EU17-JTA Boiler | Wood and Wood Residuals (dry basis) | Methane (Co2 eq) | 18.5 | 0 | C
311224 | 1013749 | 2023 | S (Stoker Boiler) | EU17-JTA Boiler | Wood and Wood Residuals (dry basis) | Nitrous Oxide | 0.369 | 0 | C
311224 | 1013749 | 2023 | S (Stoker Boiler) | EU17-JTA Boiler | Wood and Wood Residuals (dry basis) | Nitrous Oxide (Co2 eq) | 110 | 0 | C
311224 | 1013749 | 2023 | OCS (Other combustion source) | GP-1 | Distillate Fuel Oil No. 2 | Carbon Dioxide Biogenic | 0 | 0 | C
311224 | 1013749 | 2023 | OCS (Other combustion source) | GP-1 | Distillate Fuel Oil No. 2 | Carbon Dioxide Non-Biogenic | 0 | 0 | C
311224 | 1013749 | 2023 | OCS (Other combustion source) | GP-1 | Distillate Fuel Oil No. 2 | Carbon Dioxide Total | 0 | 0 | C
311224 | 1013749 | 2023 | OCS (Other combustion source) | GP-1 | Distillate Fuel Oil No. 2 | Methane | 0 | 0 | C
311224 | 1013749 | 2023 | OCS (Other combustion source) | GP-1 | Distillate Fuel Oil No. 2 | Methane (Co2 eq) | 0 | 0 | C
311224 | 1013749 | 2023 | OCS (Other combustion source) | GP-1 | Distillate Fuel Oil No. 2 | Nitrous Oxide | 0 | 0 | C
311224 | 1013749 | 2023 | OCS (Other combustion source) | GP-1 | Distillate Fuel Oil No. 2 | Nitrous Oxide (Co2 eq) | 0 | 0 | C
325120 | 1013813 | 2023 |  | CP-Ethane Fuel |  | Carbon Dioxide Biogenic | 0 | 1615491132.172 | C
325120 | 1013813 | 2023 |  | CP-Ethane Fuel |  | Carbon Dioxide Non-Biogenic | 169393.4 | 1615491132.172 | C
325120 | 1013813 | 2023 |  | CP-Ethane Fuel |  | Carbon Dioxide Total | 169393.4 | 1615491132.172 | C
325120 | 1013813 | 2023 |  | CP-Ethane Fuel |  | Methane | 0 | 1615491132.172 | C
325120 | 1013813 | 2023 |  | CP-Ethane Fuel |  | Methane (Co2 eq) | 0 | 1615491132.172 | C
325120 | 1013813 | 2023 |  | CP-Ethane Fuel |  | Nitrous Oxide | 0 | 1615491132.172 | C
325120 | 1013813 | 2023 |  | CP-Ethane Fuel |  | Nitrous Oxide (Co2 eq) | 0 | 1615491132.172 | C
325120 | 1013813 | 2023 |  | CP-Natural Gas | Natural Gas (Weighted U.S. Average) | Carbon Dioxide Biogenic | 0 | 0 | C
325120 | 1013813 | 2023 |  | CP-Natural Gas | Natural Gas (Weighted U.S. Average) | Carbon Dioxide Non-Biogenic | 364355.9 | 0 | C
325120 | 1013813 | 2023 |  | CP-Natural Gas | Natural Gas (Weighted U.S. Average) | Carbon Dioxide Total | 364355.9 | 0 | C
325120 | 1013813 | 2023 |  | CP-Natural Gas | Natural Gas (Weighted U.S. Average) | Methane | 6.87 | 0 | C
325120 | 1013813 | 2023 |  | CP-Natural Gas | Natural Gas (Weighted U.S. Average) | Methane (Co2 eq) | 171.7 | 0 | C
325120 | 1013813 | 2023 |  | CP-Natural Gas | Natural Gas (Weighted U.S. Average) | Nitrous Oxide | 0.687 | 0 | C
325120 | 1013813 | 2023 |  | CP-Natural Gas | Natural Gas (Weighted U.S. Average) | Nitrous Oxide (Co2 eq) | 204.6 | 0 | C
325120 | 1013813 | 2023 | Petrochemical process unit | Ethylene 2 Unit |  | Carbon Dioxide | 431407.5 |  | X
325199 | 1013816 | 2023 |  | CP-Natural Gas | Natural Gas (Weighted U.S. Average) | Carbon Dioxide Biogenic | 0 | 0 | C
325199 | 1013816 | 2023 |  | CP-Natural Gas | Natural Gas (Weighted U.S. Average) | Carbon Dioxide Non-Biogenic | 64991.7 | 0 | C
325199 | 1013816 | 2023 |  | CP-Natural Gas | Natural Gas (Weighted U.S. Average) | Carbon Dioxide Total | 64991.7 | 0 | C
325199 | 1013816 | 2023 |  | CP-Natural Gas | Natural Gas (Weighted U.S. Average) | Methane | 1.22 | 0 | C
325199 | 1013816 | 2023 |  | CP-Natural Gas | Natural Gas (Weighted U.S. Average) | Methane (Co2 eq) | 30.6 | 0 | C
325199 | 1013816 | 2023 |  | CP-Natural Gas | Natural Gas (Weighted U.S. Average) | Nitrous Oxide | 0.122 | 0 | C
325199 | 1013816 | 2023 |  | CP-Natural Gas | Natural Gas (Weighted U.S. Average) | Nitrous Oxide (Co2 eq) | 36.5 | 0 | C
325199 | 1013816 | 2023 | Petrochemical process unit | Ethylene Oxide Reaction System |  | Carbon Dioxide | 122958.1 |  | X
325212 | 1013817 | 2023 |  | GP-BOILER | Natural Gas (Weighted U.S. Average) | Carbon Dioxide Biogenic | 0 | 3437204816.0913 | C
325212 | 1013817 | 2023 |  | GP-BOILER | Natural Gas (Weighted U.S. Average) | Carbon Dioxide Non-Biogenic | 185433.8 | 3437204816.0913 | C
325212 | 1013817 | 2023 |  | GP-BOILER | Natural Gas (Weighted U.S. Average) | Carbon Dioxide Total | 185433.8 | 3437204816.0913 | C
325212 | 1013817 | 2023 |  | GP-BOILER | Natural Gas (Weighted U.S. Average) | Methane | 3.49 | 3437204816.0913 | C
325212 | 1013817 | 2023 |  | GP-BOILER | Natural Gas (Weighted U.S. Average) | Methane (Co2 eq) | 87.4 | 3437204816.0913 | C
325212 | 1013817 | 2023 |  | GP-BOILER | Natural Gas (Weighted U.S. Average) | Nitrous Oxide | 0.349 | 3437204816.0913 | C
325212 | 1013817 | 2023 |  | GP-BOILER | Natural Gas (Weighted U.S. Average) | Nitrous Oxide (Co2 eq) | 104.1 | 3437204816.0913 | C
311513 | 1013820 | 2023 |  | GP- Boiler 1-4 and Dryer | Natural Gas (Weighted U.S. Average) | Carbon Dioxide Biogenic | 0 | 477994000 | C
311513 | 1013820 | 2023 |  | GP- Boiler 1-4 and Dryer | Natural Gas (Weighted U.S. Average) | Carbon Dioxide Non-Biogenic | 26021.8 | 477994000 | C
311513 | 1013820 | 2023 |  | GP- Boiler 1-4 and Dryer | Natural Gas (Weighted U.S. Average) | Carbon Dioxide Total | 26021.8 | 477994000 | C
311513 | 1013820 | 2023 |  | GP- Boiler 1-4 and Dryer | Natural Gas (Weighted U.S. Average) | Methane | 0.49 | 477994000 | C
311513 | 1013820 | 2023 |  | GP- Boiler 1-4 and Dryer | Natural Gas (Weighted U.S. Average) | Methane (Co2 eq) | 12.3 | 477994000 | C
311513 | 1013820 | 2023 |  | GP- Boiler 1-4 and Dryer | Natural Gas (Weighted U.S. Average) | Nitrous Oxide | 0.049 | 477994000 | C
311513 | 1013820 | 2023 |  | GP- Boiler 1-4 and Dryer | Natural Gas (Weighted U.S. Average) | Nitrous Oxide (Co2 eq) | 14.6 | 477994000 | C
322120 | 1013821 | 2023 |  | GP-Facility | Natural Gas (Weighted U.S. Average) | Carbon Dioxide Biogenic | 0 | 0 | C
322120 | 1013821 | 2023 |  | GP-Facility | Natural Gas (Weighted U.S. Average) | Carbon Dioxide Non-Biogenic | 110851.4 | 0 | C
322120 | 1013821 | 2023 |  | GP-Facility | Natural Gas (Weighted U.S. Average) | Carbon Dioxide Total | 110851.4 | 0 | C
322120 | 1013821 | 2023 |  | GP-Facility | Natural Gas (Weighted U.S. Average) | Methane | 2.09 | 0 | C
322120 | 1013821 | 2023 |  | GP-Facility | Natural Gas (Weighted U.S. Average) | Methane (Co2 eq) | 52.2 | 0 | C
322120 | 1013821 | 2023 |  | GP-Facility | Natural Gas (Weighted U.S. Average) | Nitrous Oxide | 0.209 | 0 | C
322120 | 1013821 | 2023 |  | GP-Facility | Natural Gas (Weighted U.S. Average) | Nitrous Oxide (Co2 eq) | 62.3 | 0 | C
311613 | 1013855 | 2023 |  | GP-Pocahontas | Natural Gas (Weighted U.S. Average) | Carbon Dioxide Biogenic | 0 | 559291999 | C
311613 | 1013855 | 2023 |  | GP-Pocahontas | Natural Gas (Weighted U.S. Average) | Carbon Dioxide Non-Biogenic | 30447.6 | 559291999 | C
311613 | 1013855 | 2023 |  | GP-Pocahontas | Natural Gas (Weighted U.S. Average) | Carbon Dioxide Total | 30447.6 | 559291999 | C
311613 | 1013855 | 2023 |  | GP-Pocahontas | Natural Gas (Weighted U.S. Average) | Methane | 0.57 | 559291999 | C
311613 | 1013855 | 2023 |  | GP-Pocahontas | Natural Gas (Weighted U.S. Average) | Methane (Co2 eq) | 14.3 | 559291999 | C
311613 | 1013855 | 2023 |  | GP-Pocahontas | Natural Gas (Weighted U.S. Average) | Nitrous Oxide | 0.057 | 559291999 | C
311613 | 1013855 | 2023 |  | GP-Pocahontas | Natural Gas (Weighted U.S. Average) | Nitrous Oxide (Co2 eq) | 17.1 | 559291999 | C
322120 | 1013880 | 2023 |  | CP-1 | Natural Gas (Weighted U.S. Average) | Carbon Dioxide Biogenic | 0 | 2286630604 | C
322120 | 1013880 | 2023 |  | CP-1 | Natural Gas (Weighted U.S. Average) | Carbon Dioxide Non-Biogenic | 124483.2 | 2286630604 | C
322120 | 1013880 | 2023 |  | CP-1 | Natural Gas (Weighted U.S. Average) | Carbon Dioxide Total | 124483.2 | 2286630604 | C
322120 | 1013880 | 2023 |  | CP-1 | Natural Gas (Weighted U.S. Average) | Methane | 2.35 | 2286630604 | C
322120 | 1013880 | 2023 |  | CP-1 | Natural Gas (Weighted U.S. Average) | Methane (Co2 eq) | 58.6 | 2286630604 | C
322120 | 1013880 | 2023 |  | CP-1 | Natural Gas (Weighted U.S. Average) | Nitrous Oxide | 0.235 | 2286630604 | C
322120 | 1013880 | 2023 |  | CP-1 | Natural Gas (Weighted U.S. Average) | Nitrous Oxide (Co2 eq) | 69.9 | 2286630604 | C
311224 | 1013891 | 2023 |  | GP- Aberdeen Boilers NG and Fuel Oil | Distillate Fuel Oil No. 2 | Carbon Dioxide Biogenic | 0 | 557.84 | C
311224 | 1013891 | 2023 |  | GP- Aberdeen Boilers NG and Fuel Oil | Distillate Fuel Oil No. 2 | Carbon Dioxide Non-Biogenic | 5.7 | 557.84 | C
311224 | 1013891 | 2023 |  | GP- Aberdeen Boilers NG and Fuel Oil | Distillate Fuel Oil No. 2 | Carbon Dioxide Total | 5.7 | 557.84 | C
311224 | 1013891 | 2023 |  | GP- Aberdeen Boilers NG and Fuel Oil | Distillate Fuel Oil No. 2 | Methane | 0 | 557.84 | C
311224 | 1013891 | 2023 |  | GP- Aberdeen Boilers NG and Fuel Oil | Distillate Fuel Oil No. 2 | Methane (Co2 eq) | 0 | 557.84 | C
311224 | 1013891 | 2023 |  | GP- Aberdeen Boilers NG and Fuel Oil | Distillate Fuel Oil No. 2 | Nitrous Oxide | 0 | 557.84 | C
311224 | 1013891 | 2023 |  | GP- Aberdeen Boilers NG and Fuel Oil | Distillate Fuel Oil No. 2 | Nitrous Oxide (Co2 eq) | 0 | 557.84 | C
311224 | 1013891 | 2023 |  | GP- Aberdeen Boilers NG and Fuel Oil | Natural Gas (Weighted U.S. Average) | Carbon Dioxide Biogenic | 0 | 0 | C
311224 | 1013891 | 2023 |  | GP- Aberdeen Boilers NG and Fuel Oil | Natural Gas (Weighted U.S. Average) | Carbon Dioxide Non-Biogenic | 55563.3 | 0 | C
311224 | 1013891 | 2023 |  | GP- Aberdeen Boilers NG and Fuel Oil | Natural Gas (Weighted U.S. Average) | Carbon Dioxide Total | 55563.3 | 0 | C
311224 | 1013891 | 2023 |  | GP- Aberdeen Boilers NG and Fuel Oil | Natural Gas (Weighted U.S. Average) | Methane | 1.05 | 0 | C
311224 | 1013891 | 2023 |  | GP- Aberdeen Boilers NG and Fuel Oil | Natural Gas (Weighted U.S. Average) | Methane (Co2 eq) | 26.2 | 0 | C
311224 | 1013891 | 2023 |  | GP- Aberdeen Boilers NG and Fuel Oil | Natural Gas (Weighted U.S. Average) | Nitrous Oxide | 0.105 | 0 | C
311224 | 1013891 | 2023 |  | GP- Aberdeen Boilers NG and Fuel Oil | Natural Gas (Weighted U.S. Average) | Nitrous Oxide (Co2 eq) | 31.2 | 0 | C
311615 | 1013898 | 2023 |  | CP-1 | Natural Gas (Weighted U.S. Average) | Carbon Dioxide Biogenic | 0 | 725390681 | C
311615 | 1013898 | 2023 |  | CP-1 | Natural Gas (Weighted U.S. Average) | Carbon Dioxide Non-Biogenic | 39489.9 | 725390681 | C
311615 | 1013898 | 2023 |  | CP-1 | Natural Gas (Weighted U.S. Average) | Carbon Dioxide Total | 39489.9 | 725390681 | C
311615 | 1013898 | 2023 |  | CP-1 | Natural Gas (Weighted U.S. Average) | Methane | 0.74 | 725390681 | C
311615 | 1013898 | 2023 |  | CP-1 | Natural Gas (Weighted U.S. Average) | Methane (Co2 eq) | 18.6 | 725390681 | C
311615 | 1013898 | 2023 |  | CP-1 | Natural Gas (Weighted U.S. Average) | Nitrous Oxide | 0.074 | 725390681 | C
311615 | 1013898 | 2023 |  | CP-1 | Natural Gas (Weighted U.S. Average) | Nitrous Oxide (Co2 eq) | 22.2 | 725390681 | C
322120 | 1013902 | 2023 | OB (Boiler, other) | Boiler A | Natural Gas (Weighted U.S. Average) | Carbon Dioxide Biogenic | 0 | 0 | C
322120 | 1013902 | 2023 | OB (Boiler, other) | Boiler A | Natural Gas (Weighted U.S. Average) | Carbon Dioxide Non-Biogenic | 28891.4 | 0 | C
322120 | 1013902 | 2023 | OB (Boiler, other) | Boiler A | Natural Gas (Weighted U.S. Average) | Carbon Dioxide Total | 28891.4 | 0 | C
322120 | 1013902 | 2023 | OB (Boiler, other) | Boiler A | Natural Gas (Weighted U.S. Average) | Methane | 0.54 | 0 | C
322120 | 1013902 | 2023 | OB (Boiler, other) | Boiler A | Natural Gas (Weighted U.S. Average) | Methane (Co2 eq) | 13.6 | 0 | C
322120 | 1013902 | 2023 | OB (Boiler, other) | Boiler A | Natural Gas (Weighted U.S. Average) | Nitrous Oxide | 0.054 | 0 | C
322120 | 1013902 | 2023 | OB (Boiler, other) | Boiler A | Natural Gas (Weighted U.S. Average) | Nitrous Oxide (Co2 eq) | 16.2 | 0 | C
322120 | 1013902 | 2023 | O (Oven) | No. 5 Yankee Dryer | Natural Gas (Weighted U.S. Average) | Carbon Dioxide Biogenic | 0 | 0 | C
322120 | 1013902 | 2023 | O (Oven) | No. 5 Yankee Dryer | Natural Gas (Weighted U.S. Average) | Carbon Dioxide Non-Biogenic | 8750.3 | 0 | C
322120 | 1013902 | 2023 | O (Oven) | No. 5 Yankee Dryer | Natural Gas (Weighted U.S. Average) | Carbon Dioxide Total | 8750.3 | 0 | C
322120 | 1013902 | 2023 | O (Oven) | No. 5 Yankee Dryer | Natural Gas (Weighted U.S. Average) | Methane | 0.16 | 0 | C
322120 | 1013902 | 2023 | O (Oven) | No. 5 Yankee Dryer | Natural Gas (Weighted U.S. Average) | Methane (Co2 eq) | 4.1 | 0 | C
322120 | 1013902 | 2023 | O (Oven) | No. 5 Yankee Dryer | Natural Gas (Weighted U.S. Average) | Nitrous Oxide | 0.016 | 0 | C
322120 | 1013902 | 2023 | O (Oven) | No. 5 Yankee Dryer | Natural Gas (Weighted U.S. Average) | Nitrous Oxide (Co2 eq) | 4.9 | 0 | C
322120 | 1013902 | 2023 | O (Oven) | No. 6 Yankee Dryer | Natural Gas (Weighted U.S. Average) | Carbon Dioxide Biogenic | 0 | 0 | C
322120 | 1013902 | 2023 | O (Oven) | No. 6 Yankee Dryer | Natural Gas (Weighted U.S. Average) | Carbon Dioxide Non-Biogenic | 12376.6 | 0 | C
322120 | 1013902 | 2023 | O (Oven) | No. 6 Yankee Dryer | Natural Gas (Weighted U.S. Average) | Carbon Dioxide Total | 12376.6 | 0 | C
322120 | 1013902 | 2023 | O (Oven) | No. 6 Yankee Dryer | Natural Gas (Weighted U.S. Average) | Methane | 0.23 | 0 | C
322120 | 1013902 | 2023 | O (Oven) | No. 6 Yankee Dryer | Natural Gas (Weighted U.S. Average) | Methane (Co2 eq) | 5.8 | 0 | C
322120 | 1013902 | 2023 | O (Oven) | No. 6 Yankee Dryer | Natural Gas (Weighted U.S. Average) | Nitrous Oxide | 0.023 | 0 | C
322120 | 1013902 | 2023 | O (Oven) | No. 6 Yankee Dryer | Natural Gas (Weighted U.S. Average) | Nitrous Oxide (Co2 eq) | 7 | 0 | C
325220 | 1013923 | 2023 |  | GP-01 | Natural Gas (Weighted U.S. Average) | Carbon Dioxide Biogenic | 0 | 0 | C
325220 | 1013923 | 2023 |  | GP-01 | Natural Gas (Weighted U.S. Average) | Carbon Dioxide Non-Biogenic | 24761.8 | 0 | C
325220 | 1013923 | 2023 |  | GP-01 | Natural Gas (Weighted U.S. Average) | Carbon Dioxide Total | 24761.8 | 0 | C
325220 | 1013923 | 2023 |  | GP-01 | Natural Gas (Weighted U.S. Average) | Methane | 0.47 | 0 | C
325220 | 1013923 | 2023 |  | GP-01 | Natural Gas (Weighted U.S. Average) | Methane (Co2 eq) | 11.7 | 0 | C
325220 | 1013923 | 2023 |  | GP-01 | Natural Gas (Weighted U.S. Average) | Nitrous Oxide | 0.047 | 0 | C
325220 | 1013923 | 2023 |  | GP-01 | Natural Gas (Weighted U.S. Average) | Nitrous Oxide (Co2 eq) | 13.9 | 0 | C
325199 | 1013958 | 2023 |  | GP-Central | Natural Gas (Weighted U.S. Average) | Carbon Dioxide Biogenic | 0 | 0 | C
325199 | 1013958 | 2023 |  | GP-Central | Natural Gas (Weighted U.S. Average) | Carbon Dioxide Non-Biogenic | 30828.7 | 0 | C
325199 | 1013958 | 2023 |  | GP-Central | Natural Gas (Weighted U.S. Average) | Carbon Dioxide Total | 30828.7 | 0 | C
325199 | 1013958 | 2023 |  | GP-Central | Natural Gas (Weighted U.S. Average) | Methane | 0.58 | 0 | C
325199 | 1013958 | 2023 |  | GP-Central | Natural Gas (Weighted U.S. Average) | Methane (Co2 eq) | 14.5 | 0 | C
325199 | 1013958 | 2023 |  | GP-Central | Natural Gas (Weighted U.S. Average) | Nitrous Oxide | 0.058 | 0 | C
325199 | 1013958 | 2023 |  | GP-Central | Natural Gas (Weighted U.S. Average) | Nitrous Oxide (Co2 eq) | 17.3 | 0 | C
325199 | 1013958 | 2023 |  | GP-Process | Natural Gas (Weighted U.S. Average) | Carbon Dioxide Biogenic | 0 | 0 | C
325199 | 1013958 | 2023 |  | GP-Process | Natural Gas (Weighted U.S. Average) | Carbon Dioxide Non-Biogenic | 4099 | 0 | C
325199 | 1013958 | 2023 |  | GP-Process | Natural Gas (Weighted U.S. Average) | Carbon Dioxide Total | 4099 | 0 | C
325199 | 1013958 | 2023 |  | GP-Process | Natural Gas (Weighted U.S. Average) | Methane | 0.08 | 0 | C
325199 | 1013958 | 2023 |  | GP-Process | Natural Gas (Weighted U.S. Average) | Methane (Co2 eq) | 1.9 | 0 | C
325199 | 1013958 | 2023 |  | GP-Process | Natural Gas (Weighted U.S. Average) | Nitrous Oxide | 0.008 | 0 | C
325199 | 1013958 | 2023 |  | GP-Process | Natural Gas (Weighted U.S. Average) | Nitrous Oxide (Co2 eq) | 2.3 | 0 | C
311224 | 1013961 | 2023 |  | CP-1 | Natural Gas (Weighted U.S. Average) | Carbon Dioxide Biogenic | 0 | 0 | C
311224 | 1013961 | 2023 |  | CP-1 | Natural Gas (Weighted U.S. Average) | Carbon Dioxide Non-Biogenic | 46981.9 | 0 | C
311224 | 1013961 | 2023 |  | CP-1 | Natural Gas (Weighted U.S. Average) | Carbon Dioxide Total | 46981.9 | 0 | C
311224 | 1013961 | 2023 |  | CP-1 | Natural Gas (Weighted U.S. Average) | Methane | 0.89 | 0 | C
311224 | 1013961 | 2023 |  | CP-1 | Natural Gas (Weighted U.S. Average) | Methane (Co2 eq) | 22.1 | 0 | C
311224 | 1013961 | 2023 |  | CP-1 | Natural Gas (Weighted U.S. Average) | Nitrous Oxide | 0.089 | 0 | C
311224 | 1013961 | 2023 |  | CP-1 | Natural Gas (Weighted U.S. Average) | Nitrous Oxide (Co2 eq) | 26.4 | 0 | C
311919 | 1013971 | 2023 |  | GP-1NaturalGasUnits | Natural Gas (Weighted U.S. Average) | Carbon Dioxide Biogenic | 0 | 448197614 | C
311919 | 1013971 | 2023 |  | GP-1NaturalGasUnits | Natural Gas (Weighted U.S. Average) | Carbon Dioxide Non-Biogenic | 24399.7 | 448197614 | C
311919 | 1013971 | 2023 |  | GP-1NaturalGasUnits | Natural Gas (Weighted U.S. Average) | Carbon Dioxide Total | 24399.7 | 448197614 | C
311919 | 1013971 | 2023 |  | GP-1NaturalGasUnits | Natural Gas (Weighted U.S. Average) | Methane | 0.46 | 448197614 | C
311919 | 1013971 | 2023 |  | GP-1NaturalGasUnits | Natural Gas (Weighted U.S. Average) | Methane (Co2 eq) | 11.5 | 448197614 | C
311919 | 1013971 | 2023 |  | GP-1NaturalGasUnits | Natural Gas (Weighted U.S. Average) | Nitrous Oxide | 0.046 | 448197614 | C
311919 | 1013971 | 2023 |  | GP-1NaturalGasUnits | Natural Gas (Weighted U.S. Average) | Nitrous Oxide (Co2 eq) | 13.7 | 448197614 | C
325180 | 1013974 | 2023 |  | GP- Boilers | Natural Gas (Weighted U.S. Average) | Carbon Dioxide Biogenic | 0 | 490020292.4 | C
325180 | 1013974 | 2023 |  | GP- Boilers | Natural Gas (Weighted U.S. Average) | Carbon Dioxide Non-Biogenic | 26676.5 | 490020292.4 | C
325180 | 1013974 | 2023 |  | GP- Boilers | Natural Gas (Weighted U.S. Average) | Carbon Dioxide Total | 26676.5 | 490020292.4 | C
325180 | 1013974 | 2023 |  | GP- Boilers | Natural Gas (Weighted U.S. Average) | Methane | 0.5 | 490020292.4 | C
325180 | 1013974 | 2023 |  | GP- Boilers | Natural Gas (Weighted U.S. Average) | Methane (Co2 eq) | 12.6 | 490020292.4 | C
325180 | 1013974 | 2023 |  | GP- Boilers | Natural Gas (Weighted U.S. Average) | Nitrous Oxide | 0.05 | 490020292.4 | C
325180 | 1013974 | 2023 |  | GP- Boilers | Natural Gas (Weighted U.S. Average) | Nitrous Oxide (Co2 eq) | 15 | 490020292.4 | C
325193 | 1013984 | 2023 |  | GP-01 | Distillate Fuel Oil No. 2 | Carbon Dioxide Biogenic | 0 | 46103 | C
325193 | 1013984 | 2023 |  | GP-01 | Distillate Fuel Oil No. 2 | Carbon Dioxide Non-Biogenic | 470.5 | 46103 | C
325193 | 1013984 | 2023 |  | GP-01 | Distillate Fuel Oil No. 2 | Carbon Dioxide Total | 470.5 | 46103 | C
325193 | 1013984 | 2023 |  | GP-01 | Distillate Fuel Oil No. 2 | Methane | 0.02 | 46103 | C
325193 | 1013984 | 2023 |  | GP-01 | Distillate Fuel Oil No. 2 | Methane (Co2 eq) | 0.5 | 46103 | C
325193 | 1013984 | 2023 |  | GP-01 | Distillate Fuel Oil No. 2 | Nitrous Oxide | 0.004 | 46103 | C
325193 | 1013984 | 2023 |  | GP-01 | Distillate Fuel Oil No. 2 | Nitrous Oxide (Co2 eq) | 1.1 | 46103 | C
325193 | 1013984 | 2023 |  | GP-01 | Natural Gas (Weighted U.S. Average) | Carbon Dioxide Biogenic | 0 | 0 | C
325193 | 1013984 | 2023 |  | GP-01 | Natural Gas (Weighted U.S. Average) | Carbon Dioxide Non-Biogenic | 125347.9 | 0 | C
325193 | 1013984 | 2023 |  | GP-01 | Natural Gas (Weighted U.S. Average) | Carbon Dioxide Total | 125347.9 | 0 | C
325193 | 1013984 | 2023 |  | GP-01 | Natural Gas (Weighted U.S. Average) | Methane | 2.36 | 0 | C
325193 | 1013984 | 2023 |  | GP-01 | Natural Gas (Weighted U.S. Average) | Methane (Co2 eq) | 59.1 | 0 | C
325193 | 1013984 | 2023 |  | GP-01 | Natural Gas (Weighted U.S. Average) | Nitrous Oxide | 0.236 | 0 | C
325193 | 1013984 | 2023 |  | GP-01 | Natural Gas (Weighted U.S. Average) | Nitrous Oxide (Co2 eq) | 70.4 | 0 | C
311615 | 1014021 | 2023 |  | CP-Complex | Natural Gas (Weighted U.S. Average) | Carbon Dioxide Biogenic | 0 | 27418527 | C
311615 | 1014021 | 2023 |  | CP-Complex | Natural Gas (Weighted U.S. Average) | Carbon Dioxide Non-Biogenic | 1492.7 | 27418527 | C
311615 | 1014021 | 2023 |  | CP-Complex | Natural Gas (Weighted U.S. Average) | Carbon Dioxide Total | 1492.7 | 27418527 | C
311615 | 1014021 | 2023 |  | CP-Complex | Natural Gas (Weighted U.S. Average) | Methane | 0.03 | 27418527 | C
311615 | 1014021 | 2023 |  | CP-Complex | Natural Gas (Weighted U.S. Average) | Methane (Co2 eq) | 0.7 | 27418527 | C
311615 | 1014021 | 2023 |  | CP-Complex | Natural Gas (Weighted U.S. Average) | Nitrous Oxide | 0.003 | 27418527 | C
311615 | 1014021 | 2023 |  | CP-Complex | Natural Gas (Weighted U.S. Average) | Nitrous Oxide (Co2 eq) | 0.8 | 27418527 | C
311314 | 1014109 | 2023 | S (Stoker Boiler) | Boiler No. 1 | Agricultural Byproducts | Carbon Dioxide Biogenic | 49842 | 33298 | C
311314 | 1014109 | 2023 | S (Stoker Boiler) | Boiler No. 1 | Agricultural Byproducts | Carbon Dioxide Non-Biogenic | 0.2 | 33298 | C
311314 | 1014109 | 2023 | S (Stoker Boiler) | Boiler No. 1 | Agricultural Byproducts | Carbon Dioxide Total | 49842.2 | 33298 | C
311314 | 1014109 | 2023 | S (Stoker Boiler) | Boiler No. 1 | Agricultural Byproducts | Methane | 17.25 | 33298 | C
311314 | 1014109 | 2023 | S (Stoker Boiler) | Boiler No. 1 | Agricultural Byproducts | Methane (Co2 eq) | 431.3 | 33298 | C
311314 | 1014109 | 2023 | S (Stoker Boiler) | Boiler No. 1 | Agricultural Byproducts | Nitrous Oxide | 2.264 | 33298 | C
311314 | 1014109 | 2023 | S (Stoker Boiler) | Boiler No. 1 | Agricultural Byproducts | Nitrous Oxide (Co2 eq) | 674.8 | 33298 | C
311314 | 1014109 | 2023 | S (Stoker Boiler) | Boiler No. 2/EU 002 | Agricultural Byproducts | Carbon Dioxide Biogenic | 54132 | 36273 | C
311314 | 1014109 | 2023 | S (Stoker Boiler) | Boiler No. 2/EU 002 | Agricultural Byproducts | Carbon Dioxide Non-Biogenic | -0.1 | 36273 | C
311314 | 1014109 | 2023 | S (Stoker Boiler) | Boiler No. 2/EU 002 | Agricultural Byproducts | Carbon Dioxide Total | 54131.9 | 36273 | C
311314 | 1014109 | 2023 | S (Stoker Boiler) | Boiler No. 2/EU 002 | Agricultural Byproducts | Methane | 18.79 | 36273 | C
311314 | 1014109 | 2023 | S (Stoker Boiler) | Boiler No. 2/EU 002 | Agricultural Byproducts | Methane (Co2 eq) | 469.8 | 36273 | C
311314 | 1014109 | 2023 | S (Stoker Boiler) | Boiler No. 2/EU 002 | Agricultural Byproducts | Nitrous Oxide | 2.467 | 36273 | C
311314 | 1014109 | 2023 | S (Stoker Boiler) | Boiler No. 2/EU 002 | Agricultural Byproducts | Nitrous Oxide (Co2 eq) | 735 | 36273 | C
311314 | 1014109 | 2023 | S (Stoker Boiler) | Boiler No. 3/EU 003 | Agricultural Byproducts | Carbon Dioxide Biogenic | 46930 | 31464 | C
311314 | 1014109 | 2023 | S (Stoker Boiler) | Boiler No. 3/EU 003 | Agricultural Byproducts | Carbon Dioxide Non-Biogenic | 0 | 31464 | C
311314 | 1014109 | 2023 | S (Stoker Boiler) | Boiler No. 3/EU 003 | Agricultural Byproducts | Carbon Dioxide Total | 46930 | 31464 | C
311314 | 1014109 | 2023 | S (Stoker Boiler) | Boiler No. 3/EU 003 | Agricultural Byproducts | Methane | 16.3 | 31464 | C
311314 | 1014109 | 2023 | S (Stoker Boiler) | Boiler No. 3/EU 003 | Agricultural Byproducts | Methane (Co2 eq) | 407.5 | 31464 | C
311314 | 1014109 | 2023 | S (Stoker Boiler) | Boiler No. 3/EU 003 | Agricultural Byproducts | Nitrous Oxide | 2.14 | 31464 | C
311314 | 1014109 | 2023 | S (Stoker Boiler) | Boiler No. 3/EU 003 | Agricultural Byproducts | Nitrous Oxide (Co2 eq) | 637.6 | 31464 | C
311314 | 1014109 | 2023 | S (Stoker Boiler) | Boiler No. 3/EU 003 | Used Oil | Carbon Dioxide Biogenic | 0 | 6106 | C
311314 | 1014109 | 2023 | S (Stoker Boiler) | Boiler No. 3/EU 003 | Used Oil | Carbon Dioxide Non-Biogenic | 62.4 | 6106 | C
311314 | 1014109 | 2023 | S (Stoker Boiler) | Boiler No. 3/EU 003 | Used Oil | Carbon Dioxide Total | 62.4 | 6106 | C
311314 | 1014109 | 2023 | S (Stoker Boiler) | Boiler No. 3/EU 003 | Used Oil | Methane | 0 | 6106 | C
311314 | 1014109 | 2023 | S (Stoker Boiler) | Boiler No. 3/EU 003 | Used Oil | Methane (Co2 eq) | 0.1 | 6106 | C
311314 | 1014109 | 2023 | S (Stoker Boiler) | Boiler No. 3/EU 003 | Used Oil | Nitrous Oxide | 0.001 | 6106 | C
311314 | 1014109 | 2023 | S (Stoker Boiler) | Boiler No. 3/EU 003 | Used Oil | Nitrous Oxide (Co2 eq) | 0.2 | 6106 | C
311314 | 1014109 | 2023 | S (Stoker Boiler) | Boiler No. 4/EU 004 | Agricultural Byproducts | Carbon Dioxide Biogenic | 158723 | 106110 | C
311314 | 1014109 | 2023 | S (Stoker Boiler) | Boiler No. 4/EU 004 | Agricultural Byproducts | Carbon Dioxide Non-Biogenic | -0.2 | 106110 | C
311314 | 1014109 | 2023 | S (Stoker Boiler) | Boiler No. 4/EU 004 | Agricultural Byproducts | Carbon Dioxide Total | 158722.8 | 106110 | C
311314 | 1014109 | 2023 | S (Stoker Boiler) | Boiler No. 4/EU 004 | Agricultural Byproducts | Methane | 54.98 | 106110 | C
311314 | 1014109 | 2023 | S (Stoker Boiler) | Boiler No. 4/EU 004 | Agricultural Byproducts | Methane (Co2 eq) | 1374.4 | 106110 | C
311314 | 1014109 | 2023 | S (Stoker Boiler) | Boiler No. 4/EU 004 | Agricultural Byproducts | Nitrous Oxide | 7.216 | 106110 | C
311314 | 1014109 | 2023 | S (Stoker Boiler) | Boiler No. 4/EU 004 | Agricultural Byproducts | Nitrous Oxide (Co2 eq) | 2150.2 | 106110 | C
311314 | 1014109 | 2023 | S (Stoker Boiler) | Boiler No. 5/EU 005 | Agricultural Byproducts | Carbon Dioxide Biogenic | 94623 | 63323 | C
311314 | 1014109 | 2023 | S (Stoker Boiler) | Boiler No. 5/EU 005 | Agricultural Byproducts | Carbon Dioxide Non-Biogenic | 0.5 | 63323 | C
311314 | 1014109 | 2023 | S (Stoker Boiler) | Boiler No. 5/EU 005 | Agricultural Byproducts | Carbon Dioxide Total | 94623.5 | 63323 | C
311314 | 1014109 | 2023 | S (Stoker Boiler) | Boiler No. 5/EU 005 | Agricultural Byproducts | Methane | 32.81 | 63323 | C
311314 | 1014109 | 2023 | S (Stoker Boiler) | Boiler No. 5/EU 005 | Agricultural Byproducts | Methane (Co2 eq) | 820.2 | 63323 | C
311314 | 1014109 | 2023 | S (Stoker Boiler) | Boiler No. 5/EU 005 | Agricultural Byproducts | Nitrous Oxide | 4.306 | 63323 | C
311314 | 1014109 | 2023 | S (Stoker Boiler) | Boiler No. 5/EU 005 | Agricultural Byproducts | Nitrous Oxide (Co2 eq) | 1283.2 | 63323 | C
311314 | 1014109 | 2023 | S (Stoker Boiler) | Boiler No. 8/EU 008 | Agricultural Byproducts | Carbon Dioxide Biogenic | 145879 | 97573 | C
311314 | 1014109 | 2023 | S (Stoker Boiler) | Boiler No. 8/EU 008 | Agricultural Byproducts | Carbon Dioxide Non-Biogenic | 0.4 | 97573 | C
311314 | 1014109 | 2023 | S (Stoker Boiler) | Boiler No. 8/EU 008 | Agricultural Byproducts | Carbon Dioxide Total | 145879.4 | 97573 | C
311314 | 1014109 | 2023 | S (Stoker Boiler) | Boiler No. 8/EU 008 | Agricultural Byproducts | Methane | 50.55 | 97573 | C
311314 | 1014109 | 2023 | S (Stoker Boiler) | Boiler No. 8/EU 008 | Agricultural Byproducts | Methane (Co2 eq) | 1263.8 | 97573 | C
311314 | 1014109 | 2023 | S (Stoker Boiler) | Boiler No. 8/EU 008 | Agricultural Byproducts | Nitrous Oxide | 6.635 | 97573 | C
311314 | 1014109 | 2023 | S (Stoker Boiler) | Boiler No. 8/EU 008 | Agricultural Byproducts | Nitrous Oxide (Co2 eq) | 1977.2 | 97573 | C
311314 | 1014109 | 2023 |  | CP-Facility Natural Gas | Natural Gas (Weighted U.S. Average) | Carbon Dioxide Biogenic | 0 | 0 | C
311314 | 1014109 | 2023 |  | CP-Facility Natural Gas | Natural Gas (Weighted U.S. Average) | Carbon Dioxide Non-Biogenic | 5416.9 | 0 | C
311314 | 1014109 | 2023 |  | CP-Facility Natural Gas | Natural Gas (Weighted U.S. Average) | Carbon Dioxide Total | 5416.9 | 0 | C
311314 | 1014109 | 2023 |  | CP-Facility Natural Gas | Natural Gas (Weighted U.S. Average) | Methane | 0.1 | 0 | C
311314 | 1014109 | 2023 |  | CP-Facility Natural Gas | Natural Gas (Weighted U.S. Average) | Methane (Co2 eq) | 2.5 | 0 | C
311314 | 1014109 | 2023 |  | CP-Facility Natural Gas | Natural Gas (Weighted U.S. Average) | Nitrous Oxide | 0.01 | 0 | C
311314 | 1014109 | 2023 |  | CP-Facility Natural Gas | Natural Gas (Weighted U.S. Average) | Nitrous Oxide (Co2 eq) | 3 | 0 | C
325199 | 1014210 | 2023 | F (Furnace) | FAF01 | Fuel Gas | Carbon Dioxide Biogenic | 0 | 0 | C
325199 | 1014210 | 2023 | F (Furnace) | FAF01 | Fuel Gas | Carbon Dioxide Non-Biogenic | 118649.2 | 0 | C
325199 | 1014210 | 2023 | F (Furnace) | FAF01 | Fuel Gas | Carbon Dioxide Total | 118649.2 | 0 | C
325199 | 1014210 | 2023 | F (Furnace) | FAF01 | Fuel Gas | Methane | 12.2 | 0 | C
325199 | 1014210 | 2023 | F (Furnace) | FAF01 | Fuel Gas | Methane (Co2 eq) | 304.9 | 0 | C
325199 | 1014210 | 2023 | F (Furnace) | FAF01 | Fuel Gas | Nitrous Oxide | 2.439 | 0 | C
325199 | 1014210 | 2023 | F (Furnace) | FAF01 | Fuel Gas | Nitrous Oxide (Co2 eq) | 726.9 | 0 | C
325199 | 1014210 | 2023 | F (Furnace) | FBF01 | Fuel Gas | Carbon Dioxide Biogenic | 0 | 0 | C
325199 | 1014210 | 2023 | F (Furnace) | FBF01 | Fuel Gas | Carbon Dioxide Non-Biogenic | 120900 | 0 | C
325199 | 1014210 | 2023 | F (Furnace) | FBF01 | Fuel Gas | Carbon Dioxide Total | 120900 | 0 | C
325199 | 1014210 | 2023 | F (Furnace) | FBF01 | Fuel Gas | Methane | 12.45 | 0 | C
325199 | 1014210 | 2023 | F (Furnace) | FBF01 | Fuel Gas | Methane (Co2 eq) | 311.3 | 0 | C
325199 | 1014210 | 2023 | F (Furnace) | FBF01 | Fuel Gas | Nitrous Oxide | 2.49 | 0 | C
325199 | 1014210 | 2023 | F (Furnace) | FBF01 | Fuel Gas | Nitrous Oxide (Co2 eq) | 742 | 0 | C
325199 | 1014210 | 2023 | F (Furnace) | FCF01 | Fuel Gas | Carbon Dioxide Biogenic | 0 | 0 | C
325199 | 1014210 | 2023 | F (Furnace) | FCF01 | Fuel Gas | Carbon Dioxide Non-Biogenic | 116414.3 | 0 | C
325199 | 1014210 | 2023 | F (Furnace) | FCF01 | Fuel Gas | Carbon Dioxide Total | 116414.3 | 0 | C
325199 | 1014210 | 2023 | F (Furnace) | FCF01 | Fuel Gas | Methane | 11.99 | 0 | C
325199 | 1014210 | 2023 | F (Furnace) | FCF01 | Fuel Gas | Methane (Co2 eq) | 299.7 | 0 | C
325199 | 1014210 | 2023 | F (Furnace) | FCF01 | Fuel Gas | Nitrous Oxide | 2.397 | 0 | C
325199 | 1014210 | 2023 | F (Furnace) | FCF01 | Fuel Gas | Nitrous Oxide (Co2 eq) | 714.4 | 0 | C
325199 | 1014210 | 2023 | F (Furnace) | FDF01 | Fuel Gas | Carbon Dioxide Biogenic | 0 | 0 | C
325199 | 1014210 | 2023 | F (Furnace) | FDF01 | Fuel Gas | Carbon Dioxide Non-Biogenic | 99083.7 | 0 | C
325199 | 1014210 | 2023 | F (Furnace) | FDF01 | Fuel Gas | Carbon Dioxide Total | 99083.7 | 0 | C
325199 | 1014210 | 2023 | F (Furnace) | FDF01 | Fuel Gas | Methane | 10.38 | 0 | C
325199 | 1014210 | 2023 | F (Furnace) | FDF01 | Fuel Gas | Methane (Co2 eq) | 259.5 | 0 | C
325199 | 1014210 | 2023 | F (Furnace) | FDF01 | Fuel Gas | Nitrous Oxide | 2.076 | 0 | C
325199 | 1014210 | 2023 | F (Furnace) | FDF01 | Fuel Gas | Nitrous Oxide (Co2 eq) | 618.7 | 0 | C
325199 | 1014210 | 2023 | F (Furnace) | FEF01 | Fuel Gas | Carbon Dioxide Biogenic | 0 | 0 | C
325199 | 1014210 | 2023 | F (Furnace) | FEF01 | Fuel Gas | Carbon Dioxide Non-Biogenic | 116304.1 | 0 | C
325199 | 1014210 | 2023 | F (Furnace) | FEF01 | Fuel Gas | Carbon Dioxide Total | 116304.1 | 0 | C
325199 | 1014210 | 2023 | F (Furnace) | FEF01 | Fuel Gas | Methane | 12 | 0 | C
325199 | 1014210 | 2023 | F (Furnace) | FEF01 | Fuel Gas | Methane (Co2 eq) | 300 | 0 | C
325199 | 1014210 | 2023 | F (Furnace) | FEF01 | Fuel Gas | Nitrous Oxide | 2.4 | 0 | C
325199 | 1014210 | 2023 | F (Furnace) | FEF01 | Fuel Gas | Nitrous Oxide (Co2 eq) | 715.3 | 0 | C
325199 | 1014210 | 2023 | F (Furnace) | FFF01 | Fuel Gas | Carbon Dioxide Biogenic | 0 | 0 | C
325199 | 1014210 | 2023 | F (Furnace) | FFF01 | Fuel Gas | Carbon Dioxide Non-Biogenic | 116818.9 | 0 | C
325199 | 1014210 | 2023 | F (Furnace) | FFF01 | Fuel Gas | Carbon Dioxide Total | 116818.9 | 0 | C
325199 | 1014210 | 2023 | F (Furnace) | FFF01 | Fuel Gas | Methane | 12.02 | 0 | C
325199 | 1014210 | 2023 | F (Furnace) | FFF01 | Fuel Gas | Methane (Co2 eq) | 300.5 | 0 | C
325199 | 1014210 | 2023 | F (Furnace) | FFF01 | Fuel Gas | Nitrous Oxide | 2.404 | 0 | C
325199 | 1014210 | 2023 | F (Furnace) | FFF01 | Fuel Gas | Nitrous Oxide (Co2 eq) | 716.5 | 0 | C
325199 | 1014210 | 2023 | F (Furnace) | FGF01 | Fuel Gas | Carbon Dioxide Biogenic | 0 | 0 | C
325199 | 1014210 | 2023 | F (Furnace) | FGF01 | Fuel Gas | Carbon Dioxide Non-Biogenic | 102662 | 0 | C
325199 | 1014210 | 2023 | F (Furnace) | FGF01 | Fuel Gas | Carbon Dioxide Total | 102662 | 0 | C
325199 | 1014210 | 2023 | F (Furnace) | FGF01 | Fuel Gas | Methane | 10.56 | 0 | C
325199 | 1014210 | 2023 | F (Furnace) | FGF01 | Fuel Gas | Methane (Co2 eq) | 263.9 | 0 | C
325199 | 1014210 | 2023 | F (Furnace) | FGF01 | Fuel Gas | Nitrous Oxide | 2.111 | 0 | C
325199 | 1014210 | 2023 | F (Furnace) | FGF01 | Fuel Gas | Nitrous Oxide (Co2 eq) | 629.1 | 0 | C
325199 | 1014210 | 2023 | F (Furnace) | FHF01 | Fuel Gas | Carbon Dioxide Biogenic | 0 | 0 | C
325199 | 1014210 | 2023 | F (Furnace) | FHF01 | Fuel Gas | Carbon Dioxide Non-Biogenic | 117548.5 | 0 | C
325199 | 1014210 | 2023 | F (Furnace) | FHF01 | Fuel Gas | Carbon Dioxide Total | 117548.5 | 0 | C
325199 | 1014210 | 2023 | F (Furnace) | FHF01 | Fuel Gas | Methane | 12.11 | 0 | C
325199 | 1014210 | 2023 | F (Furnace) | FHF01 | Fuel Gas | Methane (Co2 eq) | 302.8 | 0 | C
325199 | 1014210 | 2023 | F (Furnace) | FHF01 | Fuel Gas | Nitrous Oxide | 2.422 | 0 | C
325199 | 1014210 | 2023 | F (Furnace) | FHF01 | Fuel Gas | Nitrous Oxide (Co2 eq) | 721.9 | 0 | C
325199 | 1014210 | 2023 | TODF (Thermal oxidizer, direct fired, no heat recovery) | GBX02 | Natural Gas (Weighted U.S. Average) | Carbon Dioxide Biogenic | 0 | 0 | C
325199 | 1014210 | 2023 | TODF (Thermal oxidizer, direct fired, no heat recovery) | GBX02 | Natural Gas (Weighted U.S. Average) | Carbon Dioxide Non-Biogenic | 14895.2 | 0 | C
325199 | 1014210 | 2023 | TODF (Thermal oxidizer, direct fired, no heat recovery) | GBX02 | Natural Gas (Weighted U.S. Average) | Carbon Dioxide Total | 14895.2 | 0 | C
325199 | 1014210 | 2023 | TODF (Thermal oxidizer, direct fired, no heat recovery) | GBX02 | Natural Gas (Weighted U.S. Average) | Methane | 0.28 | 0 | C
325199 | 1014210 | 2023 | TODF (Thermal oxidizer, direct fired, no heat recovery) | GBX02 | Natural Gas (Weighted U.S. Average) | Methane (Co2 eq) | 7 | 0 | C
325199 | 1014210 | 2023 | TODF (Thermal oxidizer, direct fired, no heat recovery) | GBX02 | Natural Gas (Weighted U.S. Average) | Nitrous Oxide | 0.028 | 0 | C
325199 | 1014210 | 2023 | TODF (Thermal oxidizer, direct fired, no heat recovery) | GBX02 | Natural Gas (Weighted U.S. Average) | Nitrous Oxide (Co2 eq) | 8.4 | 0 | C
325199 | 1014210 | 2023 | Flare | GFFLARE01 |  | Carbon Dioxide | 3832 |  | X
325199 | 1014210 | 2023 | Flare | GFFLARE01 |  | Methane | 11.57 |  | X
325199 | 1014210 | 2023 | Flare | GFFLARE01 |  | Nitrous Oxide | 0.038 |  | X
325199 | 1014210 | 2023 | Petrochemical process unit | MEG |  | Carbon Dioxide | 188412.9 |  | X
325199 | 1014210 | 2023 | RTO (Regenerative thermal oxidizer) | UFF01A | Natural Gas (Weighted U.S. Average) | Carbon Dioxide Biogenic | 0 | 0 | C
325199 | 1014210 | 2023 | RTO (Regenerative thermal oxidizer) | UFF01A | Natural Gas (Weighted U.S. Average) | Carbon Dioxide Non-Biogenic | 15155.5 | 0 | C
325199 | 1014210 | 2023 | RTO (Regenerative thermal oxidizer) | UFF01A | Natural Gas (Weighted U.S. Average) | Carbon Dioxide Total | 15155.5 | 0 | C
325199 | 1014210 | 2023 | RTO (Regenerative thermal oxidizer) | UFF01A | Natural Gas (Weighted U.S. Average) | Methane | 0.29 | 0 | C
325199 | 1014210 | 2023 | RTO (Regenerative thermal oxidizer) | UFF01A | Natural Gas (Weighted U.S. Average) | Methane (Co2 eq) | 7.1 | 0 | C
325199 | 1014210 | 2023 | RTO (Regenerative thermal oxidizer) | UFF01A | Natural Gas (Weighted U.S. Average) | Nitrous Oxide | 0.029 | 0 | C
325199 | 1014210 | 2023 | RTO (Regenerative thermal oxidizer) | UFF01A | Natural Gas (Weighted U.S. Average) | Nitrous Oxide (Co2 eq) | 8.5 | 0 | C
325199 | 1014210 | 2023 | RTO (Regenerative thermal oxidizer) | UFF01A-WG | Fuel Gas | Carbon Dioxide Biogenic | 0 | 0 | C
325199 | 1014210 | 2023 | RTO (Regenerative thermal oxidizer) | UFF01A-WG | Fuel Gas | Carbon Dioxide Non-Biogenic | 5555.6 | 0 | C
325199 | 1014210 | 2023 | RTO (Regenerative thermal oxidizer) | UFF01A-WG | Fuel Gas | Carbon Dioxide Total | 5555.6 | 0 | C
325199 | 1014210 | 2023 | RTO (Regenerative thermal oxidizer) | UFF01A-WG | Fuel Gas | Methane | 0.29 | 0 | C
325199 | 1014210 | 2023 | RTO (Regenerative thermal oxidizer) | UFF01A-WG | Fuel Gas | Methane (Co2 eq) | 7.1 | 0 | C
325199 | 1014210 | 2023 | RTO (Regenerative thermal oxidizer) | UFF01A-WG | Fuel Gas | Nitrous Oxide | 0.057 | 0 | C
325199 | 1014210 | 2023 | RTO (Regenerative thermal oxidizer) | UFF01A-WG | Fuel Gas | Nitrous Oxide (Co2 eq) | 17 | 0 | C
325199 | 1014210 | 2023 | TODF (Thermal oxidizer, direct fired, no heat recovery) | UFF01B | Natural Gas (Weighted U.S. Average) | Carbon Dioxide Biogenic | 0 | 0 | C
325199 | 1014210 | 2023 | TODF (Thermal oxidizer, direct fired, no heat recovery) | UFF01B | Natural Gas (Weighted U.S. Average) | Carbon Dioxide Non-Biogenic | 16213.8 | 0 | C
325199 | 1014210 | 2023 | TODF (Thermal oxidizer, direct fired, no heat recovery) | UFF01B | Natural Gas (Weighted U.S. Average) | Carbon Dioxide Total | 16213.8 | 0 | C
325199 | 1014210 | 2023 | TODF (Thermal oxidizer, direct fired, no heat recovery) | UFF01B | Natural Gas (Weighted U.S. Average) | Methane | 0.31 | 0 | C
325199 | 1014210 | 2023 | TODF (Thermal oxidizer, direct fired, no heat recovery) | UFF01B | Natural Gas (Weighted U.S. Average) | Methane (Co2 eq) | 7.6 | 0 | C
325199 | 1014210 | 2023 | TODF (Thermal oxidizer, direct fired, no heat recovery) | UFF01B | Natural Gas (Weighted U.S. Average) | Nitrous Oxide | 0.031 | 0 | C
325199 | 1014210 | 2023 | TODF (Thermal oxidizer, direct fired, no heat recovery) | UFF01B | Natural Gas (Weighted U.S. Average) | Nitrous Oxide (Co2 eq) | 9.1 | 0 | C
325199 | 1014210 | 2023 | TODF (Thermal oxidizer, direct fired, no heat recovery) | UFF01B-WG |  | Carbon Dioxide Biogenic | 0 | 0 | C
325199 | 1014210 | 2023 | TODF (Thermal oxidizer, direct fired, no heat recovery) | UFF01B-WG |  | Carbon Dioxide Non-Biogenic | 3014.6 | 0 | C
325199 | 1014210 | 2023 | TODF (Thermal oxidizer, direct fired, no heat recovery) | UFF01B-WG |  | Carbon Dioxide Total | 3014.6 | 0 | C
325199 | 1014210 | 2023 | TODF (Thermal oxidizer, direct fired, no heat recovery) | UFF01B-WG |  | Methane | 0 | 0 | C
325199 | 1014210 | 2023 | TODF (Thermal oxidizer, direct fired, no heat recovery) | UFF01B-WG |  | Methane (Co2 eq) | 0 | 0 | C
325199 | 1014210 | 2023 | TODF (Thermal oxidizer, direct fired, no heat recovery) | UFF01B-WG |  | Nitrous Oxide | 0 | 0 | C
325199 | 1014210 | 2023 | TODF (Thermal oxidizer, direct fired, no heat recovery) | UFF01B-WG |  | Nitrous Oxide (Co2 eq) | 0 | 0 | C
325199 | 1014210 | 2023 | Flare | UFFLARE01 |  | Carbon Dioxide | 35223.7 |  | X
325199 | 1014210 | 2023 | Flare | UFFLARE01 |  | Methane | 15.54 |  | X
325199 | 1014210 | 2023 | Flare | UFFLARE01 |  | Nitrous Oxide | 0.352 |  | X
325199 | 1014210 | 2023 | Flare | UFFLARE02 |  | Carbon Dioxide | 6984.9 |  | X
325199 | 1014210 | 2023 | Flare | UFFLARE02 |  | Methane | 6.47 |  | X
325199 | 1014210 | 2023 | Flare | UFFLARE02 |  | Nitrous Oxide | 0.07 |  | X
325199 | 1014210 | 2023 | OB (Boiler, other) | USSG01A | Fuel Gas | Carbon Dioxide Biogenic | 0 | 0 | C
325199 | 1014210 | 2023 | OB (Boiler, other) | USSG01A | Fuel Gas | Carbon Dioxide Non-Biogenic | 113146.5 | 0 | C
325199 | 1014210 | 2023 | OB (Boiler, other) | USSG01A | Fuel Gas | Carbon Dioxide Total | 113146.5 | 0 | C
325199 | 1014210 | 2023 | OB (Boiler, other) | USSG01A | Fuel Gas | Methane | 11.55 | 0 | C
325199 | 1014210 | 2023 | OB (Boiler, other) | USSG01A | Fuel Gas | Methane (Co2 eq) | 288.8 | 0 | C
325199 | 1014210 | 2023 | OB (Boiler, other) | USSG01A | Fuel Gas | Nitrous Oxide | 2.311 | 0 | C
325199 | 1014210 | 2023 | OB (Boiler, other) | USSG01A | Fuel Gas | Nitrous Oxide (Co2 eq) | 688.6 | 0 | C
325199 | 1014210 | 2023 | OB (Boiler, other) | USSG01A |  | Carbon Dioxide Biogenic | 0 | 0 | C
325199 | 1014210 | 2023 | OB (Boiler, other) | USSG01A |  | Carbon Dioxide Non-Biogenic | 10257.9 | 0 | C
325199 | 1014210 | 2023 | OB (Boiler, other) | USSG01A |  | Carbon Dioxide Total | 10257.9 | 0 | C
325199 | 1014210 | 2023 | OB (Boiler, other) | USSG01A |  | Methane | 0 | 0 | C
325199 | 1014210 | 2023 | OB (Boiler, other) | USSG01A |  | Methane (Co2 eq) | 0 | 0 | C
325199 | 1014210 | 2023 | OB (Boiler, other) | USSG01A |  | Nitrous Oxide | 0 | 0 | C
325199 | 1014210 | 2023 | OB (Boiler, other) | USSG01A |  | Nitrous Oxide (Co2 eq) | 0 | 0 | C
325199 | 1014210 | 2023 | OB (Boiler, other) | USSG01B | Fuel Gas | Carbon Dioxide Biogenic | 0 | 0 | C
325199 | 1014210 | 2023 | OB (Boiler, other) | USSG01B | Fuel Gas | Carbon Dioxide Non-Biogenic | 118468.8 | 0 | C
325199 | 1014210 | 2023 | OB (Boiler, other) | USSG01B | Fuel Gas | Carbon Dioxide Total | 118468.8 | 0 | C
325199 | 1014210 | 2023 | OB (Boiler, other) | USSG01B | Fuel Gas | Methane | 12 | 0 | C
325199 | 1014210 | 2023 | OB (Boiler, other) | USSG01B | Fuel Gas | Methane (Co2 eq) | 299.9 | 0 | C
325199 | 1014210 | 2023 | OB (Boiler, other) | USSG01B | Fuel Gas | Nitrous Oxide | 2.399 | 0 | C
325199 | 1014210 | 2023 | OB (Boiler, other) | USSG01B | Fuel Gas | Nitrous Oxide (Co2 eq) | 714.9 | 0 | C
325199 | 1014210 | 2023 | OB (Boiler, other) | USSG01B |  | Carbon Dioxide Biogenic | 0 | 0 | C
325199 | 1014210 | 2023 | OB (Boiler, other) | USSG01B |  | Carbon Dioxide Non-Biogenic | 10949.8 | 0 | C
325199 | 1014210 | 2023 | OB (Boiler, other) | USSG01B |  | Carbon Dioxide Total | 10949.8 | 0 | C
325199 | 1014210 | 2023 | OB (Boiler, other) | USSG01B |  | Methane | 0 | 0 | C
325199 | 1014210 | 2023 | OB (Boiler, other) | USSG01B |  | Methane (Co2 eq) | 0 | 0 | C
325199 | 1014210 | 2023 | OB (Boiler, other) | USSG01B |  | Nitrous Oxide | 0 | 0 | C
325199 | 1014210 | 2023 | OB (Boiler, other) | USSG01B |  | Nitrous Oxide (Co2 eq) | 0 | 0 | C
325199 | 1014210 | 2023 | OB (Boiler, other) | USSG01C | Fuel Gas | Carbon Dioxide Biogenic | 0 | 0 | C
325199 | 1014210 | 2023 | OB (Boiler, other) | USSG01C | Fuel Gas | Carbon Dioxide Non-Biogenic | 114927.8 | 0 | C
325199 | 1014210 | 2023 | OB (Boiler, other) | USSG01C | Fuel Gas | Carbon Dioxide Total | 114927.8 | 0 | C
325199 | 1014210 | 2023 | OB (Boiler, other) | USSG01C | Fuel Gas | Methane | 11.63 | 0 | C
325199 | 1014210 | 2023 | OB (Boiler, other) | USSG01C | Fuel Gas | Methane (Co2 eq) | 290.8 | 0 | C
325199 | 1014210 | 2023 | OB (Boiler, other) | USSG01C | Fuel Gas | Nitrous Oxide | 2.326 | 0 | C
325199 | 1014210 | 2023 | OB (Boiler, other) | USSG01C | Fuel Gas | Nitrous Oxide (Co2 eq) | 693.3 | 0 | C
325199 | 1014210 | 2023 | OB (Boiler, other) | USSG01C |  | Carbon Dioxide Biogenic | 0 | 0 | C
325199 | 1014210 | 2023 | OB (Boiler, other) | USSG01C |  | Carbon Dioxide Non-Biogenic | 20357.8 | 0 | C
325199 | 1014210 | 2023 | OB (Boiler, other) | USSG01C |  | Carbon Dioxide Total | 20357.8 | 0 | C
325199 | 1014210 | 2023 | OB (Boiler, other) | USSG01C |  | Methane | 0 | 0 | C
325199 | 1014210 | 2023 | OB (Boiler, other) | USSG01C |  | Methane (Co2 eq) | 0 | 0 | C
325199 | 1014210 | 2023 | OB (Boiler, other) | USSG01C |  | Nitrous Oxide | 0 | 0 | C
325199 | 1014210 | 2023 | OB (Boiler, other) | USSG01C |  | Nitrous Oxide (Co2 eq) | 0 | 0 | C
325110 | 1014234 | 2023 |  | CP-TOX | Natural Gas (Weighted U.S. Average) | Carbon Dioxide Biogenic | 0 | 0 | C
325110 | 1014234 | 2023 |  | CP-TOX | Natural Gas (Weighted U.S. Average) | Carbon Dioxide Non-Biogenic | 1255.9 | 0 | C
325110 | 1014234 | 2023 |  | CP-TOX | Natural Gas (Weighted U.S. Average) | Carbon Dioxide Total | 1255.9 | 0 | C
325110 | 1014234 | 2023 |  | CP-TOX | Natural Gas (Weighted U.S. Average) | Methane | 0.02 | 0 | C
325110 | 1014234 | 2023 |  | CP-TOX | Natural Gas (Weighted U.S. Average) | Methane (Co2 eq) | 0.6 | 0 | C
325110 | 1014234 | 2023 |  | CP-TOX | Natural Gas (Weighted U.S. Average) | Nitrous Oxide | 0.002 | 0 | C
325110 | 1014234 | 2023 |  | CP-TOX | Natural Gas (Weighted U.S. Average) | Nitrous Oxide (Co2 eq) | 0.7 | 0 | C
325110 | 1014234 | 2023 | Flare | ECU Flare |  | Carbon Dioxide | 248394.8 |  | X
325110 | 1014234 | 2023 | Flare | ECU Flare |  | Methane | 381.09 |  | X
325110 | 1014234 | 2023 | Flare | ECU Flare |  | Nitrous Oxide | 2.484 |  | X
325110 | 1014234 | 2023 | F (Furnace) | H1101 | Fuel Gas | Carbon Dioxide Biogenic | 0 | 0 | C
325110 | 1014234 | 2023 | F (Furnace) | H1101 | Fuel Gas | Carbon Dioxide Non-Biogenic | 185252 | 0 | C
325110 | 1014234 | 2023 | F (Furnace) | H1101 | Fuel Gas | Carbon Dioxide Total | 185252 | 0 | C
325110 | 1014234 | 2023 | F (Furnace) | H1101 | Fuel Gas | Methane | 11.4 | 0 | C
325110 | 1014234 | 2023 | F (Furnace) | H1101 | Fuel Gas | Methane (Co2 eq) | 285 | 0 | C
325110 | 1014234 | 2023 | F (Furnace) | H1101 | Fuel Gas | Nitrous Oxide | 2.28 | 0 | C
325110 | 1014234 | 2023 | F (Furnace) | H1101 | Fuel Gas | Nitrous Oxide (Co2 eq) | 679.4 | 0 | C
325110 | 1014234 | 2023 | F (Furnace) | H1102 | Fuel Gas | Carbon Dioxide Biogenic | 0 | 0 | C
325110 | 1014234 | 2023 | F (Furnace) | H1102 | Fuel Gas | Carbon Dioxide Non-Biogenic | 151805.1 | 0 | C
325110 | 1014234 | 2023 | F (Furnace) | H1102 | Fuel Gas | Carbon Dioxide Total | 151805.1 | 0 | C
325110 | 1014234 | 2023 | F (Furnace) | H1102 | Fuel Gas | Methane | 9.35 | 0 | C
325110 | 1014234 | 2023 | F (Furnace) | H1102 | Fuel Gas | Methane (Co2 eq) | 233.7 | 0 | C
325110 | 1014234 | 2023 | F (Furnace) | H1102 | Fuel Gas | Nitrous Oxide | 1.87 | 0 | C
325110 | 1014234 | 2023 | F (Furnace) | H1102 | Fuel Gas | Nitrous Oxide (Co2 eq) | 557.2 | 0 | C
325110 | 1014234 | 2023 | F (Furnace) | H1103 | Fuel Gas | Carbon Dioxide Biogenic | 0 | 0 | C
325110 | 1014234 | 2023 | F (Furnace) | H1103 | Fuel Gas | Carbon Dioxide Non-Biogenic | 146678.8 | 0 | C
325110 | 1014234 | 2023 | F (Furnace) | H1103 | Fuel Gas | Carbon Dioxide Total | 146678.8 | 0 | C
325110 | 1014234 | 2023 | F (Furnace) | H1103 | Fuel Gas | Methane | 8.72 | 0 | C
325110 | 1014234 | 2023 | F (Furnace) | H1103 | Fuel Gas | Methane (Co2 eq) | 217.9 | 0 | C
325110 | 1014234 | 2023 | F (Furnace) | H1103 | Fuel Gas | Nitrous Oxide | 1.743 | 0 | C
325110 | 1014234 | 2023 | F (Furnace) | H1103 | Fuel Gas | Nitrous Oxide (Co2 eq) | 519.5 | 0 | C
325110 | 1014234 | 2023 | F (Furnace) | H1104 | Fuel Gas | Carbon Dioxide Biogenic | 0 | 0 | C
325110 | 1014234 | 2023 | F (Furnace) | H1104 | Fuel Gas | Carbon Dioxide Non-Biogenic | 128202.9 | 0 | C
325110 | 1014234 | 2023 | F (Furnace) | H1104 | Fuel Gas | Carbon Dioxide Total | 128202.9 | 0 | C
325110 | 1014234 | 2023 | F (Furnace) | H1104 | Fuel Gas | Methane | 7.96 | 0 | C
325110 | 1014234 | 2023 | F (Furnace) | H1104 | Fuel Gas | Methane (Co2 eq) | 198.9 | 0 | C
325110 | 1014234 | 2023 | F (Furnace) | H1104 | Fuel Gas | Nitrous Oxide | 1.591 | 0 | C
325110 | 1014234 | 2023 | F (Furnace) | H1104 | Fuel Gas | Nitrous Oxide (Co2 eq) | 474.2 | 0 | C
325110 | 1014234 | 2023 | F (Furnace) | H1105 | Fuel Gas | Carbon Dioxide Biogenic | 0 | 0 | C
325110 | 1014234 | 2023 | F (Furnace) | H1105 | Fuel Gas | Carbon Dioxide Non-Biogenic | 140828.1 | 0 | C
325110 | 1014234 | 2023 | F (Furnace) | H1105 | Fuel Gas | Carbon Dioxide Total | 140828.1 | 0 | C
325110 | 1014234 | 2023 | F (Furnace) | H1105 | Fuel Gas | Methane | 8.63 | 0 | C
325110 | 1014234 | 2023 | F (Furnace) | H1105 | Fuel Gas | Methane (Co2 eq) | 215.7 | 0 | C
325110 | 1014234 | 2023 | F (Furnace) | H1105 | Fuel Gas | Nitrous Oxide | 1.726 | 0 | C
325110 | 1014234 | 2023 | F (Furnace) | H1105 | Fuel Gas | Nitrous Oxide (Co2 eq) | 514.2 | 0 | C
325110 | 1014234 | 2023 | F (Furnace) | H1106 | Fuel Gas | Carbon Dioxide Biogenic | 0 | 0 | C
325110 | 1014234 | 2023 | F (Furnace) | H1106 | Fuel Gas | Carbon Dioxide Non-Biogenic | 150063.4 | 0 | C
325110 | 1014234 | 2023 | F (Furnace) | H1106 | Fuel Gas | Carbon Dioxide Total | 150063.4 | 0 | C
325110 | 1014234 | 2023 | F (Furnace) | H1106 | Fuel Gas | Methane | 9.17 | 0 | C
325110 | 1014234 | 2023 | F (Furnace) | H1106 | Fuel Gas | Methane (Co2 eq) | 229.2 | 0 | C
325110 | 1014234 | 2023 | F (Furnace) | H1106 | Fuel Gas | Nitrous Oxide | 1.834 | 0 | C
325110 | 1014234 | 2023 | F (Furnace) | H1106 | Fuel Gas | Nitrous Oxide (Co2 eq) | 546.4 | 0 | C
325199 | 1014236 | 2023 | OCS (Other combustion source) | CP-1 | Natural Gas (Weighted U.S. Average) | Carbon Dioxide Biogenic | 0 | 0 | C
325199 | 1014236 | 2023 | OCS (Other combustion source) | CP-1 | Natural Gas (Weighted U.S. Average) | Carbon Dioxide Non-Biogenic | 82223.2 | 0 | C
325199 | 1014236 | 2023 | OCS (Other combustion source) | CP-1 | Natural Gas (Weighted U.S. Average) | Carbon Dioxide Total | 82223.2 | 0 | C
325199 | 1014236 | 2023 | OCS (Other combustion source) | CP-1 | Natural Gas (Weighted U.S. Average) | Methane | 1.55 | 0 | C
325199 | 1014236 | 2023 | OCS (Other combustion source) | CP-1 | Natural Gas (Weighted U.S. Average) | Methane (Co2 eq) | 38.7 | 0 | C
325199 | 1014236 | 2023 | OCS (Other combustion source) | CP-1 | Natural Gas (Weighted U.S. Average) | Nitrous Oxide | 0.155 | 0 | C
325199 | 1014236 | 2023 | OCS (Other combustion source) | CP-1 | Natural Gas (Weighted U.S. Average) | Nitrous Oxide (Co2 eq) | 46.2 | 0 | C
325199 | 1014236 | 2023 | OCS (Other combustion source) | GP-1 | Distillate Fuel Oil No. 2 | Carbon Dioxide Biogenic | 0 | 0 | C
325199 | 1014236 | 2023 | OCS (Other combustion source) | GP-1 | Distillate Fuel Oil No. 2 | Carbon Dioxide Non-Biogenic | 0 | 0 | C
325199 | 1014236 | 2023 | OCS (Other combustion source) | GP-1 | Distillate Fuel Oil No. 2 | Carbon Dioxide Total | 0 | 0 | C
325199 | 1014236 | 2023 | OCS (Other combustion source) | GP-1 | Distillate Fuel Oil No. 2 | Methane | 0 | 0 | C
325199 | 1014236 | 2023 | OCS (Other combustion source) | GP-1 | Distillate Fuel Oil No. 2 | Methane (Co2 eq) | 0 | 0 | C
325199 | 1014236 | 2023 | OCS (Other combustion source) | GP-1 | Distillate Fuel Oil No. 2 | Nitrous Oxide | 0 | 0 | C
325199 | 1014236 | 2023 | OCS (Other combustion source) | GP-1 | Distillate Fuel Oil No. 2 | Nitrous Oxide (Co2 eq) | 0 | 0 | C
311919 | 1014397 | 2023 |  | GP-Plant Combustion Units | Natural Gas (Weighted U.S. Average) | Carbon Dioxide Biogenic | 0 | 0 | C
311919 | 1014397 | 2023 |  | GP-Plant Combustion Units | Natural Gas (Weighted U.S. Average) | Carbon Dioxide Non-Biogenic | 23163.1 | 0 | C
311919 | 1014397 | 2023 |  | GP-Plant Combustion Units | Natural Gas (Weighted U.S. Average) | Carbon Dioxide Total | 23163.1 | 0 | C
311919 | 1014397 | 2023 |  | GP-Plant Combustion Units | Natural Gas (Weighted U.S. Average) | Methane | 0.44 | 0 | C
311919 | 1014397 | 2023 |  | GP-Plant Combustion Units | Natural Gas (Weighted U.S. Average) | Methane (Co2 eq) | 10.9 | 0 | C
311919 | 1014397 | 2023 |  | GP-Plant Combustion Units | Natural Gas (Weighted U.S. Average) | Nitrous Oxide | 0.044 | 0 | C
311919 | 1014397 | 2023 |  | GP-Plant Combustion Units | Natural Gas (Weighted U.S. Average) | Nitrous Oxide (Co2 eq) | 13 | 0 | C
311613 | 1014429 | 2023 |  | GP-01 | Natural Gas (Weighted U.S. Average) | Carbon Dioxide Biogenic | 0 | 0 | C
311613 | 1014429 | 2023 |  | GP-01 | Natural Gas (Weighted U.S. Average) | Carbon Dioxide Non-Biogenic | 26683.8 | 0 | C
311613 | 1014429 | 2023 |  | GP-01 | Natural Gas (Weighted U.S. Average) | Carbon Dioxide Total | 26683.8 | 0 | C
311613 | 1014429 | 2023 |  | GP-01 | Natural Gas (Weighted U.S. Average) | Methane | 0.5 | 0 | C
311613 | 1014429 | 2023 |  | GP-01 | Natural Gas (Weighted U.S. Average) | Methane (Co2 eq) | 12.6 | 0 | C
311613 | 1014429 | 2023 |  | GP-01 | Natural Gas (Weighted U.S. Average) | Nitrous Oxide | 0.05 | 0 | C
311613 | 1014429 | 2023 |  | GP-01 | Natural Gas (Weighted U.S. Average) | Nitrous Oxide (Co2 eq) | 15 | 0 | C
325412 | 1014513 | 2023 |  | GP-1 | Distillate Fuel Oil No. 2 | Carbon Dioxide Biogenic | 0 | 0 | C
325412 | 1014513 | 2023 |  | GP-1 | Distillate Fuel Oil No. 2 | Carbon Dioxide Non-Biogenic | 25.6 | 0 | C
325412 | 1014513 | 2023 |  | GP-1 | Distillate Fuel Oil No. 2 | Carbon Dioxide Total | 25.6 | 0 | C
325412 | 1014513 | 2023 |  | GP-1 | Distillate Fuel Oil No. 2 | Methane | 0 | 0 | C
325412 | 1014513 | 2023 |  | GP-1 | Distillate Fuel Oil No. 2 | Methane (Co2 eq) | 0 | 0 | C
325412 | 1014513 | 2023 |  | GP-1 | Distillate Fuel Oil No. 2 | Nitrous Oxide | 0 | 0 | C
325412 | 1014513 | 2023 |  | GP-1 | Distillate Fuel Oil No. 2 | Nitrous Oxide (Co2 eq) | 0.1 | 0 | C
325412 | 1014513 | 2023 |  | GP-1 | Propane | Carbon Dioxide Biogenic | 0 | 0 | C
325412 | 1014513 | 2023 |  | GP-1 | Propane | Carbon Dioxide Non-Biogenic | 25901.6 | 0 | C
325412 | 1014513 | 2023 |  | GP-1 | Propane | Carbon Dioxide Total | 25901.6 | 0 | C
325412 | 1014513 | 2023 |  | GP-1 | Propane | Methane | 1.24 | 0 | C
325412 | 1014513 | 2023 |  | GP-1 | Propane | Methane (Co2 eq) | 30.9 | 0 | C
325412 | 1014513 | 2023 |  | GP-1 | Propane | Nitrous Oxide | 0.247 | 0 | C
325412 | 1014513 | 2023 |  | GP-1 | Propane | Nitrous Oxide (Co2 eq) | 73.7 | 0 | C
311511 | 1014521 | 2023 | FLR (Flare) | Flare | Other Biomass Gases | Carbon Dioxide Biogenic | 14.2 | 416007 | C
311511 | 1014521 | 2023 | FLR (Flare) | Flare | Other Biomass Gases | Carbon Dioxide Non-Biogenic | 0 | 416007 | C
311511 | 1014521 | 2023 | FLR (Flare) | Flare | Other Biomass Gases | Carbon Dioxide Total | 14.2 | 416007 | C
311511 | 1014521 | 2023 | FLR (Flare) | Flare | Other Biomass Gases | Methane | 0 | 416007 | C
311511 | 1014521 | 2023 | FLR (Flare) | Flare | Other Biomass Gases | Methane (Co2 eq) | 0 | 416007 | C
311511 | 1014521 | 2023 | FLR (Flare) | Flare | Other Biomass Gases | Nitrous Oxide | 0 | 416007 | C
311511 | 1014521 | 2023 | FLR (Flare) | Flare | Other Biomass Gases | Nitrous Oxide (Co2 eq) | 0.1 | 416007 | C
311511 | 1014521 | 2023 |  | GP- Boilers and Make Up Air and Heaters | Natural Gas (Weighted U.S. Average) | Carbon Dioxide Biogenic | 0 | 546620717 | C
311511 | 1014521 | 2023 |  | GP- Boilers and Make Up Air and Heaters | Natural Gas (Weighted U.S. Average) | Carbon Dioxide Non-Biogenic | 29757.8 | 546620717 | C
311511 | 1014521 | 2023 |  | GP- Boilers and Make Up Air and Heaters | Natural Gas (Weighted U.S. Average) | Carbon Dioxide Total | 29757.8 | 546620717 | C
311511 | 1014521 | 2023 |  | GP- Boilers and Make Up Air and Heaters | Natural Gas (Weighted U.S. Average) | Methane | 0.56 | 546620717 | C
311511 | 1014521 | 2023 |  | GP- Boilers and Make Up Air and Heaters | Natural Gas (Weighted U.S. Average) | Methane (Co2 eq) | 14 | 546620717 | C
311511 | 1014521 | 2023 |  | GP- Boilers and Make Up Air and Heaters | Natural Gas (Weighted U.S. Average) | Nitrous Oxide | 0.056 | 546620717 | C
311511 | 1014521 | 2023 |  | GP- Boilers and Make Up Air and Heaters | Natural Gas (Weighted U.S. Average) | Nitrous Oxide (Co2 eq) | 16.7 | 546620717 | C
325199 | 1014537 | 2023 |  | CP-1 | Natural Gas (Weighted U.S. Average) | Carbon Dioxide Biogenic | 0 | 0 | C
325199 | 1014537 | 2023 |  | CP-1 | Natural Gas (Weighted U.S. Average) | Carbon Dioxide Non-Biogenic | 95896.8 | 0 | C
325199 | 1014537 | 2023 |  | CP-1 | Natural Gas (Weighted U.S. Average) | Carbon Dioxide Total | 95896.8 | 0 | C
325199 | 1014537 | 2023 |  | CP-1 | Natural Gas (Weighted U.S. Average) | Methane | 1.81 | 0 | C
325199 | 1014537 | 2023 |  | CP-1 | Natural Gas (Weighted U.S. Average) | Methane (Co2 eq) | 45.2 | 0 | C
325199 | 1014537 | 2023 |  | CP-1 | Natural Gas (Weighted U.S. Average) | Nitrous Oxide | 0.181 | 0 | C
325199 | 1014537 | 2023 |  | CP-1 | Natural Gas (Weighted U.S. Average) | Nitrous Oxide (Co2 eq) | 53.9 | 0 | C
325199 | 1014537 | 2023 |  | CP-1 |  | Carbon Dioxide Biogenic | 0 | 0 | C
325199 | 1014537 | 2023 |  | CP-1 |  | Carbon Dioxide Non-Biogenic | 0 | 0 | C
325199 | 1014537 | 2023 |  | CP-1 |  | Carbon Dioxide Total | 0 | 0 | C
325199 | 1014537 | 2023 |  | CP-1 |  | Methane | 0 | 0 | C
325199 | 1014537 | 2023 |  | CP-1 |  | Methane (Co2 eq) | 0 | 0 | C
325199 | 1014537 | 2023 |  | CP-1 |  | Nitrous Oxide | 0 | 0 | C
325199 | 1014537 | 2023 |  | CP-1 |  | Nitrous Oxide (Co2 eq) | 0 | 0 | C
325199 | 1014540 | 2023 | PFB (Boiler, pressurized fluidized bed) | Boiler (B001) | Natural Gas (Weighted U.S. Average) | Carbon Dioxide Biogenic | 0 | 0 | C
325199 | 1014540 | 2023 | PFB (Boiler, pressurized fluidized bed) | Boiler (B001) | Natural Gas (Weighted U.S. Average) | Carbon Dioxide Non-Biogenic | 22925.9 | 0 | C
325199 | 1014540 | 2023 | PFB (Boiler, pressurized fluidized bed) | Boiler (B001) | Natural Gas (Weighted U.S. Average) | Carbon Dioxide Total | 22925.9 | 0 | C
325199 | 1014540 | 2023 | PFB (Boiler, pressurized fluidized bed) | Boiler (B001) | Natural Gas (Weighted U.S. Average) | Methane | 0.43 | 0 | C
325199 | 1014540 | 2023 | PFB (Boiler, pressurized fluidized bed) | Boiler (B001) | Natural Gas (Weighted U.S. Average) | Methane (Co2 eq) | 10.8 | 0 | C
325199 | 1014540 | 2023 | PFB (Boiler, pressurized fluidized bed) | Boiler (B001) | Natural Gas (Weighted U.S. Average) | Nitrous Oxide | 0.043 | 0 | C
325199 | 1014540 | 2023 | PFB (Boiler, pressurized fluidized bed) | Boiler (B001) | Natural Gas (Weighted U.S. Average) | Nitrous Oxide (Co2 eq) | 12.9 | 0 | C
325199 | 1014540 | 2023 | PFB (Boiler, pressurized fluidized bed) | Boiler (B001) |  | Carbon Dioxide Biogenic | 0 | 0 | C
325199 | 1014540 | 2023 | PFB (Boiler, pressurized fluidized bed) | Boiler (B001) |  | Carbon Dioxide Non-Biogenic | 661.4 | 0 | C
325199 | 1014540 | 2023 | PFB (Boiler, pressurized fluidized bed) | Boiler (B001) |  | Carbon Dioxide Total | 661.4 | 0 | C
325199 | 1014540 | 2023 | PFB (Boiler, pressurized fluidized bed) | Boiler (B001) |  | Methane | 0 | 0 | C
325199 | 1014540 | 2023 | PFB (Boiler, pressurized fluidized bed) | Boiler (B001) |  | Methane (Co2 eq) | 0 | 0 | C
325199 | 1014540 | 2023 | PFB (Boiler, pressurized fluidized bed) | Boiler (B001) |  | Nitrous Oxide | 0 | 0 | C
325199 | 1014540 | 2023 | PFB (Boiler, pressurized fluidized bed) | Boiler (B001) |  | Nitrous Oxide (Co2 eq) | 0 | 0 | C
325199 | 1014540 | 2023 | PFB (Boiler, pressurized fluidized bed) | Boiler (B007) | Natural Gas (Weighted U.S. Average) | Carbon Dioxide Biogenic | 0 | 0 | C
325199 | 1014540 | 2023 | PFB (Boiler, pressurized fluidized bed) | Boiler (B007) | Natural Gas (Weighted U.S. Average) | Carbon Dioxide Non-Biogenic | 6690.6 | 0 | C
325199 | 1014540 | 2023 | PFB (Boiler, pressurized fluidized bed) | Boiler (B007) | Natural Gas (Weighted U.S. Average) | Carbon Dioxide Total | 6690.6 | 0 | C
325199 | 1014540 | 2023 | PFB (Boiler, pressurized fluidized bed) | Boiler (B007) | Natural Gas (Weighted U.S. Average) | Methane | 0.13 | 0 | C
325199 | 1014540 | 2023 | PFB (Boiler, pressurized fluidized bed) | Boiler (B007) | Natural Gas (Weighted U.S. Average) | Methane (Co2 eq) | 3.2 | 0 | C
325199 | 1014540 | 2023 | PFB (Boiler, pressurized fluidized bed) | Boiler (B007) | Natural Gas (Weighted U.S. Average) | Nitrous Oxide | 0.013 | 0 | C
325199 | 1014540 | 2023 | PFB (Boiler, pressurized fluidized bed) | Boiler (B007) | Natural Gas (Weighted U.S. Average) | Nitrous Oxide (Co2 eq) | 3.8 | 0 | C
325211 | 1014575 | 2023 |  | CP-Natural Gas | Natural Gas (Weighted U.S. Average) | Carbon Dioxide Biogenic | 0 | 453708956.8 | C
325211 | 1014575 | 2023 |  | CP-Natural Gas | Natural Gas (Weighted U.S. Average) | Carbon Dioxide Non-Biogenic | 24468 | 453708956.8 | C
325211 | 1014575 | 2023 |  | CP-Natural Gas | Natural Gas (Weighted U.S. Average) | Carbon Dioxide Total | 24468 | 453708956.8 | C
325211 | 1014575 | 2023 |  | CP-Natural Gas | Natural Gas (Weighted U.S. Average) | Methane | 0.46 | 453708956.8 | C
325211 | 1014575 | 2023 |  | CP-Natural Gas | Natural Gas (Weighted U.S. Average) | Methane (Co2 eq) | 11.5 | 453708956.8 | C
325211 | 1014575 | 2023 |  | CP-Natural Gas | Natural Gas (Weighted U.S. Average) | Nitrous Oxide | 0.046 | 453708956.8 | C
325211 | 1014575 | 2023 |  | CP-Natural Gas | Natural Gas (Weighted U.S. Average) | Nitrous Oxide (Co2 eq) | 13.7 | 453708956.8 | C
311513 | 1014583 | 2023 |  | GP-1 | Natural Gas (Weighted U.S. Average) | Carbon Dioxide Biogenic | 0 | 0 | C
311513 | 1014583 | 2023 |  | GP-1 | Natural Gas (Weighted U.S. Average) | Carbon Dioxide Non-Biogenic | 27341.1 | 0 | C
311513 | 1014583 | 2023 |  | GP-1 | Natural Gas (Weighted U.S. Average) | Carbon Dioxide Total | 27341.1 | 0 | C
311513 | 1014583 | 2023 |  | GP-1 | Natural Gas (Weighted U.S. Average) | Methane | 0.52 | 0 | C
311513 | 1014583 | 2023 |  | GP-1 | Natural Gas (Weighted U.S. Average) | Methane (Co2 eq) | 12.9 | 0 | C
311513 | 1014583 | 2023 |  | GP-1 | Natural Gas (Weighted U.S. Average) | Nitrous Oxide | 0.052 | 0 | C
311513 | 1014583 | 2023 |  | GP-1 | Natural Gas (Weighted U.S. Average) | Nitrous Oxide (Co2 eq) | 15.4 | 0 | C
311513 | 1014583 | 2023 |  | GP-2 | Other Biomass Gases | Carbon Dioxide Biogenic | 918.6 | 0 | C
311513 | 1014583 | 2023 |  | GP-2 | Other Biomass Gases | Carbon Dioxide Non-Biogenic | 0 | 0 | C
311513 | 1014583 | 2023 |  | GP-2 | Other Biomass Gases | Carbon Dioxide Total | 918.6 | 0 | C
311513 | 1014583 | 2023 |  | GP-2 | Other Biomass Gases | Methane | 0.06 | 0 | C
311513 | 1014583 | 2023 |  | GP-2 | Other Biomass Gases | Methane (Co2 eq) | 1.4 | 0 | C
311513 | 1014583 | 2023 |  | GP-2 | Other Biomass Gases | Nitrous Oxide | 0.011 | 0 | C
311513 | 1014583 | 2023 |  | GP-2 | Other Biomass Gases | Nitrous Oxide (Co2 eq) | 3.3 | 0 | C
325199 | 1014594 | 2023 | PRH (Process Heater) | DGD2-55-201 | Natural Gas (Weighted U.S. Average) | Carbon Dioxide Biogenic | 0 | 0 | C
325199 | 1014594 | 2023 | PRH (Process Heater) | DGD2-55-201 | Natural Gas (Weighted U.S. Average) | Carbon Dioxide Non-Biogenic | 11813.8 | 0 | C
325199 | 1014594 | 2023 | PRH (Process Heater) | DGD2-55-201 | Natural Gas (Weighted U.S. Average) | Carbon Dioxide Total | 11813.8 | 0 | C
325199 | 1014594 | 2023 | PRH (Process Heater) | DGD2-55-201 | Natural Gas (Weighted U.S. Average) | Methane | 0.22 | 0 | C
325199 | 1014594 | 2023 | PRH (Process Heater) | DGD2-55-201 | Natural Gas (Weighted U.S. Average) | Methane (Co2 eq) | 5.6 | 0 | C
325199 | 1014594 | 2023 | PRH (Process Heater) | DGD2-55-201 | Natural Gas (Weighted U.S. Average) | Nitrous Oxide | 0.022 | 0 | C
325199 | 1014594 | 2023 | PRH (Process Heater) | DGD2-55-201 | Natural Gas (Weighted U.S. Average) | Nitrous Oxide (Co2 eq) | 6.6 | 0 | C
325199 | 1014594 | 2023 | PRH (Process Heater) | DGD2-55-202 | Natural Gas (Weighted U.S. Average) | Carbon Dioxide Biogenic | 0 | 0 | C
325199 | 1014594 | 2023 | PRH (Process Heater) | DGD2-55-202 | Natural Gas (Weighted U.S. Average) | Carbon Dioxide Non-Biogenic | 7407.8 | 0 | C
325199 | 1014594 | 2023 | PRH (Process Heater) | DGD2-55-202 | Natural Gas (Weighted U.S. Average) | Carbon Dioxide Total | 7407.8 | 0 | C
325199 | 1014594 | 2023 | PRH (Process Heater) | DGD2-55-202 | Natural Gas (Weighted U.S. Average) | Methane | 0.14 | 0 | C
325199 | 1014594 | 2023 | PRH (Process Heater) | DGD2-55-202 | Natural Gas (Weighted U.S. Average) | Methane (Co2 eq) | 3.5 | 0 | C
325199 | 1014594 | 2023 | PRH (Process Heater) | DGD2-55-202 | Natural Gas (Weighted U.S. Average) | Nitrous Oxide | 0.014 | 0 | C
325199 | 1014594 | 2023 | PRH (Process Heater) | DGD2-55-202 | Natural Gas (Weighted U.S. Average) | Nitrous Oxide (Co2 eq) | 4.2 | 0 | C
325199 | 1014594 | 2023 | PRH (Process Heater) | GDP-HTRS | Natural Gas (Weighted U.S. Average) | Carbon Dioxide Biogenic | 0 | 0 | C
325199 | 1014594 | 2023 | PRH (Process Heater) | GDP-HTRS | Natural Gas (Weighted U.S. Average) | Carbon Dioxide Non-Biogenic | 15266.3 | 0 | C
325199 | 1014594 | 2023 | PRH (Process Heater) | GDP-HTRS | Natural Gas (Weighted U.S. Average) | Carbon Dioxide Total | 15266.3 | 0 | C
325199 | 1014594 | 2023 | PRH (Process Heater) | GDP-HTRS | Natural Gas (Weighted U.S. Average) | Methane | 0.29 | 0 | C
325199 | 1014594 | 2023 | PRH (Process Heater) | GDP-HTRS | Natural Gas (Weighted U.S. Average) | Methane (Co2 eq) | 7.2 | 0 | C
325199 | 1014594 | 2023 | PRH (Process Heater) | GDP-HTRS | Natural Gas (Weighted U.S. Average) | Nitrous Oxide | 0.029 | 0 | C
325199 | 1014594 | 2023 | PRH (Process Heater) | GDP-HTRS | Natural Gas (Weighted U.S. Average) | Nitrous Oxide (Co2 eq) | 8.6 | 0 | C
325199 | 1014594 | 2023 |  | GP-Diesel Engines | Distillate Fuel Oil No. 2 | Carbon Dioxide Biogenic | 0 | 0 | C
325199 | 1014594 | 2023 |  | GP-Diesel Engines | Distillate Fuel Oil No. 2 | Carbon Dioxide Non-Biogenic | 184.5 | 0 | C
325199 | 1014594 | 2023 |  | GP-Diesel Engines | Distillate Fuel Oil No. 2 | Carbon Dioxide Total | 184.5 | 0 | C
325199 | 1014594 | 2023 |  | GP-Diesel Engines | Distillate Fuel Oil No. 2 | Methane | 0.01 | 0 | C
325199 | 1014594 | 2023 |  | GP-Diesel Engines | Distillate Fuel Oil No. 2 | Methane (Co2 eq) | 0.2 | 0 | C
325199 | 1014594 | 2023 |  | GP-Diesel Engines | Distillate Fuel Oil No. 2 | Nitrous Oxide | 0.001 | 0 | C
325199 | 1014594 | 2023 |  | GP-Diesel Engines | Distillate Fuel Oil No. 2 | Nitrous Oxide (Co2 eq) | 0.4 | 0 | C
325199 | 1014610 | 2023 | PRH (Process Heater) | East H2 Waste Gas |  | Carbon Dioxide Biogenic | 0 | 0 | C
325199 | 1014610 | 2023 | PRH (Process Heater) | East H2 Waste Gas |  | Carbon Dioxide Non-Biogenic | 68638.8 | 0 | C
325199 | 1014610 | 2023 | PRH (Process Heater) | East H2 Waste Gas |  | Carbon Dioxide Total | 68638.8 | 0 | C
325199 | 1014610 | 2023 | PRH (Process Heater) | East H2 Waste Gas |  | Methane | 0 | 0 | C
325199 | 1014610 | 2023 | PRH (Process Heater) | East H2 Waste Gas |  | Methane (Co2 eq) | 0 | 0 | C
325199 | 1014610 | 2023 | PRH (Process Heater) | East H2 Waste Gas |  | Nitrous Oxide | 0 | 0 | C
325199 | 1014610 | 2023 | PRH (Process Heater) | East H2 Waste Gas |  | Nitrous Oxide (Co2 eq) | 0 | 0 | C
325199 | 1014610 | 2023 |  | GP-DieselEngines | Distillate Fuel Oil No. 2 | Carbon Dioxide Biogenic | 0 | 0 | C
325199 | 1014610 | 2023 |  | GP-DieselEngines | Distillate Fuel Oil No. 2 | Carbon Dioxide Non-Biogenic | 12 | 0 | C
325199 | 1014610 | 2023 |  | GP-DieselEngines | Distillate Fuel Oil No. 2 | Carbon Dioxide Total | 12 | 0 | C
325199 | 1014610 | 2023 |  | GP-DieselEngines | Distillate Fuel Oil No. 2 | Methane | 0 | 0 | C
325199 | 1014610 | 2023 |  | GP-DieselEngines | Distillate Fuel Oil No. 2 | Methane (Co2 eq) | 0 | 0 | C
325199 | 1014610 | 2023 |  | GP-DieselEngines | Distillate Fuel Oil No. 2 | Nitrous Oxide | 0 | 0 | C
325199 | 1014610 | 2023 |  | GP-DieselEngines | Distillate Fuel Oil No. 2 | Nitrous Oxide (Co2 eq) | 0 | 0 | C
325199 | 1014610 | 2023 |  | GP-FuelGas | Fuel Gas | Carbon Dioxide Biogenic | 0 | 0 | C
325199 | 1014610 | 2023 |  | GP-FuelGas | Fuel Gas | Carbon Dioxide Non-Biogenic | 44127.2 | 0 | C
325199 | 1014610 | 2023 |  | GP-FuelGas | Fuel Gas | Carbon Dioxide Total | 44127.2 | 0 | C
325199 | 1014610 | 2023 |  | GP-FuelGas | Fuel Gas | Methane | 2.34 | 0 | C
325199 | 1014610 | 2023 |  | GP-FuelGas | Fuel Gas | Methane (Co2 eq) | 58.5 | 0 | C
325199 | 1014610 | 2023 |  | GP-FuelGas | Fuel Gas | Nitrous Oxide | 0.468 | 0 | C
325199 | 1014610 | 2023 |  | GP-FuelGas | Fuel Gas | Nitrous Oxide (Co2 eq) | 139.5 | 0 | C
325199 | 1014610 | 2023 | PRH (Process Heater) | West H2 Waste Gas |  | Carbon Dioxide Biogenic | 0 | 0 | C
325199 | 1014610 | 2023 | PRH (Process Heater) | West H2 Waste Gas |  | Carbon Dioxide Non-Biogenic | 12839.1 | 0 | C
325199 | 1014610 | 2023 | PRH (Process Heater) | West H2 Waste Gas |  | Carbon Dioxide Total | 12839.1 | 0 | C
325199 | 1014610 | 2023 | PRH (Process Heater) | West H2 Waste Gas |  | Methane | 0 | 0 | C
325199 | 1014610 | 2023 | PRH (Process Heater) | West H2 Waste Gas |  | Methane (Co2 eq) | 0 | 0 | C
325199 | 1014610 | 2023 | PRH (Process Heater) | West H2 Waste Gas |  | Nitrous Oxide | 0 | 0 | C
325199 | 1014610 | 2023 | PRH (Process Heater) | West H2 Waste Gas |  | Nitrous Oxide (Co2 eq) | 0 | 0 | C
311119 | 1014611 | 2023 |  | GP-Volga01 | Natural Gas (Weighted U.S. Average) | Carbon Dioxide Biogenic | 0 | 0 | C
311119 | 1014611 | 2023 |  | GP-Volga01 | Natural Gas (Weighted U.S. Average) | Carbon Dioxide Non-Biogenic | 21043.5 | 0 | C
311119 | 1014611 | 2023 |  | GP-Volga01 | Natural Gas (Weighted U.S. Average) | Carbon Dioxide Total | 21043.5 | 0 | C
311119 | 1014611 | 2023 |  | GP-Volga01 | Natural Gas (Weighted U.S. Average) | Methane | 0.4 | 0 | C
311119 | 1014611 | 2023 |  | GP-Volga01 | Natural Gas (Weighted U.S. Average) | Methane (Co2 eq) | 9.9 | 0 | C
311119 | 1014611 | 2023 |  | GP-Volga01 | Natural Gas (Weighted U.S. Average) | Nitrous Oxide | 0.04 | 0 | C
311119 | 1014611 | 2023 |  | GP-Volga01 | Natural Gas (Weighted U.S. Average) | Nitrous Oxide (Co2 eq) | 11.8 | 0 | C
322120 | 1014626 | 2023 |  | GP-Boilers | Natural Gas (Weighted U.S. Average) | Carbon Dioxide Biogenic | 0 | 0 | C
322120 | 1014626 | 2023 |  | GP-Boilers | Natural Gas (Weighted U.S. Average) | Carbon Dioxide Non-Biogenic | 19986 | 0 | C
322120 | 1014626 | 2023 |  | GP-Boilers | Natural Gas (Weighted U.S. Average) | Carbon Dioxide Total | 19986 | 0 | C
322120 | 1014626 | 2023 |  | GP-Boilers | Natural Gas (Weighted U.S. Average) | Methane | 0.38 | 0 | C
322120 | 1014626 | 2023 |  | GP-Boilers | Natural Gas (Weighted U.S. Average) | Methane (Co2 eq) | 9.4 | 0 | C
322120 | 1014626 | 2023 |  | GP-Boilers | Natural Gas (Weighted U.S. Average) | Nitrous Oxide | 0.038 | 0 | C
322120 | 1014626 | 2023 |  | GP-Boilers | Natural Gas (Weighted U.S. Average) | Nitrous Oxide (Co2 eq) | 11.2 | 0 | C
311411 | 1014644 | 2023 |  | GP- boilers | Natural Gas (Weighted U.S. Average) | Carbon Dioxide Biogenic | 0 | 0 | C
311411 | 1014644 | 2023 |  | GP- boilers | Natural Gas (Weighted U.S. Average) | Carbon Dioxide Non-Biogenic | 7379.4 | 0 | C
311411 | 1014644 | 2023 |  | GP- boilers | Natural Gas (Weighted U.S. Average) | Carbon Dioxide Total | 7379.4 | 0 | C
311411 | 1014644 | 2023 |  | GP- boilers | Natural Gas (Weighted U.S. Average) | Methane | 0.14 | 0 | C
311411 | 1014644 | 2023 |  | GP- boilers | Natural Gas (Weighted U.S. Average) | Methane (Co2 eq) | 3.5 | 0 | C
311411 | 1014644 | 2023 |  | GP- boilers | Natural Gas (Weighted U.S. Average) | Nitrous Oxide | 0.014 | 0 | C
311411 | 1014644 | 2023 |  | GP- boilers | Natural Gas (Weighted U.S. Average) | Nitrous Oxide (Co2 eq) | 4.1 | 0 | C
325193 | 1014710 | 2023 |  | CP-01 | Natural Gas (Weighted U.S. Average) | Carbon Dioxide Biogenic | 0 | 0 | C
325193 | 1014710 | 2023 |  | CP-01 | Natural Gas (Weighted U.S. Average) | Carbon Dioxide Non-Biogenic | 27709.6 | 0 | C
325193 | 1014710 | 2023 |  | CP-01 | Natural Gas (Weighted U.S. Average) | Carbon Dioxide Total | 27709.6 | 0 | C
325193 | 1014710 | 2023 |  | CP-01 | Natural Gas (Weighted U.S. Average) | Methane | 0.52 | 0 | C
325193 | 1014710 | 2023 |  | CP-01 | Natural Gas (Weighted U.S. Average) | Methane (Co2 eq) | 13.1 | 0 | C
325193 | 1014710 | 2023 |  | CP-01 | Natural Gas (Weighted U.S. Average) | Nitrous Oxide | 0.052 | 0 | C
325193 | 1014710 | 2023 |  | CP-01 | Natural Gas (Weighted U.S. Average) | Nitrous Oxide (Co2 eq) | 15.6 | 0 | C
325998 | 1014790 | 2023 | OB (Boiler, other) | Boiler 1 | Natural Gas (Weighted U.S. Average) | Carbon Dioxide Biogenic | 0 | 0 | C
325998 | 1014790 | 2023 | OB (Boiler, other) | Boiler 1 | Natural Gas (Weighted U.S. Average) | Carbon Dioxide Non-Biogenic | 1426.9 | 0 | C
325998 | 1014790 | 2023 | OB (Boiler, other) | Boiler 1 | Natural Gas (Weighted U.S. Average) | Carbon Dioxide Total | 1426.9 | 0 | C
325998 | 1014790 | 2023 | OB (Boiler, other) | Boiler 1 | Natural Gas (Weighted U.S. Average) | Methane | 0.03 | 0 | C
325998 | 1014790 | 2023 | OB (Boiler, other) | Boiler 1 | Natural Gas (Weighted U.S. Average) | Methane (Co2 eq) | 0.7 | 0 | C
325998 | 1014790 | 2023 | OB (Boiler, other) | Boiler 1 | Natural Gas (Weighted U.S. Average) | Nitrous Oxide | 0.003 | 0 | C
325998 | 1014790 | 2023 | OB (Boiler, other) | Boiler 1 | Natural Gas (Weighted U.S. Average) | Nitrous Oxide (Co2 eq) | 0.8 | 0 | C
325998 | 1014790 | 2023 | OB (Boiler, other) | Boiler 2 | Natural Gas (Weighted U.S. Average) | Carbon Dioxide Biogenic | 0 | 0 | C
325998 | 1014790 | 2023 | OB (Boiler, other) | Boiler 2 | Natural Gas (Weighted U.S. Average) | Carbon Dioxide Non-Biogenic | 452.4 | 0 | C
325998 | 1014790 | 2023 | OB (Boiler, other) | Boiler 2 | Natural Gas (Weighted U.S. Average) | Carbon Dioxide Total | 452.4 | 0 | C
325998 | 1014790 | 2023 | OB (Boiler, other) | Boiler 2 | Natural Gas (Weighted U.S. Average) | Methane | 0.01 | 0 | C
325998 | 1014790 | 2023 | OB (Boiler, other) | Boiler 2 | Natural Gas (Weighted U.S. Average) | Methane (Co2 eq) | 0.2 | 0 | C
325998 | 1014790 | 2023 | OB (Boiler, other) | Boiler 2 | Natural Gas (Weighted U.S. Average) | Nitrous Oxide | 0.001 | 0 | C
325998 | 1014790 | 2023 | OB (Boiler, other) | Boiler 2 | Natural Gas (Weighted U.S. Average) | Nitrous Oxide (Co2 eq) | 0.3 | 0 | C
325998 | 1014790 | 2023 | PD (Product or intermediate product dryer) | Powder Plant 1 Dryer | Natural Gas (Weighted U.S. Average) | Carbon Dioxide Biogenic | 0 | 0 | C
325998 | 1014790 | 2023 | PD (Product or intermediate product dryer) | Powder Plant 1 Dryer | Natural Gas (Weighted U.S. Average) | Carbon Dioxide Non-Biogenic | 8524.7 | 0 | C
325998 | 1014790 | 2023 | PD (Product or intermediate product dryer) | Powder Plant 1 Dryer | Natural Gas (Weighted U.S. Average) | Carbon Dioxide Total | 8524.7 | 0 | C
325998 | 1014790 | 2023 | PD (Product or intermediate product dryer) | Powder Plant 1 Dryer | Natural Gas (Weighted U.S. Average) | Methane | 0.16 | 0 | C
325998 | 1014790 | 2023 | PD (Product or intermediate product dryer) | Powder Plant 1 Dryer | Natural Gas (Weighted U.S. Average) | Methane (Co2 eq) | 4 | 0 | C
325998 | 1014790 | 2023 | PD (Product or intermediate product dryer) | Powder Plant 1 Dryer | Natural Gas (Weighted U.S. Average) | Nitrous Oxide | 0.016 | 0 | C
325998 | 1014790 | 2023 | PD (Product or intermediate product dryer) | Powder Plant 1 Dryer | Natural Gas (Weighted U.S. Average) | Nitrous Oxide (Co2 eq) | 4.8 | 0 | C
325998 | 1014790 | 2023 | PD (Product or intermediate product dryer) | Powder Plant 2 Dryer | Natural Gas (Weighted U.S. Average) | Carbon Dioxide Biogenic | 0 | 0 | C
325998 | 1014790 | 2023 | PD (Product or intermediate product dryer) | Powder Plant 2 Dryer | Natural Gas (Weighted U.S. Average) | Carbon Dioxide Non-Biogenic | 7870.9 | 0 | C
325998 | 1014790 | 2023 | PD (Product or intermediate product dryer) | Powder Plant 2 Dryer | Natural Gas (Weighted U.S. Average) | Carbon Dioxide Total | 7870.9 | 0 | C
325998 | 1014790 | 2023 | PD (Product or intermediate product dryer) | Powder Plant 2 Dryer | Natural Gas (Weighted U.S. Average) | Methane | 0.15 | 0 | C
325998 | 1014790 | 2023 | PD (Product or intermediate product dryer) | Powder Plant 2 Dryer | Natural Gas (Weighted U.S. Average) | Methane (Co2 eq) | 3.7 | 0 | C
325998 | 1014790 | 2023 | PD (Product or intermediate product dryer) | Powder Plant 2 Dryer | Natural Gas (Weighted U.S. Average) | Nitrous Oxide | 0.015 | 0 | C
325998 | 1014790 | 2023 | PD (Product or intermediate product dryer) | Powder Plant 2 Dryer | Natural Gas (Weighted U.S. Average) | Nitrous Oxide (Co2 eq) | 4.4 | 0 | C
325998 | 1014790 | 2023 | PD (Product or intermediate product dryer) | Powder Plant 3 Dryer | Natural Gas (Weighted U.S. Average) | Carbon Dioxide Biogenic | 0 | 0 | C
325998 | 1014790 | 2023 | PD (Product or intermediate product dryer) | Powder Plant 3 Dryer | Natural Gas (Weighted U.S. Average) | Carbon Dioxide Non-Biogenic | 6696.6 | 0 | C
325998 | 1014790 | 2023 | PD (Product or intermediate product dryer) | Powder Plant 3 Dryer | Natural Gas (Weighted U.S. Average) | Carbon Dioxide Total | 6696.6 | 0 | C
325998 | 1014790 | 2023 | PD (Product or intermediate product dryer) | Powder Plant 3 Dryer | Natural Gas (Weighted U.S. Average) | Methane | 0.13 | 0 | C
325998 | 1014790 | 2023 | PD (Product or intermediate product dryer) | Powder Plant 3 Dryer | Natural Gas (Weighted U.S. Average) | Methane (Co2 eq) | 3.2 | 0 | C
325998 | 1014790 | 2023 | PD (Product or intermediate product dryer) | Powder Plant 3 Dryer | Natural Gas (Weighted U.S. Average) | Nitrous Oxide | 0.013 | 0 | C
325998 | 1014790 | 2023 | PD (Product or intermediate product dryer) | Powder Plant 3 Dryer | Natural Gas (Weighted U.S. Average) | Nitrous Oxide (Co2 eq) | 3.8 | 0 | C
325998 | 1014790 | 2023 | TODF (Thermal oxidizer, direct fired, no heat recovery) | TO-ACN1 | Natural Gas (Weighted U.S. Average) | Carbon Dioxide Biogenic | 0 | 0 | C
325998 | 1014790 | 2023 | TODF (Thermal oxidizer, direct fired, no heat recovery) | TO-ACN1 | Natural Gas (Weighted U.S. Average) | Carbon Dioxide Non-Biogenic | 532.4 | 0 | C
325998 | 1014790 | 2023 | TODF (Thermal oxidizer, direct fired, no heat recovery) | TO-ACN1 | Natural Gas (Weighted U.S. Average) | Carbon Dioxide Total | 532.4 | 0 | C
325998 | 1014790 | 2023 | TODF (Thermal oxidizer, direct fired, no heat recovery) | TO-ACN1 | Natural Gas (Weighted U.S. Average) | Methane | 0.01 | 0 | C
325998 | 1014790 | 2023 | TODF (Thermal oxidizer, direct fired, no heat recovery) | TO-ACN1 | Natural Gas (Weighted U.S. Average) | Methane (Co2 eq) | 0.3 | 0 | C
325998 | 1014790 | 2023 | TODF (Thermal oxidizer, direct fired, no heat recovery) | TO-ACN1 | Natural Gas (Weighted U.S. Average) | Nitrous Oxide | 0.001 | 0 | C
325998 | 1014790 | 2023 | TODF (Thermal oxidizer, direct fired, no heat recovery) | TO-ACN1 | Natural Gas (Weighted U.S. Average) | Nitrous Oxide (Co2 eq) | 0.3 | 0 | C
325998 | 1014790 | 2023 | TODF (Thermal oxidizer, direct fired, no heat recovery) | TO-AD1 | Natural Gas (Weighted U.S. Average) | Carbon Dioxide Biogenic | 0 | 0 | C
325998 | 1014790 | 2023 | TODF (Thermal oxidizer, direct fired, no heat recovery) | TO-AD1 | Natural Gas (Weighted U.S. Average) | Carbon Dioxide Non-Biogenic | 860.7 | 0 | C
325998 | 1014790 | 2023 | TODF (Thermal oxidizer, direct fired, no heat recovery) | TO-AD1 | Natural Gas (Weighted U.S. Average) | Carbon Dioxide Total | 860.7 | 0 | C
325998 | 1014790 | 2023 | TODF (Thermal oxidizer, direct fired, no heat recovery) | TO-AD1 | Natural Gas (Weighted U.S. Average) | Methane | 0.02 | 0 | C
325998 | 1014790 | 2023 | TODF (Thermal oxidizer, direct fired, no heat recovery) | TO-AD1 | Natural Gas (Weighted U.S. Average) | Methane (Co2 eq) | 0.4 | 0 | C
325998 | 1014790 | 2023 | TODF (Thermal oxidizer, direct fired, no heat recovery) | TO-AD1 | Natural Gas (Weighted U.S. Average) | Nitrous Oxide | 0.002 | 0 | C
325998 | 1014790 | 2023 | TODF (Thermal oxidizer, direct fired, no heat recovery) | TO-AD1 | Natural Gas (Weighted U.S. Average) | Nitrous Oxide (Co2 eq) | 0.5 | 0 | C
325199 | 1014796 | 2023 | FLR (Flare) | Station CO Flare | Natural Gas (Weighted U.S. Average) | Carbon Dioxide Biogenic | 0 | 0 | C
325199 | 1014796 | 2023 | FLR (Flare) | Station CO Flare | Natural Gas (Weighted U.S. Average) | Carbon Dioxide Non-Biogenic | 935.1 | 0 | C
325199 | 1014796 | 2023 | FLR (Flare) | Station CO Flare | Natural Gas (Weighted U.S. Average) | Carbon Dioxide Total | 935.1 | 0 | C
325199 | 1014796 | 2023 | FLR (Flare) | Station CO Flare | Natural Gas (Weighted U.S. Average) | Methane | 0.02 | 0 | C
325199 | 1014796 | 2023 | FLR (Flare) | Station CO Flare | Natural Gas (Weighted U.S. Average) | Methane (Co2 eq) | 0.4 | 0 | C
325199 | 1014796 | 2023 | FLR (Flare) | Station CO Flare | Natural Gas (Weighted U.S. Average) | Nitrous Oxide | 0.002 | 0 | C
325199 | 1014796 | 2023 | FLR (Flare) | Station CO Flare | Natural Gas (Weighted U.S. Average) | Nitrous Oxide (Co2 eq) | 0.5 | 0 | C
325199 | 1014796 | 2023 | FLR (Flare) | Station CO Flare |  | Carbon Dioxide Biogenic | 0 | 0 | C
325199 | 1014796 | 2023 | FLR (Flare) | Station CO Flare |  | Carbon Dioxide Non-Biogenic | 6663.3 | 0 | C
325199 | 1014796 | 2023 | FLR (Flare) | Station CO Flare |  | Carbon Dioxide Total | 6663.3 | 0 | C
325199 | 1014796 | 2023 | FLR (Flare) | Station CO Flare |  | Methane | 0 | 0 | C
325199 | 1014796 | 2023 | FLR (Flare) | Station CO Flare |  | Methane (Co2 eq) | 0 | 0 | C
325199 | 1014796 | 2023 | FLR (Flare) | Station CO Flare |  | Nitrous Oxide | 0 | 0 | C
325199 | 1014796 | 2023 | FLR (Flare) | Station CO Flare |  | Nitrous Oxide (Co2 eq) | 0 | 0 | C
325199 | 1014796 | 2023 | TODF (Thermal oxidizer, direct fired, no heat recovery) | Thermal Oxidizer | Natural Gas (Weighted U.S. Average) | Carbon Dioxide Biogenic | 0 | 0 | C
325199 | 1014796 | 2023 | TODF (Thermal oxidizer, direct fired, no heat recovery) | Thermal Oxidizer | Natural Gas (Weighted U.S. Average) | Carbon Dioxide Non-Biogenic | 757.1 | 0 | C
325199 | 1014796 | 2023 | TODF (Thermal oxidizer, direct fired, no heat recovery) | Thermal Oxidizer | Natural Gas (Weighted U.S. Average) | Carbon Dioxide Total | 757.1 | 0 | C
325199 | 1014796 | 2023 | TODF (Thermal oxidizer, direct fired, no heat recovery) | Thermal Oxidizer | Natural Gas (Weighted U.S. Average) | Methane | 0.01 | 0 | C
325199 | 1014796 | 2023 | TODF (Thermal oxidizer, direct fired, no heat recovery) | Thermal Oxidizer | Natural Gas (Weighted U.S. Average) | Methane (Co2 eq) | 0.4 | 0 | C
325199 | 1014796 | 2023 | TODF (Thermal oxidizer, direct fired, no heat recovery) | Thermal Oxidizer | Natural Gas (Weighted U.S. Average) | Nitrous Oxide | 0.001 | 0 | C
325199 | 1014796 | 2023 | TODF (Thermal oxidizer, direct fired, no heat recovery) | Thermal Oxidizer | Natural Gas (Weighted U.S. Average) | Nitrous Oxide (Co2 eq) | 0.4 | 0 | C
325199 | 1014796 | 2023 | TODF (Thermal oxidizer, direct fired, no heat recovery) | Thermal Oxidizer |  | Carbon Dioxide Biogenic | 0 | 0 | C
325199 | 1014796 | 2023 | TODF (Thermal oxidizer, direct fired, no heat recovery) | Thermal Oxidizer |  | Carbon Dioxide Non-Biogenic | 9715 | 0 | C
325199 | 1014796 | 2023 | TODF (Thermal oxidizer, direct fired, no heat recovery) | Thermal Oxidizer |  | Carbon Dioxide Total | 9715 | 0 | C
325199 | 1014796 | 2023 | TODF (Thermal oxidizer, direct fired, no heat recovery) | Thermal Oxidizer |  | Methane | 0 | 0 | C
325199 | 1014796 | 2023 | TODF (Thermal oxidizer, direct fired, no heat recovery) | Thermal Oxidizer |  | Methane (Co2 eq) | 0 | 0 | C
325199 | 1014796 | 2023 | TODF (Thermal oxidizer, direct fired, no heat recovery) | Thermal Oxidizer |  | Nitrous Oxide | 0 | 0 | C
325199 | 1014796 | 2023 | TODF (Thermal oxidizer, direct fired, no heat recovery) | Thermal Oxidizer |  | Nitrous Oxide (Co2 eq) | 0 | 0 | C
311224 | 1014819 | 2023 | OB (Boiler, other) | EP6001 | Natural Gas (Weighted U.S. Average) | Carbon Dioxide Biogenic | 0 | 0 | C
311224 | 1014819 | 2023 | OB (Boiler, other) | EP6001 | Natural Gas (Weighted U.S. Average) | Carbon Dioxide Non-Biogenic | 18307 | 0 | C
311224 | 1014819 | 2023 | OB (Boiler, other) | EP6001 | Natural Gas (Weighted U.S. Average) | Carbon Dioxide Total | 18307 | 0 | C
311224 | 1014819 | 2023 | OB (Boiler, other) | EP6001 | Natural Gas (Weighted U.S. Average) | Methane | 0.35 | 0 | C
311224 | 1014819 | 2023 | OB (Boiler, other) | EP6001 | Natural Gas (Weighted U.S. Average) | Methane (Co2 eq) | 8.6 | 0 | C
311224 | 1014819 | 2023 | OB (Boiler, other) | EP6001 | Natural Gas (Weighted U.S. Average) | Nitrous Oxide | 0.035 | 0 | C
311224 | 1014819 | 2023 | OB (Boiler, other) | EP6001 | Natural Gas (Weighted U.S. Average) | Nitrous Oxide (Co2 eq) | 10.3 | 0 | C
311224 | 1014819 | 2023 | OB (Boiler, other) | EP6002 | Natural Gas (Weighted U.S. Average) | Carbon Dioxide Biogenic | 0 | 0 | C
311224 | 1014819 | 2023 | OB (Boiler, other) | EP6002 | Natural Gas (Weighted U.S. Average) | Carbon Dioxide Non-Biogenic | 18143.9 | 0 | C
311224 | 1014819 | 2023 | OB (Boiler, other) | EP6002 | Natural Gas (Weighted U.S. Average) | Carbon Dioxide Total | 18143.9 | 0 | C
311224 | 1014819 | 2023 | OB (Boiler, other) | EP6002 | Natural Gas (Weighted U.S. Average) | Methane | 0.34 | 0 | C
311224 | 1014819 | 2023 | OB (Boiler, other) | EP6002 | Natural Gas (Weighted U.S. Average) | Methane (Co2 eq) | 8.5 | 0 | C
311224 | 1014819 | 2023 | OB (Boiler, other) | EP6002 | Natural Gas (Weighted U.S. Average) | Nitrous Oxide | 0.034 | 0 | C
311224 | 1014819 | 2023 | OB (Boiler, other) | EP6002 | Natural Gas (Weighted U.S. Average) | Nitrous Oxide (Co2 eq) | 10.2 | 0 | C
311613 | 1014832 | 2023 |  | GP-1 | Natural Gas (Weighted U.S. Average) | Carbon Dioxide Biogenic | 0 | 0 | C
311613 | 1014832 | 2023 |  | GP-1 | Natural Gas (Weighted U.S. Average) | Carbon Dioxide Non-Biogenic | 25441.9 | 0 | C
311613 | 1014832 | 2023 |  | GP-1 | Natural Gas (Weighted U.S. Average) | Carbon Dioxide Total | 25441.9 | 0 | C
311613 | 1014832 | 2023 |  | GP-1 | Natural Gas (Weighted U.S. Average) | Methane | 0.48 | 0 | C
311613 | 1014832 | 2023 |  | GP-1 | Natural Gas (Weighted U.S. Average) | Methane (Co2 eq) | 12 | 0 | C
311613 | 1014832 | 2023 |  | GP-1 | Natural Gas (Weighted U.S. Average) | Nitrous Oxide | 0.048 | 0 | C
311613 | 1014832 | 2023 |  | GP-1 | Natural Gas (Weighted U.S. Average) | Nitrous Oxide (Co2 eq) | 14.3 | 0 | C
322120 | 1014845 | 2023 |  | GP-1 | Natural Gas (Weighted U.S. Average) | Carbon Dioxide Biogenic | 0 | 602500000 | C
322120 | 1014845 | 2023 |  | GP-1 | Natural Gas (Weighted U.S. Average) | Carbon Dioxide Non-Biogenic | 32799.8 | 602500000 | C
322120 | 1014845 | 2023 |  | GP-1 | Natural Gas (Weighted U.S. Average) | Carbon Dioxide Total | 32799.8 | 602500000 | C
322120 | 1014845 | 2023 |  | GP-1 | Natural Gas (Weighted U.S. Average) | Methane | 0.62 | 602500000 | C
322120 | 1014845 | 2023 |  | GP-1 | Natural Gas (Weighted U.S. Average) | Methane (Co2 eq) | 15.5 | 602500000 | C
322120 | 1014845 | 2023 |  | GP-1 | Natural Gas (Weighted U.S. Average) | Nitrous Oxide | 0.062 | 602500000 | C
322120 | 1014845 | 2023 |  | GP-1 | Natural Gas (Weighted U.S. Average) | Nitrous Oxide (Co2 eq) | 18.4 | 602500000 | C
325998 | 1014847 | 2023 | PRH (Process Heater) | E-55-201 | Fuel Gas | Carbon Dioxide Biogenic | 0 | 0 | C
325998 | 1014847 | 2023 | PRH (Process Heater) | E-55-201 | Fuel Gas | Carbon Dioxide Non-Biogenic | 17520.8 | 0 | C
325998 | 1014847 | 2023 | PRH (Process Heater) | E-55-201 | Fuel Gas | Carbon Dioxide Total | 17520.8 | 0 | C
325998 | 1014847 | 2023 | PRH (Process Heater) | E-55-201 | Fuel Gas | Methane | 1.08 | 0 | C
325998 | 1014847 | 2023 | PRH (Process Heater) | E-55-201 | Fuel Gas | Methane (Co2 eq) | 26.9 | 0 | C
325998 | 1014847 | 2023 | PRH (Process Heater) | E-55-201 | Fuel Gas | Nitrous Oxide | 0.215 | 0 | C
325998 | 1014847 | 2023 | PRH (Process Heater) | E-55-201 | Fuel Gas | Nitrous Oxide (Co2 eq) | 64.2 | 0 | C
325998 | 1014847 | 2023 | PRH (Process Heater) | E-55-202 | Fuel Gas | Carbon Dioxide Biogenic | 0 | 0 | C
325998 | 1014847 | 2023 | PRH (Process Heater) | E-55-202 | Fuel Gas | Carbon Dioxide Non-Biogenic | 10888.1 | 0 | C
325998 | 1014847 | 2023 | PRH (Process Heater) | E-55-202 | Fuel Gas | Carbon Dioxide Total | 10888.1 | 0 | C
325998 | 1014847 | 2023 | PRH (Process Heater) | E-55-202 | Fuel Gas | Methane | 0.67 | 0 | C
325998 | 1014847 | 2023 | PRH (Process Heater) | E-55-202 | Fuel Gas | Methane (Co2 eq) | 16.9 | 0 | C
325998 | 1014847 | 2023 | PRH (Process Heater) | E-55-202 | Fuel Gas | Nitrous Oxide | 0.135 | 0 | C
325998 | 1014847 | 2023 | PRH (Process Heater) | E-55-202 | Fuel Gas | Nitrous Oxide (Co2 eq) | 40.2 | 0 | C
311615 | 1014852 | 2023 |  | CP- Natural Gas | Natural Gas (Weighted U.S. Average) | Carbon Dioxide Biogenic | 0 | 0 | C
311615 | 1014852 | 2023 |  | CP- Natural Gas | Natural Gas (Weighted U.S. Average) | Carbon Dioxide Non-Biogenic | 1996.2 | 0 | C
311615 | 1014852 | 2023 |  | CP- Natural Gas | Natural Gas (Weighted U.S. Average) | Carbon Dioxide Total | 1996.2 | 0 | C
311615 | 1014852 | 2023 |  | CP- Natural Gas | Natural Gas (Weighted U.S. Average) | Methane | 0.04 | 0 | C
311615 | 1014852 | 2023 |  | CP- Natural Gas | Natural Gas (Weighted U.S. Average) | Methane (Co2 eq) | 0.9 | 0 | C
311615 | 1014852 | 2023 |  | CP- Natural Gas | Natural Gas (Weighted U.S. Average) | Nitrous Oxide | 0.004 | 0 | C
311615 | 1014852 | 2023 |  | CP- Natural Gas | Natural Gas (Weighted U.S. Average) | Nitrous Oxide (Co2 eq) | 1.1 | 0 | C
311615 | 1014852 | 2023 | RICE (Reciprocating internal combustion engine) | Emergency Generator | Distillate Fuel Oil No. 2 | Carbon Dioxide Biogenic | 0 | 258.7 | C
311615 | 1014852 | 2023 | RICE (Reciprocating internal combustion engine) | Emergency Generator | Distillate Fuel Oil No. 2 | Carbon Dioxide Non-Biogenic | 2.6 | 258.7 | C
311615 | 1014852 | 2023 | RICE (Reciprocating internal combustion engine) | Emergency Generator | Distillate Fuel Oil No. 2 | Carbon Dioxide Total | 2.6 | 258.7 | C
311615 | 1014852 | 2023 | RICE (Reciprocating internal combustion engine) | Emergency Generator | Distillate Fuel Oil No. 2 | Methane | 0 | 258.7 | C
311615 | 1014852 | 2023 | RICE (Reciprocating internal combustion engine) | Emergency Generator | Distillate Fuel Oil No. 2 | Methane (Co2 eq) | 0 | 258.7 | C
311615 | 1014852 | 2023 | RICE (Reciprocating internal combustion engine) | Emergency Generator | Distillate Fuel Oil No. 2 | Nitrous Oxide | 0 | 258.7 | C
311615 | 1014852 | 2023 | RICE (Reciprocating internal combustion engine) | Emergency Generator | Distillate Fuel Oil No. 2 | Nitrous Oxide (Co2 eq) | 0 | 258.7 | C
325411 | 1014866 | 2023 |  | GP-Ajinomoto Raleigh | Natural Gas (Weighted U.S. Average) | Carbon Dioxide Biogenic | 0 | 0 | C
325411 | 1014866 | 2023 |  | GP-Ajinomoto Raleigh | Natural Gas (Weighted U.S. Average) | Carbon Dioxide Non-Biogenic | 27635.2 | 0 | C
325411 | 1014866 | 2023 |  | GP-Ajinomoto Raleigh | Natural Gas (Weighted U.S. Average) | Carbon Dioxide Total | 27635.2 | 0 | C
325411 | 1014866 | 2023 |  | GP-Ajinomoto Raleigh | Natural Gas (Weighted U.S. Average) | Methane | 0.52 | 0 | C
325411 | 1014866 | 2023 |  | GP-Ajinomoto Raleigh | Natural Gas (Weighted U.S. Average) | Methane (Co2 eq) | 13 | 0 | C
325411 | 1014866 | 2023 |  | GP-Ajinomoto Raleigh | Natural Gas (Weighted U.S. Average) | Nitrous Oxide | 0.052 | 0 | C
325411 | 1014866 | 2023 |  | GP-Ajinomoto Raleigh | Natural Gas (Weighted U.S. Average) | Nitrous Oxide (Co2 eq) | 15.5 | 0 | C